{"text_format":"3","workbook":"xlsx","n_sheets":13,"sheets":["DBH-Upgrade","data","NL","EN","FR","DE","NR","SP","SW","TS","ExtraTaal1","ExtraTaal2","ExtraTaal3"],"not_rendered":{"images":6,"macros":1,"defined_names":10,"comments":1},"read":"whole","date_system":"1900"}

{"sheet":"DBH-Upgrade","index":0,"n_rows":28,"n_cols":13,"rows_kept":28,"merged":[[1,1,1,10],[3,5,3,8],[3,9,3,10],[4,1,4,2],[4,5,4,8],[4,9,4,10],[5,5,5,8],[7,5,7,8],[7,10,7,11],[8,10,9,11],[8,12,9,12],[11,1,11,3],[11,6,11,8],[11,11,11,12],[12,1,12,3],[12,6,12,8],[12,11,15,12],[13,1,13,3],[13,6,13,8],[14,6,14,8],[18,1,18,12]]}
[]
[null,{"$f":"IF(data!$CC$18=7,\"Effektsimulering DBH-upgrade\",\"Selectiontool DBH-upgrade\")","v":"Selectiontool DBH-upgrade"}]
[]
[{"$nulls":5},"Taal/Language/Sprache/Langue/Språk/Lengua/Jazyk",{"$nulls":3},"Nederlands"]
[{"$nulls":5},{"$f":"IF(data!$CC$18=1,NL!F3,IF(data!$CC$18=2,EN!F3,IF(data!$CC$18=3,FR!F3,IF(data!$CC$18=4,DE!F3,IF(data!$CC$18=5,NR!F3,IF(data!$CC$18=6,SP!F3,IF(data!$CC$18=7,SW!F3,IF(data!$CC$18=8,TS!F3,IF(data!$CC$18=9,ExtraTaal1!F3,IF(data!$CC$18=10,ExtraTaal2!F3,IF(data!$CC$18=11,ExtraTaal3!F3,)))))))))))","v":"Statisch toestel"},{"$nulls":3},"Tempo"]
[{"$nulls":5},{"$f":"IF(data!$CC$18=1,NL!E4,IF(data!$CC$18=2,EN!E4,IF(data!$CC$18=3,FR!E4,IF(data!$CC$18=4,DE!E4,IF(data!$CC$18=5,NR!E4,IF(data!$CC$18=6,SP!E4,IF(data!$CC$18=7,SW!E4,IF(data!$CC$18=8,TS!E4,IF(data!$CC$18=9,ExtraTaal1!E4,IF(data!$CC$18=10,ExtraTaal2!E4,IF(data!$CC$18=11,ExtraTaal3!E4,)))))))))))&IF(data!$CC$18=8,\" [centimetr]\",\" [centimeter]\")","v":"Uitvoering [centimeter]"},{"$nulls":3},70,80,15,{"$f":"data!H5","v":16.5}]
[{"$nulls":9},{"$f":"IF(data!$CC$18=1,NL!B4,IF(data!$CC$18=2,EN!B4,IF(data!$CC$18=3,FR!B4,IF(data!$CC$18=4,DE!B4,IF(data!$CC$18=5,NR!B4,IF(data!$CC$18=6,SP!B4,IF(data!$CC$18=7,SW!B4,IF(data!$CC$18=8,TS!B4,IF(data!$CC$18=9,ExtraTaal1!B4,IF(data!$CC$18=10,ExtraTaal2!B4,IF(data!$CC$18=11,ExtraTaal3!B4,)))))))))))","v":"Hoogte"},{"$f":"IF(data!$CC$18=1,NL!B3,IF(data!$CC$18=2,EN!B3,IF(data!$CC$18=3,FR!B3,IF(data!$CC$18=4,DE!B3,IF(data!$CC$18=5,NR!B3,IF(data!$CC$18=6,SP!B3,IF(data!$CC$18=7,SW!B3,IF(data!$CC$18=8,TS!B3,IF(data!$CC$18=9,ExtraTaal1!B3,IF(data!$CC$18=10,ExtraTaal2!B3,IF(data!$CC$18=11,ExtraTaal3!B3,)))))))))))","v":"Lengte"},{"$f":"IF(data!$CC$18=1,NL!B5,IF(data!$CC$18=2,EN!B5,IF(data!$CC$18=3,FR!B5,IF(data!$CC$18=4,DE!B5,IF(data!$CC$18=5,NR!B5,IF(data!$CC$18=6,SP!B5,IF(data!$CC$18=7,SW!B5,IF(data!$CC$18=8,TS!B5,IF(data!$CC$18=9,ExtraTaal1!B5,IF(data!$CC$18=10,ExtraTaal2!B5,IF(data!$CC$18=11,ExtraTaal3!B5,)))))))))))","v":"Type"},{"$f":"IF(data!$CC$18=1,NL!B6,IF(data!$CC$18=2,EN!B6,IF(data!$CC$18=3,FR!B6,IF(data!$CC$18=4,DE!B6,IF(data!$CC$18=5,NR!B6,IF(data!$CC$18=6,SP!B6,IF(data!$CC$18=7,SW!B6,IF(data!$CC$18=8,TS!B6,IF(data!$CC$18=9,ExtraTaal1!B6,IF(data!$CC$18=10,ExtraTaal2!B6,IF(data!$CC$18=11,ExtraTaal3!B6,)))))))))))","v":"Diepte"}]
[{"$nulls":5},{"$f":"IF(data!$CC$18=1,NL!H4,IF(data!$CC$18=2,EN!H4,IF(data!$CC$18=3,FR!H4,IF(data!$CC$18=4,DE!H4,IF(data!$CC$18=5,NR!H4,IF(data!$CC$18=6,SP!H4,IF(data!$CC$18=7,SW!H4,IF(data!$CC$18=8,TS!H4,IF(data!$CC$18=9,ExtraTaal1!H4,IF(data!$CC$18=10,ExtraTaal2!H4,IF(data!$CC$18=11,ExtraTaal3!H4,)))))))))))","v":"DBH set"},{"$nulls":4},80,null,{"$f":"data!$BU$2","v":15}]
[{"$nulls":9},{"$f":"IF(data!$CC$18=1,NL!B3,IF(data!$CC$18=2,EN!B3,IF(data!$CC$18=3,FR!B3,IF(data!$CC$18=4,DE!B3,IF(data!$CC$18=5,NR!B3,IF(data!$CC$18=6,SP!B3,IF(data!$CC$18=7,SW!B3,)))))))","v":"Lengte"},{"$f":"IF(data!$CC$18=1,NL!B3,IF(data!$CC$18=2,EN!B3,IF(data!$CC$18=3,FR!B3,IF(data!$CC$18=4,DE!B3,IF(data!$CC$18=5,NR!B3,IF(data!$CC$18=6,SP!B3,IF(data!$CC$18=7,SW!B3,IF(data!$CC$18=8,TS!B3,IF(data!$CC$18=9,ExtraTaal1!B3,IF(data!$CC$18=10,ExtraTaal2!B3,IF(data!$CC$18=11,ExtraTaal3!B3,)))))))))))&\" [cm]\"","v":"Lengte [cm]"},null,{"$f":"IF(data!$CC$18=1,NL!H3,IF(data!$CC$18=2,EN!H3,IF(data!$CC$18=3,FR!H3,IF(data!$CC$18=4,DE!H3,IF(data!$CC$18=5,NR!H3,IF(data!$CC$18=6,SP!H3,IF(data!$CC$18=7,SW!H3,IF(data!$CC$18=8,TS!H3,IF(data!$CC$18=9,ExtraTaal1!H3,IF(data!$CC$18=10,ExtraTaal2!H3,IF(data!$CC$18=11,ExtraTaal3!H3,)))))))))))","v":"Unit"}]
[null,{"$f":"IF(data!$CC$18=1,NL!E5,IF(data!$CC$18=2,EN!E5,IF(data!$CC$18=3,FR!E5,IF(data!$CC$18=4,DE!E5,IF(data!$CC$18=5,NR!E5,IF(data!$CC$18=6,SP!E5,IF(data!$CC$18=7,SW!E5,IF(data!$CC$18=8,TS!E5,IF(data!$CC$18=9,ExtraTaal1!E5,IF(data!$CC$18=10,ExtraTaal2!E5,IF(data!$CC$18=11,ExtraTaal3!E5,)))))))))))","v":"Temperaturen"}]
[null,{"$f":"IF(data!$CC$18=1,NL!B8,IF(data!$CC$18=2,EN!B8,IF(data!$CC$18=3,FR!B8,IF(data!$CC$18=4,DE!B8,IF(data!$CC$18=5,NR!B8,IF(data!$CC$18=6,SP!B8,IF(data!$CC$18=7,SW!B8,IF(data!$CC$18=8,TS!B8,IF(data!$CC$18=9,ExtraTaal1!B8,IF(data!$CC$18=10,ExtraTaal2!B8,IF(data!$CC$18=11,ExtraTaal3!B8,)))))))))))","v":"Verwarmen:"},{"$nulls":4},{"$f":"IF(data!$CC$18=1,NL!G8,IF(data!$CC$18=2,EN!G8,IF(data!$CC$18=3,FR!G8,IF(data!$CC$18=4,DE!G8,IF(data!$CC$18=5,NR!G8,IF(data!$CC$18=6,SP!G8,IF(data!$CC$18=7,SW!G8,IF(data!$CC$18=8,TS!G8,IF(data!$CC$18=9,ExtraTaal1!G8,IF(data!$CC$18=10,ExtraTaal2!G8,IF(data!$CC$18=11,ExtraTaal3!G8,)))))))))))","v":"Koelen:"}]
[null,{"$f":"IF(data!$CC$18=1,NL!B9,IF(data!$CC$18=2,EN!B9,IF(data!$CC$18=3,FR!B9,IF(data!$CC$18=4,DE!B9,IF(data!$CC$18=5,NR!B9,IF(data!$CC$18=6,SP!B9,IF(data!$CC$18=7,SW!B9,IF(data!$CC$18=8,TS!B9,IF(data!$CC$18=9,ExtraTaal1!B9,IF(data!$CC$18=10,ExtraTaal2!B9,IF(data!$CC$18=11,ExtraTaal3!B9,)))))))))))","v":"Water aanvoer"},{"$f":"IF(data!$CC$18=1,NL!C9,IF(data!$CC$18=2,EN!C9,IF(data!$CC$18=3,FR!C9,IF(data!$CC$18=4,DE!C9,IF(data!$CC$18=5,NR!C9,IF(data!$CC$18=6,SP!C9,IF(data!$CC$18=7,SW!C9,IF(data!$CC$18=8,TS!C9,IF(data!$CC$18=9,ExtraTaal1!C9,IF(data!$CC$18=10,ExtraTaal2!C9,IF(data!$CC$18=11,ExtraTaal3!C9,)))))))))))","v":0},{"$f":"IF(data!$CC$18=1,NL!D9,IF(data!$CC$18=2,EN!D9,IF(data!$CC$18=3,FR!D9,IF(data!$CC$18=4,DE!D9,IF(data!$CC$18=5,NR!D9,IF(data!$CC$18=6,SP!D9,IF(data!$CC$18=7,SW!D9,IF(data!$CC$18=8,TS!D9,IF(data!$CC$18=9,ExtraTaal1!D9,IF(data!$CC$18=10,ExtraTaal2!D9,IF(data!$CC$18=11,ExtraTaal3!D9,)))))))))))","v":0},35,{"$f":"IF(data!$BZ$3=1,\"°C\",IF(data!$BZ$3=2,\"°F\",))","v":"°C"},{"$f":"B12","v":"Water aanvoer"},0,0,17,{"$f":"F12","v":"°C"},{"$f":"IF(data!$CC$18=1,NL!G4,IF(data!$CC$18=2,EN!G4,IF(data!$CC$18=3,FR!G4,IF(data!$CC$18=4,DE!G4,IF(data!$CC$18=5,NR!G4,IF(data!$CC$18=6,SP!G4,IF(data!$CC$18=7,SW!G4,IF(data!$CC$18=8,TS!G4,IF(data!$CC$18=9,ExtraTaal1!G4,IF(data!$CC$18=10,ExtraTaal2!G4,IF(data!$CC$18=11,ExtraTaal3!G4,)))))))))))","v":"Eenheidsstelsel"}]
[null,{"$f":"IF(data!$CC$18=1,NL!B10,IF(data!$CC$18=2,EN!B10,IF(data!$CC$18=3,FR!B10,IF(data!$CC$18=4,DE!B10,IF(data!$CC$18=5,NR!B10,IF(data!$CC$18=6,SP!B10,IF(data!$CC$18=7,SW!B10,IF(data!$CC$18=8,TS!B10,IF(data!$CC$18=9,ExtraTaal1!B10,IF(data!$CC$18=10,ExtraTaal2!B10,IF(data!$CC$18=11,ExtraTaal3!B10,)))))))))))","v":"Water retour"},{"$f":"IF(data!$CC$18=1,NL!C10,IF(data!$CC$18=2,EN!C10,IF(data!$CC$18=3,FR!C10,IF(data!$CC$18=4,DE!C10,IF(data!$CC$18=5,NR!C10,IF(data!$CC$18=6,SP!C10,IF(data!$CC$18=7,SW!C10,IF(data!$CC$18=8,TS!C10,IF(data!$CC$18=9,ExtraTaal1!C10,IF(data!$CC$18=10,ExtraTaal2!C10,IF(data!$CC$18=11,ExtraTaal3!C10,)))))))))))","v":0},{"$f":"IF(data!$CC$18=1,NL!D10,IF(data!$CC$18=2,EN!D10,IF(data!$CC$18=3,FR!D10,IF(data!$CC$18=4,DE!D10,IF(data!$CC$18=5,NR!D10,IF(data!$CC$18=6,SP!D10,IF(data!$CC$18=7,SW!D10,IF(data!$CC$18=8,TS!D10,IF(data!$CC$18=9,ExtraTaal1!D10,IF(data!$CC$18=10,ExtraTaal2!D10,IF(data!$CC$18=11,ExtraTaal3!D10,)))))))))))","v":0},{"v":18.333333333333332,"d":"18"},{"$f":"F12","v":"°C"},{"$f":"B13","v":"Water retour"},0,0,21,{"$f":"F12","v":"°C"}]
[null,{"$f":"IF(data!$CC$18=1,NL!B11,IF(data!$CC$18=2,EN!B11,IF(data!$CC$18=3,FR!B11,IF(data!$CC$18=4,DE!B11,IF(data!$CC$18=5,NR!B11,IF(data!$CC$18=6,SP!B11,IF(data!$CC$18=7,SW!B11,IF(data!$CC$18=8,TS!B11,IF(data!$CC$18=9,ExtraTaal1!B11,IF(data!$CC$18=10,ExtraTaal2!B11,IF(data!$CC$18=11,ExtraTaal3!B11,)))))))))))","v":"Ruimte (droge bol)"},{"$f":"IF(data!$CC$18=1,NL!C11,IF(data!$CC$18=2,EN!C11,IF(data!$CC$18=3,FR!C11,IF(data!$CC$18=4,DE!C11,IF(data!$CC$18=5,NR!C11,IF(data!$CC$18=6,SP!C11,IF(data!$CC$18=7,SW!C11,IF(data!$CC$18=8,TS!C11,IF(data!$CC$18=9,ExtraTaal1!C11,IF(data!$CC$18=10,ExtraTaal2!C11,IF(data!$CC$18=11,ExtraTaal3!C11,)))))))))))","v":0},{"$f":"IF(data!$CC$18=1,NL!D11,IF(data!$CC$18=2,EN!D11,IF(data!$CC$18=3,FR!D11,IF(data!$CC$18=4,DE!D11,IF(data!$CC$18=5,NR!D11,IF(data!$CC$18=6,SP!D11,IF(data!$CC$18=7,SW!D11,IF(data!$CC$18=8,TS!D11,IF(data!$CC$18=9,ExtraTaal1!D11,IF(data!$CC$18=10,ExtraTaal2!D11,IF(data!$CC$18=11,ExtraTaal3!D11,)))))))))))","v":0},15,{"$f":"F12","v":"°C"},{"$f":"B14","v":"Ruimte (droge bol)"},0,0,27,{"$f":"F12","v":"°C"}]
[{"$nulls":6},{"$f":"IF(data!$CC$18=1,NL!$G$3,IF(data!$CC$18=2,EN!$G$3,IF(data!$CC$18=3,FR!$G$3,IF(data!$CC$18=4,DE!$G$3,IF(data!$CC$18=5,NR!$G$3,IF(data!$CC$18=6,SP!$G$3,IF(data!$CC$18=7,SW!$G$3,IF(data!$CC$18=8,TS!G3,IF(data!$CC$18=9,ExtraTaal1!G3,IF(data!$CC$18=10,ExtraTaal2!G3,IF(data!$CC$18=11,ExtraTaal3!G3,)))))))))))","v":"rel. vocht."},null,null,{"v":0.5,"d":"50%"}]
[]
[]
[null,{"$f":"IF(data!$CC$18=1,NL!B16,IF(data!$CC$18=2,EN!B16,IF(data!$CC$18=3,FR!B16,IF(data!$CC$18=4,DE!B16,IF(data!$CC$18=5,NR!B16,IF(data!$CC$18=6,SP!B16,IF(data!$CC$18=7,SW!B16,IF(data!$CC$18=8,TS!B16,IF(data!$CC$18=9,ExtraTaal1!B16,IF(data!$CC$18=10,ExtraTaal2!B16,IF(data!$CC$18=11,ExtraTaal3!B16,)))))))))))","v":"Ventilatorsnelheid "},{"$f":"IF(data!$CC$18=1,NL!B19,IF(data!$CC$18=2,EN!B19,IF(data!$CC$18=3,FR!B19,IF(data!$CC$18=4,DE!B19,IF(data!$CC$18=5,NR!B19,IF(data!$CC$18=6,SP!B19,IF(data!$CC$18=7,SW!B19,IF(data!$CC$18=8,TS!B19,IF(data!$CC$18=9,ExtraTaal1!B19,IF(data!$CC$18=10,ExtraTaal2!B19,IF(data!$CC$18=11,ExtraTaal3!B19,)))))))))))","v":"Stuurspanning [v]"},{"$f":"IF(data!$CC$18=1,NL!C14,IF(data!$CC$18=2,EN!C14,IF(data!$CC$18=3,FR!C14,IF(data!$CC$18=4,DE!C14,IF(data!$CC$18=5,NR!C14,IF(data!$CC$18=6,SP!C14,IF(data!$CC$18=7,SW!C14,IF(data!$CC$18=8,TS!C14,IF(data!$CC$18=9,ExtraTaal1!C14,IF(data!$CC$18=10,ExtraTaal2!C14,IF(data!$CC$18=11,ExtraTaal3!C14,)))))))))))&IF(data!BZ2=1,\" [W]\",IF(data!BZ2=2,\" [Btu/h]\",))","v":"Verwarmvermogen [W]"},{"$f":"IF(data!$CC$18=1,NL!D14,IF(data!$CC$18=2,EN!D14,IF(data!$CC$18=3,FR!D14,IF(data!$CC$18=4,DE!D14,IF(data!$CC$18=5,NR!D14,IF(data!$CC$18=6,SP!D14,IF(data!$CC$18=7,SW!D14,IF(data!$CC$18=8,TS!D14,IF(data!$CC$18=9,ExtraTaal1!D14,IF(data!$CC$18=10,ExtraTaal2!D14,IF(data!$CC$18=11,ExtraTaal3!D14,)))))))))))&IF(data!BZ2=1,\" [kg/h]\",IF(data!BZ2=2,\" [GPM]**\",))","v":"Waterdebiet [kg/h]"},{"$f":"IF(data!$CC$18=1,NL!F6,IF(data!$CC$18=2,EN!F6,IF(data!$CC$18=3,FR!F6,IF(data!$CC$18=4,DE!F6,IF(data!$CC$18=5,NR!F6,IF(data!$CC$18=6,SP!F6,IF(data!$CC$18=7,SW!F6,IF(data!$CC$18=8,TS!F6,IF(data!$CC$18=9,ExtraTaal1!F6,IF(data!$CC$18=10,ExtraTaal2!F6,IF(data!$CC$18=11,ExtraTaal3!F6,)))))))))))&\" [\"&IF(data!BZ2=1,\"kPa\",IF(data!BZ2=2,\"ftH2O\"))&\"]\"","v":"Waterzijdig drukverlies [kPa]"},{"$f":"IF(data!$CC$18=1,NL!E14,IF(data!$CC$18=2,EN!E14,IF(data!$CC$18=3,FR!E14,IF(data!$CC$18=4,DE!E14,IF(data!$CC$18=5,NR!E14,IF(data!$CC$18=6,SP!E14,IF(data!$CC$18=7,SW!E14,IF(data!$CC$18=8,TS!E14,IF(data!$CC$18=9,ExtraTaal1!E14,IF(data!$CC$18=10,ExtraTaal2!E14,IF(data!$CC$18=11,ExtraTaal3!E14,)))))))))))&IF(data!BZ2=1,\" [W]**\",IF(data!BZ2=2,\" [Btu/h]*\",))","v":"Koelvermogen [W]**"},{"$f":"E18","v":"Waterdebiet [kg/h]"},{"$f":"F18","v":"Waterzijdig drukverlies [kPa]"},{"$f":"IF(data!$CC$18=1,NL!I13,IF(data!$CC$18=2,EN!I13,IF(data!$CC$18=3,FR!I13,IF(data!$CC$18=4,DE!I13,IF(data!$CC$18=5,NR!I13,IF(data!$CC$18=6,SP!I13,IF(data!$CC$18=7,SW!I13,IF(data!$CC$18=8,TS!I13,IF(data!$CC$18=9,ExtraTaal1!I13,IF(data!$CC$18=10,ExtraTaal2!I13,IF(data!$CC$18=11,ExtraTaal3!I13,)))))))))))","v":"Geluidsdrukniveau [dB(A)]****"},{"$f":"IF(data!$CC$18=1,NL!J13,IF(data!$CC$18=2,EN!J13,IF(data!$CC$18=3,FR!J13,IF(data!$CC$18=4,DE!J13,IF(data!$CC$18=5,NR!J13,IF(data!$CC$18=6,SP!J13,IF(data!$CC$18=7,SW!J13,IF(data!$CC$18=8,TS!J13,IF(data!$CC$18=9,ExtraTaal1!J13,IF(data!$CC$18=10,ExtraTaal2!J13,IF(data!$CC$18=11,ExtraTaal3!J13,)))))))))))","v":"Geluidsvermogen [dB(A)]****"},{"$f":"IF(data!$CC$18=1,NL!H13,IF(data!$CC$18=2,EN!H13,IF(data!$CC$18=3,FR!H13,IF(data!$CC$18=4,DE!H13,IF(data!$CC$18=5,NR!H13,IF(data!$CC$18=6,SP!H13,IF(data!$CC$18=7,SW!H13,IF(data!$CC$18=8,TS!H13,IF(data!$CC$18=9,ExtraTaal1!H13,IF(data!$CC$18=10,ExtraTaal2!H13,IF(data!$CC$18=11,ExtraTaal3!H13,)))))))))))","v":"Elektrisch verbruik [W]"},{"$f":"IF(data!$CC$18=1,NL!G13,IF(data!$CC$18=2,EN!G13,IF(data!$CC$18=3,FR!G13,IF(data!$CC$18=4,DE!G13,IF(data!$CC$18=5,NR!G13,IF(data!$CC$18=6,SP!G13,IF(data!$CC$18=7,SW!G13,IF(data!$CC$18=8,TS!G13,IF(data!$CC$18=9,ExtraTaal1!G13,IF(data!$CC$18=10,ExtraTaal2!G13,IF(data!$CC$18=11,ExtraTaal3!G13,)))))))))))&IF(data!BZ2=1,\" [l]\",IF(data!BZ2=2,\" [Gal]**\",))","v":"Watervolume [l]"}]
[null,{"$f":"IF(data!BV2=0,CONCATENATE(J5,\", \",K7, \" \",K6, \"cm, \",J7, \" \",J6,\"cm, \",L7, \" \",L6),CONCATENATE(J5,\" Hybrid, \",K7, \" \",K6, \"cm, \",J7, \" \",J6,\"cm, \",L7, \" \",L6,\" + \",F8,\", \",M9,\" \",M8,\" \",K7,\" \",K8,\"cm.\"))","v":"Tempo Hybrid, Lengte 80cm, Hoogte 70cm, Type 15 + DBH set, Unit 15 Lengte 80cm."},0,0,0,0,0,0,0,0,0,0,0]
[null,"0* ",{"$f":"data!BJ5","v":{"v":0,"d":"0.0"}},{"$f":"ROUND(IF(data!$BZ$3=1,data!U5,IF(data!$BZ$3=2,data!U5*3.412141633,)),0)","v":102},{"$f":"IF(data!$BZ$3=1,ROUND(data!Y5,0),IF(data!$BZ$3=2,ROUND(data!Y5/272.7654,1),))","v":5},{"$f":"IF(data!$BZ$3=1,data!AC5,IF(data!$BZ$3=2,data!AC5*0.3346,))","v":{"v":0.000156089234940988,"d":"0.00"}},{"$nulls":3},{"v":0,"d":"0.0"},{"v":0,"d":"0.0"},{"v":0,"d":"0.0"},{"$f":"IF(data!$BZ$3=1,data!AZ$5,IF(data!$BZ$3=2,data!AZ$5/4.54609,))","v":0.8}]
[null,1,{"$f":"IF($K$8=\"\",\"\",data!BK5)","v":11.8},{"$f":"IF($K$8=\"\",\"\",ROUND(IF(data!$BZ$3=1,data!V5,IF(data!$BZ$3=2,data!V5*3.412141633,)),0))","v":228},{"$f":"IF($K$8=\"\",\"\",IF(data!$BZ$3=1,ROUND(data!Z5,0),IF(data!$BZ$3=2,ROUND(data!Z5/272.7654,1),)))","v":12},{"$f":"IF($K$8=\"\",\"\",IF(data!$BZ$3=1,data!AD5,IF(data!$BZ$3=2,data!AD5*0.3346,)))","v":{"v":8.4598157363216932E-4,"d":"0.00"}},{"$f":"IF($K$8=\"\",\"\",IF(data!BY5=1,ROUND(IF(data!$BZ$3=1,data!AQ5,IF(data!$BZ$3=2,data!AQ5*3.412141633,)),0),\"\"))","v":149},{"$f":"IF($K$8=\"\",\"\",IF(data!BY5=1,IF(data!$BZ$3=1,ROUND(data!AT5,0),IF(data!$BZ$3=2,ROUND(data!AT5/272.7654,1),)),\"\"))","v":32},{"$f":"IF($K$8=\"\",\"\",IF(data!BY5=1,IF(data!$BZ$3=1,data!AW5,IF(data!$BZ$3=2,data!AW5*0.3346,)),\"\"))","v":{"v":5.6882724952915095E-3,"d":"0.01"}},{"$f":"IF($K$8=\"\",\"\",data!J5)","v":{"v":26,"d":"26.0"}},{"$f":"IF($K$8=\"\",\"\",J21+8)","v":{"v":34,"d":"34.0"}},{"$f":"IF($K$8=\"\",\"\",data!BA5)","v":{"v":6,"d":"6.0"}},{"$f":"IF($K$8=\"\",\"\",IF(data!$BZ$3=1,data!AZ$5,IF(data!$BZ$3=2,data!AZ$5/4.54609,)))","v":0.8}]
[null,2,{"$f":"IF($K$8=\"\",\"\",data!BL5)","v":13.7},{"$f":"IF($K$8=\"\",\"\",ROUND(IF(data!$BZ$3=1,data!W5,IF(data!$BZ$3=2,data!W5*3.412141633,)),0))","v":244},{"$f":"IF($K$8=\"\",\"\",IF(data!$BZ$3=1,ROUND(data!AA5,0),IF(data!$BZ$3=2,ROUND(data!AA5/272.7654,1),)))","v":13},{"$f":"IF($K$8=\"\",\"\",IF(data!$BZ$3=1,data!AE5,IF(data!$BZ$3=2,data!AE5*0.3346,)))","v":{"v":9.8787228475975949E-4,"d":"0.00"}},{"$f":"IF($K$8=\"\",\"\",IF(data!BY5=1,ROUND(IF(data!$BZ$3=1,data!AR5,IF(data!$BZ$3=2,data!AR5*3.412141633,)),0),\"\"))","v":160},{"$f":"IF($K$8=\"\",\"\",IF(data!BY5=1,IF(data!$BZ$3=1,ROUND(data!AU5,0),IF(data!$BZ$3=2,ROUND(data!AU5/272.7654,1),)),\"\"))","v":34},{"$f":"IF($K$8=\"\",\"\",IF(data!BY5=1,IF(data!$BZ$3=1,data!AX5,IF(data!$BZ$3=2,data!AX5*0.3346,)),\"\"))","v":{"v":0.006401787813825805,"d":"0.01"}},{"$f":"IF($K$8=\"\",\"\",data!K5)","v":{"v":30,"d":"30.0"}},{"$f":"IF($K$8=\"\",\"\",J22+8)","v":{"v":38,"d":"38.0"}},{"$f":"IF($K$8=\"\",\"\",data!BB5)","v":6.7},{"$f":"IF($K$8=\"\",\"\",IF(data!$BZ$3=1,data!AZ$5,IF(data!$BZ$3=2,data!AZ$5/4.54609,)))","v":0.8}]
[null,3,{"$f":"IF($K$8=\"\",\"\",data!BM5)","v":{"v":21.85,"d":"21.9"}},{"$f":"IF($K$8=\"\",\"\",ROUND(IF(data!$BZ$3=1,data!X5,IF(data!$BZ$3=2,data!X5*3.412141633,)),0))","v":328},{"$f":"IF($K$8=\"\",\"\",IF(data!$BZ$3=1,ROUND(data!AB5,0),IF(data!$BZ$3=2,ROUND(data!AB5/272.7654,1),)))","v":17},{"$f":"IF($K$8=\"\",\"\",IF(data!$BZ$3=1,data!AF5,IF(data!$BZ$3=2,data!AF5*0.3346,)))","v":{"v":1.6621061134341473E-3,"d":"0.00"}},{"$f":"IF($K$8=\"\",\"\",IF(data!BY5=1,ROUND(IF(data!$BZ$3=1,data!AS5,IF(data!$BZ$3=2,data!AS5*3.412141633,)),0),\"\"))","v":215},{"$f":"IF($K$8=\"\",\"\",IF(data!BY5=1,IF(data!$BZ$3=1,ROUND(data!AV5,0),IF(data!$BZ$3=2,ROUND(data!AV5/272.7654,1),)),\"\"))","v":46},{"$f":"IF($K$8=\"\",\"\",IF(data!BY5=1,IF(data!$BZ$3=1,data!AY5,IF(data!$BZ$3=2,data!AY5*0.3346,)),\"\"))","v":{"v":0.011546753349711855,"d":"0.01"}},{"$f":"IF($K$8=\"\",\"\",data!L5)","v":42.4},{"$f":"IF($K$8=\"\",\"\",J23+8)","v":50.4},{"$f":"IF($K$8=\"\",\"\",data!BC5)","v":{"v":9,"d":"9.0"}},{"$f":"IF($K$8=\"\",\"\",IF(data!$BZ$3=1,data!AZ$5,IF(data!$BZ$3=2,data!AZ$5/4.54609,)))","v":0.8}]
[{"$nulls":12},"v2021-04-26"]
[null,"*",{"$f":"IF(data!$CC$18=1,NL!E6,IF(data!$CC$18=2,EN!E6,IF(data!$CC$18=3,FR!E6,IF(data!$CC$18=4,DE!E6,IF(data!$CC$18=5,NR!E6,IF(data!$CC$18=6,SP!E6,IF(data!$CC$18=7,SW!E6,IF(data!$CC$18=8,TS!E6,IF(data!$CC$18=9,ExtraTaal1!E6,IF(data!$CC$18=10,ExtraTaal2!E6,IF(data!$CC$18=11,ExtraTaal3!E6,)))))))))))","v":"Indien de ventilatoren uitgeschakeld zijn, is de afgifte een indicatieve waarde."}]
[null,"**",{"$f":"IF(data!$CC$18=1,NL!B20,IF(data!$CC$18=2,EN!B20,IF(data!$CC$18=3,FR!B20,IF(data!$CC$18=4,DE!B20,IF(data!$CC$18=5,NR!B20,IF(data!$CC$18=6,SP!B20,IF(data!$CC$18=7,SW!B20,IF(data!$CC$18=8,TS!B20,IF(data!$CC$18=9,ExtraTaal1!B20,IF(data!$CC$18=10,ExtraTaal2!B20,IF(data!$CC$18=11,ExtraTaal3!B20,)))))))))))","v":"Koelvermogen is berekend volgens EN16430 met de ventilatoren naar boven blazend voor alle types."}]
[null,"***",{"$f":"IF(data!$CC$18=1,NL!B21,IF(data!$CC$18=2,EN!B21,IF(data!$CC$18=3,FR!B21,IF(data!$CC$18=4,DE!B21,IF(data!$CC$18=5,NR!B21,IF(data!$CC$18=6,SP!B21,IF(data!$CC$18=7,SW!B21,)))))))","v":"Wanneer het watervolume in gallons wordt gegeven, zijn dit imperial gallons."}]
[null,"****",{"$f":"IF(data!$CC$18=1,NL!B22,IF(data!$CC$18=2,EN!B22,IF(data!$CC$18=3,FR!B22,IF(data!$CC$18=4,DE!B22,IF(data!$CC$18=5,NR!B22,IF(data!$CC$18=6,SP!B22,IF(data!$CC$18=7,SW!B22,IF(data!$CC$18=8,TS!B22,IF(data!$CC$18=9,ExtraTaal1!B22,IF(data!$CC$18=10,ExtraTaal2!B22,IF(data!$CC$18=11,ExtraTaal3!B22,)))))))))))","v":"Geluidsvermogen volgens ISO 3741:2010, Voor het geluidsdrukniveau is er een aangenomen kamerdemping van 8 dB(A)."}]

{"sheet":"data","index":1,"n_rows":3981,"n_cols":104,"rows_kept":1125,"cut":true,"hidden":true,"merged":[[0,85,0,87],[0,88,0,90],[0,91,0,93],[0,94,0,96],[0,97,0,99],[1,79,1,83],[7,66,7,68],[7,69,7,71],[7,73,7,75],[21,94,21,96],[21,97,21,99],[69,92,69,103],[70,92,70,93],[70,94,70,95],[70,96,70,97],[70,98,70,99],[70,100,70,101],[70,102,70,103],[101,91,101,96],[105,91,105,96],[109,91,109,96],[113,91,113,96],[1346,84,1349,84],[1346,85,1349,85],[1346,86,1349,86],[1346,87,1349,87]],"bounds":{"rows_first":500,"rows_last":125,"rows_between":500,"halvings":2}}
[{"$nulls":12},"heating","Ti",{"$nulls":3},{"$f":"'DBH-Upgrade'!E12","v":35},{"$f":"IF($BZ$3=1,$R1,IF($BZ$3=2,(R1-32)/1.8,))","v":35},{"$nulls":17},"cooling","Ti",{"$nulls":3},"RH",null,null,{"$f":"'DBH-Upgrade'!J12","v":17},{"$f":"IF($BZ$3=1,$AS1,IF($BZ$3=2,($AS1-32)/1.8,))","v":17},"RH",{"$f":"'DBH-Upgrade'!J15","v":{"v":0.5,"d":"50%"}},{"$nulls":16},{"$f":"IF($CC$18=1,\"DBH-unit is te lang!\",IF($CC$18=2,\"DBH-unit is too long!\",IF($CC$18=3,\"DBH-unit est trop long!\",IF($CC$18=4,\"DBH-unit ist zu lang!\",IF($CC$18=5,\"DBH-unit er for lang!\",IF($CC$18=6,\"DBH-unit is too long!\",IF($CC$18=7,\"DBH-unit is too long!\",IF($CC$18=8,\"DBH-unit is too long!\",IF($CC$18=9,\"DBH-unit is too long!\",IF($CC$18=10,\"DBH-unit is too long!\",IF($CC$18=11,\"DBH-unit is too long!\",\"JAGA\")))))))))))","v":"DBH-unit is te lang!"},{"$nulls":6},"DBH rail",{"$f":"IF($CC$18=1,\"GEEN\",IF($CC$18=2,\"NONE\",IF($CC$18=3,\"NONE\",IF($CC$18=4,\"NONE\",IF($CC$18=5,\"NONE\",)))))","v":"GEEN"},10,15,null,null,"Imperial/SI",null,"toestel","taal","lengte","hoogte","type",null,"Built_in Hybrid",null,null,"Strada Hybrid",null,null,"Linea Hybrid",null,null,"Tempo Hybrid",null,null,"DBH-upgrade"]
[{"$nulls":13},"Tr",{"$nulls":3},{"$f":"'DBH-Upgrade'!E13","v":{"v":18.333333333333332,"d":"18"}},{"$f":"IF($BZ$3=1,$R2,IF($BZ$3=2,(R2-32)/1.8,))","v":{"v":18.333333333333332,"d":"18"}},{"$nulls":18},"Tr",{"$nulls":6},{"$f":"'DBH-Upgrade'!J13","v":21},{"$f":"IF($BZ$3=1,$AS2,IF($BZ$3=2,($AS2-32)/1.8,))","v":21},{"$nulls":18},{"$f":"IF($CC$18=1,\"Een DBH-unit kan niet geplaatst worden op een \"&'DBH-Upgrade'!$J$5&\" hoogte 20, type 11.\",IF($CC$18=2,\"A DBH-unit cannot be mounted on a \"&'DBH-Upgrade'!$J$5&\" height 20, type11.\",IF($CC$18=3,\"Aucun DBH-unit ne peut être placé sur un \"&'DBH-Upgrade'!$J$5&\" de hauteur 20, type 11.\",IF($CC$18=4,\"Auf einen \"&'DBH-Upgrade'!$J$5&\" der Höhe 20, Typ 11, kann keine DBH-unit gesetzt werden.\",IF($CC$18=5,\"Ingen DBH-unit kan plasseres på et \"&'DBH-Upgrade'!$J$5&\"  med høyde 20, type 11.\",IF($CC$18=6,\"A DBH-unit cannot be mounted on a \"&'DBH-Upgrade'!$J$5&\" height 20, type11.\",IF($CC$18=7,\"A DBH-unit cannot be mounted on a \"&'DBH-Upgrade'!$J$5&\" height 20, type11.\",IF($CC$18=8,\"A DBH-unit cannot be mounted on a \"&'DBH-Upgrade'!$J$5&\" height 20, type11.\",IF($CC$18=9,\"A DBH-unit cannot be mounted on a \"&'DBH-Upgrade'!$J$5&\" height 20, type11.\",IF($CC$18=10,\"A DBH-unit cannot be mounted on a \"&'DBH-Upgrade'!$J$5&\" height 20, type11.\",IF($CC$18=11,\"A DBH-unit cannot be mounted on a \"&'DBH-Upgrade'!$J$5&\" height 20, type11.\",\"JAGA\")))))))))))","v":"Een DBH-unit kan niet geplaatst worden op een Tempo hoogte 20, type 11."},{"$f":"IF($CC$18=1,\"Een DBH-unit kan niet geplaatst worden op een \"&'DBH-Upgrade'!$J$5&\" hoogte 20, type 16.\",IF($CC$18=2,\"A DBH-unit cannot be mounted on a \"&'DBH-Upgrade'!$J$5&\" height 20, type16.\",IF($CC$18=3,\"Aucun DBH-unit ne peut être placé sur un \"&'DBH-Upgrade'!$J$5&\" de hauteur 20, type 16.\",IF($CC$18=4,\"Auf einen \"&'DBH-Upgrade'!$J$5&\" der Höhe 20, Typ 16, kann keine DBH-unit gesetzt werden.\",IF($CC$18=5,\"Ingen DBH-unit kan plasseres på et \"&'DBH-Upgrade'!$J$5&\"  med høyde 20, type 16.\",IF($CC$18=6,\"A DBH-unit cannot be mounted on a \"&'DBH-Upgrade'!$J$5&\" height 20, type16.\",IF($CC$18=7,\"A DBH-unit cannot be mounted on a \"&'DBH-Upgrade'!$J$5&\" height 20, type16.\",IF($CC$18=8,\"A DBH-unit cannot be mounted on a \"&'DBH-Upgrade'!$J$5&\" height 20, type16.\",IF($CC$18=9,\"A DBH-unit cannot be mounted on a \"&'DBH-Upgrade'!$J$5&\" height 20, type16.\",IF($CC$18=10,\"A DBH-unit cannot be mounted on a \"&'DBH-Upgrade'!$J$5&\" height 20, type16.\",IF($CC$18=11,\"A DBH-unit cannot be mounted on a \"&'DBH-Upgrade'!$J$5&\" height 20, type16.\",\"JAGA\")))))))))))","v":"Een DBH-unit kan niet geplaatst worden op een Tempo hoogte 20, type 16."},{"$f":"IF($CC$18=1,\"Een DBH-unit kan niet geplaatst worden op een \"&'DBH-Upgrade'!$J$5&\" hoogte 20, type 21.\",IF($CC$18=2,\"A DBH-unit cannot be mounted on a \"&'DBH-Upgrade'!$J$5&\" height 20, type21.\",IF($CC$18=3,\"Aucun DBH-unit ne peut être placé sur un \"&'DBH-Upgrade'!$J$5&\" de hauteur 20, type 21.\",IF($CC$18=4,\"Auf einen \"&'DBH-Upgrade'!$J$5&\" der Höhe 20, Typ 21, kann keine DBH-unit gesetzt werden.\",IF($CC$18=5,\"Ingen DBH-unit kan plasseres på et \"&'DBH-Upgrade'!$J$5&\"  med høyde 20, type 21.\",IF($CC$18=6,\"A DBH-unit cannot be mounted on a \"&'DBH-Upgrade'!$J$5&\" height 20, type21.\",IF($CC$18=7,\"A DBH-unit cannot be mounted on a \"&'DBH-Upgrade'!$J$5&\" height 20, type21.\",IF($CC$18=8,\"A DBH-unit cannot be mounted on a \"&'DBH-Upgrade'!$J$5&\" height 20, type21.\",IF($CC$18=9,\"A DBH-unit cannot be mounted on a \"&'DBH-Upgrade'!$J$5&\" height 20, type21.\",IF($CC$18=10,\"A DBH-unit cannot be mounted on a \"&'DBH-Upgrade'!$J$5&\" height 20, type21.\",IF($CC$18=11,\"A DBH-unit cannot be mounted on a \"&'DBH-Upgrade'!$J$5&\" height 20, type21.\",\"JAGA\")))))))))))","v":"Een DBH-unit kan niet geplaatst worden op een Tempo hoogte 20, type 21."},{"$nulls":4},1,{"$f":"IF('DBH-Upgrade'!$L$6=10,10,IF('DBH-Upgrade'!$L$6=11,10,15))","v":15},{"$f":"IF($BT$2=2,0,IF($BT$2=1,$BU$2))","v":15},{"$nulls":3},1,null,"Geselecteerd",{"$nulls":5},"hoogte","lengte","type","hoogte","lengte","type","hoogte","lengte","type","hoogte","lengte","type","hoogte","lengte","type"]
[{"$f":"CONCATENATE('DBH-Upgrade'!$J$5,\"_L\")","v":"Tempo_L"},{"$nulls":12},"Ta",{"$nulls":3},{"$f":"'DBH-Upgrade'!E14","v":15},{"$f":"IF($BZ$3=1,$R3,IF($BZ$3=2,(R3-32)/1.8,))","v":15},{"$nulls":18},"Ta",{"$nulls":6},{"$f":"'DBH-Upgrade'!J14","v":27},{"$f":"IF($BZ$3=1,$AS3,IF($BZ$3=2,($AS3-32)/1.8,))","v":27},{"$nulls":31},1,"Strada",{"$f":"CK1","v":"Strada Hybrid"},"Nederlands",50,{"$f":"IF($CB$7=1,CK3,IF($CB$7=2,CN3,IF($CB$7=3,CQ3,IF($CB$7=4,CH3,))))","v":0},10,null,20,60,10,35,50,10,20,50,10,20,50,10,null,50,10]
["kolomindex",2,3,4,5,6,7,8,9,10,11,12,13,14,15,16,17,18,19,20,21,22,23,24,25,26,27,28,29,30,31,32,33,34,35,36,37,38,39,40,41,42,43,44,45,46,47,48,49,50,51,52,53,54,55,56,57,58,59,60,61,62,63,64,65,66,67,68,69,70,71,72,73,74,75,76,77,null,"Linea",{"$f":"CN1","v":"Linea Hybrid"},"English",60,{"$f":"IF($CB$7=1,CK4,IF($CB$7=2,CN4,IF($CB$7=3,CQ4,IF($CB$7=4,CH4,))))","v":0},11,null,30,70,11,50,60,11,35,60,11,30,60,11,null,60,11]
[{"$f":"CONCATENATE(CA7,'DBH-Upgrade'!J6,'DBH-Upgrade'!K6,'DBH-Upgrade'!L6,$BV$2)","v":"370801515"},{"$f":"VLOOKUP($A$5,$A$10:$BY$3967,B$4,0)","v":80},15,3,70,80,15,16.5,0,26,30,42.4,1262.4,1395,1496,2008,1.5,1.08,1.08,1.08,102,228,244,328,5,12,13,17,{"v":0.000156089234940988,"d":"0.00"},{"v":8.4598157363216932E-4,"d":"0.00"},{"v":9.8787228475975949E-4,"d":"0.00"},{"v":1.6621061134341473E-3,"d":"0.00"},{"$f":"VLOOKUP($A$5,$A$10:$BY$3967,AG$4,0)","v":{"v":0.0002083,"d":"0.000208"}},{"$f":"VLOOKUP($A$5,$A$10:$BY$3967,AH$4,0)","v":1.724},2,{"$f":"VLOOKUP($A$5,$A$10:$BY$3967,AJ$4,0)","v":{"v":0.000461829,"d":"0.000462"}},190,{"$f":"VLOOKUP($A$5,$A$10:$BY$3967,AL$4,0)","v":204},274,1.01,1.01,1.01,{"$f":"VLOOKUP($A$5,$A$10:$BY$3967,AQ$4,0)","v":148.91803301666403},159.89094071262875,214.75547919245233,32,34,46,{"v":5.6882724952915095E-3,"d":"0.01"},{"v":0.006401787813825805,"d":"0.01"},{"v":0.011546753349711855,"d":"0.01"},0.8,6,6.7,9,0,1578,0,0.8,0,0,0,11.8,13.7,21.85,{"$f":"VLOOKUP($A$5,$A$10:$BY$3967,BN$4,0)","v":0},1,1,1,148.91803301666403,159.89094071262875,214.75547919245233,0,0,0,0,1,null,"Tempo",{"$f":"CQ1","v":"Tempo Hybrid"},"Français",70,{"$f":"IF($CB$7=1,CK5,IF($CB$7=2,CN5,IF($CB$7=3,CQ5,IF($CB$7=4,CH5,))))","v":0},15,null,40,80,15,65,70,15,50,70,15,40,70,15,null,70,15]
[{"$f":"CONCATENATE('DBH-Upgrade'!$K$8,$BV$2)","v":"8015"},{"$nulls":77},"Built_in",{"$f":"CH1","v":"Built_in Hybrid"},"Deutsch",80,{"$f":"IF($CB$7=1,CK6,IF($CB$7=2,CN6,IF($CB$7=3,CQ6,IF($CB$7=4,CH6,))))","v":0},16,null,50,90,16,95,80,16,65,80,16,50,80,16,null,80,16]
[{"$nulls":78},{"$f":"IF('DBH-Upgrade'!$J$5=data!CA3,1,IF('DBH-Upgrade'!$J$5=data!CA4,2,IF('DBH-Upgrade'!$J$5=data!CA5,3,IF('DBH-Upgrade'!$J$5=data!CA6,3))))","v":3},null,"Norsk",90,{"$f":"IF(CE20=0,\"\",CE20)","v":""},20,null,60,100,20,null,90,20,95,90,20,60,90,20,null,90,20]
[{"$nulls":8},"soundpressure level",{"$nulls":3},"power","75/65/20",null,null,"n",{"$nulls":3},"result","power",null,null,"result","flow",null,null,"static pressure loss",{"$nulls":7},"power","16/18/27",null,"n",null,null,"result","power",null,"result","flow",null,"static pressure loss",{"$nulls":3},"electrical power nominal",{"$nulls":3},"oude cataloog",null,"Statisch met rail / statisch cataloog",{"$nulls":4},"BMS-stuurspanning",null,null,"Sensible heat factor",null,null,"Total cooling capacity",{"$nulls":3},"Diff. Total and sensible",null,null,"Show or not",{"$nulls":3},"Español",100,{"$f":"IF(CE21=0,\"\",CE21)","v":""},21,null,70,110,21,null,100,21,null,100,21,70,100,21,null,100,21]
["lookup code","L,rail","T,rail","toestel","height","length","type","depth",0,1,2,3,0,1,2,3,0,1,2,3,0,1,2,3,0,1,2,3,0,1,2,3,"k1","n","t","k2",1,2,3,1,2,3,1,2,3,1,2,3,1,2,3,"watervolume",1,2,3,null,"Static,H","Static,C",{"$nulls":3},0,1,2,3,null,"SHF 1","SHF 2","SHF 3","Q,t 1","Q,t 2","Q,t 3",null,"ΔQ,t,s 1","ΔQ,t,s 2","ΔQ,t,s 3","OK/NOTOK",null,"W/m,beript dyn heat",null,"Svenska",110,"",null,null,90,120,null,null,110,null,null,110,null,90,110,null,null,110]
[{"$f":"CONCATENATE(D10,E10,F10,G10,C10)","v":"13550100"},null,0,1,35,50,10,{"$f":"IF(G10=10,11.5,IF(G10=11,11.5,IF(G10=15,16.5,IF(G10=16,16.5,IF(G10=20,21.5,IF(G10=21,21.5,))))))","v":11.5},0,0,0,0,{"$f":"BE10*BG10","v":449},0,0,0,{"$f":"IF(E10=35,IF(G10=10,1.399,IF(G10=11,1.44,IF(G10=15,1.39,IF(G10=16,1.458,IF(G10=20,1.39,IF(G10=21,1.472,\"ERROR\")))))),IF(E10=50,IF(G10=10,1.385,IF(G10=11,1.438,IF(G10=15,1.373,IF(G10=16,1.464,IF(G10=20,1.373,IF(G10=21,1.485,\"ERROR\")))))),IF(E10=65,IF(G10=10,1.371,IF(G10=11,1.437,IF(G10=15,1.355,IF(G10=16,1.47,IF(G10=20,1.355,IF(G10=21,1.497,\"ERROR\")))))),IF(E10=95,IF(G10=10,1.343,IF(G10=11,1.434,IF(G10=15,1.32,IF(G10=16,1.482,IF(G10=20,1.32,IF(G10=21,1.522,1)))))),\"ERROR\"))))","v":1.399},{"$f":"IF($G10=10,1.08,IF($G10=11,1.1,IF($G10=15,1.08,IF($G10=16,1.1,IF($G10=20,1.08,IF($G10=21,1.05))))))","v":1.08},1.08,1.08,{"$f":"ROUND(M10*POWER((($S$1-$S$2)/LN(($S$1-$S$3)/($S$2-$S$3)))/((75-65)/LN((75-20)/(65-20))),Q10),0)","v":43},{"$f":"ROUND(N10*POWER((($S$1-$S$2)/LN(($S$1-$S$3)/($S$2-$S$3)))/((75-65)/LN((75-20)/(65-20))),R10),0)","v":0},0,0,{"$f":"ROUND(U10*3600/(4186*ABS($S$1-$S$2)),0)","v":2},{"$f":"ROUND(V10*3600/(4186*ABS($S$1-$S$2)),0)","v":0},0,0,{"$f":"(($AG10*(Y10^$AH10)*((($F10-14.4)*$AI10)/100))+($AJ10*(Y10^2)))*0.0098","v":{"v":2.3616242888750171E-5,"d":"0.00"}},{"$f":"(($AG10*(Z10^$AH10)*((($F10-14.4)*$AI10)/100))+($AJ10*(Z10^2)))*0.0098","v":{"v":0,"d":"0.00"}},{"$f":"(($AG10*(AA10^$AH10)*((($F10-14.4)*$AI10)/100))+($AJ10*(AA10^2)))*0.0098","v":{"v":0,"d":"0.00"}},{"$f":"(($AG10*(AB10^$AH10)*((($F10-14.4)*$AI10)/100))+($AJ10*(AB10^2)))*0.0098","v":{"v":0,"d":"0.00"}},{"$f":"IF($G10=$CO$103,CP$103,IF($G10=$CO$104,CP$104,IF($G10=$CO$105,CP$105,IF($G10=$CO$107,CP$107,IF($G10=$CO$108,CP$108,IF($G10=$CO$109,CP$109,IF($G10=$CO$111,CP$111,IF($G10=$CO$112,CP$112,IF($G10=$CO$113,CP$113,IF($G10=$CO$115,CP$115,IF($G10=$CO$116,CP$116,IF($G10=$CO$117,CP$117,IF($G10=$CO$119,CP$119,IF($G10=$CO$120,CP$120,))))))))))))))","v":3.969E-4},{"$f":"IF($G10=$CO$103,CQ$103,IF($G10=$CO$104,CQ$104,IF($G10=$CO$105,CQ$105,IF($G10=$CO$107,CQ$107,IF($G10=$CO$108,CQ$108,IF($G10=$CO$109,CQ$109,IF($G10=$CO$111,CQ$111,IF($G10=$CO$112,CQ$112,IF($G10=$CO$113,CQ$113,IF($G10=$CO$115,CQ$115,IF($G10=$CO$116,CQ$116,IF($G10=$CO$117,CQ$117,IF($G10=$CO$119,CQ$119,IF($G10=$CO$120,CQ$120,))))))))))))))","v":1.7346},{"$f":"IF($G10=$CO$103,CR$103,IF($G10=$CO$104,CR$104,IF($G10=$CO$105,CR$105,IF($G10=$CO$107,CR$107,IF($G10=$CO$108,CR$108,IF($G10=$CO$109,CR$109,IF($G10=$CO$111,CR$111,IF($G10=$CO$112,CR$112,IF($G10=$CO$113,CR$113,IF($G10=$CO$115,CR$115,IF($G10=$CO$116,CR$116,IF($G10=$CO$117,CR$117,IF($G10=$CO$119,CR$119,IF($G10=$CO$120,CR$120,))))))))))))))","v":2},{"$f":"IF($G10=$CO$103,CS$103,IF($G10=$CO$104,CS$104,IF($G10=$CO$105,CS$105,IF($G10=$CO$107,CS$107,IF($G10=$CO$108,CS$108,IF($G10=$CO$109,CS$109,IF($G10=$CO$111,CS$111,IF($G10=$CO$112,CS$112,IF($G10=$CO$113,CS$113,IF($G10=$CO$115,CS$115,IF($G10=$CO$116,CS$116,IF($G10=$CO$117,CS$117,IF($G10=$CO$119,CS$119,IF($G10=$CO$120,CS$120,))))))))))))))","v":0.000367347},0,0,0,{"$f":"IF($G10=10,0.98,IF($G10=11,0.95,IF($G10=15,1.01,IF($G10=16,0.95,IF($G10=20,0.95,IF($G10=21,0.85))))))","v":0.98},{"$f":"IF($G10=10,0.98,IF($G10=11,0.95,IF($G10=15,1.01,IF($G10=16,0.95,IF($G10=20,0.95,IF($G10=21,0.85))))))","v":0.98},0.98,{"$f":"ROUND(AK10*POWER((($AT$1-$AT$2)/LN(($AT$1-$AT$3)/($AT$2-$AT$3)))/((16-18)/LN((16-27)/(18-27))),AN10),0)","v":0},{"$f":"ROUND(AL10*POWER((($AT$1-$AT$2)/LN(($AT$1-$AT$3)/($AT$2-$AT$3)))/((16-18)/LN((16-27)/(18-27))),AO10),0)","v":0},0,{"$f":"ROUND(AQ10*3600/(4186*ABS($AT$1-$AT$2)),0)","v":0},{"$f":"ROUND(AR10*3600/(4186*ABS($AT$1-$AT$2)),0)","v":0},0,{"$f":"(($AG10*(AT10^$AH10)*((($F10-14.4)*$AI10)/100))+($AJ10*(AT10^2)))*0.0098","v":{"v":0,"d":"0.00"}},{"$f":"(($AG10*(AU10^$AH10)*((($F10-14.4)*$AI10)/100))+($AJ10*(AU10^2)))*0.0098","v":{"v":0,"d":"0.00"}},{"$f":"(($AG10*(AV10^$AH10)*((($F10-14.4)*$AI10)/100))+($AJ10*(AV10^2)))*0.0098","v":{"v":0,"d":"0.00"}},{"$f":"ROUND(IF(G10=10,$CO$92*F10,IF(G10=11,$CO$93*F10,IF(G10=15,$CO$94*F10,IF(G10=16,$CO$95*F10,IF(G10=20,$CO$96*F10,IF(G10=21,$CO$97*F10,)))))),1)","v":0.3},0,0,0,null,449,null,{"$f":"IF(C10=0,1,IF(G10=10,0.9,IF(G10=11,0.68,IF(G10=15,0.8,IF(G10=16,0.68,IF(G10=20,0.8,IF(G10=21,0.8)))))))","v":{"v":1,"d":"100%"}},null,null,0,0,0,0,null,{"$f":"IF((237.3*LN(($AV$1*EXP(17.27*($AS$3/($AS$3+237.3))))))/(17.27-LN(($AV$1*EXP(17.27*($AS$3/($AS$3+237.3))))))<(($AS$1+$AS$2)/2),1,IF(1/(1+((2258*((0.622/((101325/(1*611*EXP(17.27*((($AS$1+$AS$2)/2)/((($AS$1+$AS$2)/2)+237.3))))))-1)*1000-(0.622/((101325/($AV$1*611*EXP(17.27*($AS$3/($AS$3+237.3))))))-1)*1000))/(1005*((($AS$1+$AS$2)/2)-$AS$3))))>1,1,1/(1+((2258*((0.622/((101325/(1*611*EXP(17.27*((($AT$1+$AT$2)/2)/((($AT$1+$AT$2)/2)+237.3))))))-1)*1000-(0.622/((101325/($AV$1*611*EXP(17.27*($AT$3/($AT$3+237.3))))))-1)*1000))/(1005*((($AT$1+$AT$2)/2)-$AT$3))))))","v":1},1,1,{"$f":"AQ10/BO10","v":0},{"$f":"AR10/BP10","v":0},{"$f":"AS10/BQ10","v":0},null,{"$f":"BR10-AQ10","v":0},{"$f":"BS10-AR10","v":0},{"$f":"BT10-AS10","v":0},{"$f":"IF(SUM(BV10:BX10)=0,1,0)","v":1},null,null,"W/m,beript dyn cool","Čeština",120,{"$nulls":4},140,null,null,120,null,null,120,null,null,120,null,null,120]
[{"$f":"CONCATENATE(D11,E11,F11,G11,C11)","v":"13550110"},null,0,1,35,50,11,{"$f":"IF(G11=10,11.5,IF(G11=11,11.5,IF(G11=15,16.5,IF(G11=16,16.5,IF(G11=20,21.5,IF(G11=21,21.5,))))))","v":11.5},0,0,0,0,{"$f":"BE11*BG11","v":598},0,0,0,{"$f":"IF(E11=35,IF(G11=10,1.399,IF(G11=11,1.44,IF(G11=15,1.39,IF(G11=16,1.458,IF(G11=20,1.39,IF(G11=21,1.472,1)))))),IF(E11=50,IF(G11=10,1.385,IF(G11=11,1.438,IF(G11=15,1.373,IF(G11=16,1.464,IF(G11=20,1.373,IF(G11=21,1.485,1)))))),IF(E11=65,IF(G11=10,1.371,IF(G11=11,1.437,IF(G11=15,1.355,IF(G11=16,1.47,IF(G11=20,1.355,IF(G11=21,1.497,1)))))),IF(E11=95,IF(G11=10,1.343,IF(G11=11,1.434,IF(G11=15,1.32,IF(G11=16,1.482,IF(G11=20,1.32,IF(G11=21,1.522,1)))))),\"ERROR\"))))","v":{"v":1.44,"d":"1.440"}},1.1,1.1,1.1,{"$f":"ROUND(M11*POWER((($S$1-$S$2)/LN(($S$1-$S$3)/($S$2-$S$3)))/((75-65)/LN((75-20)/(65-20))),Q11),0)","v":53},{"$f":"ROUND(N11*POWER((($S$1-$S$2)/LN(($S$1-$S$3)/($S$2-$S$3)))/((75-65)/LN((75-20)/(65-20))),R11),0)","v":0},{"$f":"ROUND(O11*POWER((($S$1-$S$2)/LN(($S$1-$S$3)/($S$2-$S$3)))/((75-65)/LN((75-20)/(65-20))),S11),0)","v":0},{"$f":"ROUND(P11*POWER((($S$1-$S$2)/LN(($S$1-$S$3)/($S$2-$S$3)))/((75-65)/LN((75-20)/(65-20))),T11),0)","v":0},{"$f":"ROUND(U11*3600/(4186*ABS($S$1-$S$2)),0)","v":3},{"$f":"ROUND(V11*3600/(4186*ABS($S$1-$S$2)),0)","v":0},{"$f":"ROUND(W11*3600/(4186*ABS($S$1-$S$2)),0)","v":0},{"$f":"ROUND(X11*3600/(4186*ABS($S$1-$S$2)),0)","v":0},{"$f":"(($AG11*(Y11^$AH11)*((($F11-14.4)*$AI11)/100))+($AJ11*(Y11^2)))*0.0098","v":{"v":8.789408982714321E-5,"d":"0.00"}},{"$f":"(($AG11*(Z11^$AH11)*((($F11-14.4)*$AI11)/100))+($AJ11*(Z11^2)))*0.0098","v":{"v":0,"d":"0.00"}},{"$f":"(($AG11*(AA11^$AH11)*((($F11-14.4)*$AI11)/100))+($AJ11*(AA11^2)))*0.0098","v":{"v":0,"d":"0.00"}},{"$f":"(($AG11*(AB11^$AH11)*((($F11-14.4)*$AI11)/100))+($AJ11*(AB11^2)))*0.0098","v":{"v":0,"d":"0.00"}},3.969E-4,1.7346,4,0.000574288,0,0,0,{"$f":"IF($G11=10,0.98,IF($G11=11,0.95,IF($G11=15,1.01,IF($G11=16,0.95,IF($G11=20,0.95,IF($G11=21,0.85))))))","v":0.95},0.95,0.95,{"$f":"ROUND(AK11*POWER((($AT$1-$AT$2)/LN(($AT$1-$AT$3)/($AT$2-$AT$3)))/((16-18)/LN((16-27)/(18-27))),AN11),0)","v":0},{"$f":"ROUND(AL11*POWER((($AT$1-$AT$2)/LN(($AT$1-$AT$3)/($AT$2-$AT$3)))/((16-18)/LN((16-27)/(18-27))),AO11),0)","v":0},{"$f":"ROUND(AM11*POWER((($AT$1-$AT$2)/LN(($AT$1-$AT$3)/($AT$2-$AT$3)))/((16-18)/LN((16-27)/(18-27))),AP11),0)","v":0},{"$f":"ROUND(AQ11*3600/(4186*ABS($AT$1-$AT$2)),0)","v":0},{"$f":"ROUND(AR11*3600/(4186*ABS($AT$1-$AT$2)),0)","v":0},{"$f":"ROUND(AS11*3600/(4186*ABS($AT$1-$AT$2)),0)","v":0},{"$f":"(($AG11*(AT11^$AH11)*((($F11-14.4)*$AI11)/100))+($AJ11*(AT11^2)))*0.0098","v":{"v":0,"d":"0.00"}},{"$f":"(($AG11*(AU11^$AH11)*((($F11-14.4)*$AI11)/100))+($AJ11*(AU11^2)))*0.0098","v":{"v":0,"d":"0.00"}},{"$f":"(($AG11*(AV11^$AH11)*((($F11-14.4)*$AI11)/100))+($AJ11*(AV11^2)))*0.0098","v":{"v":0,"d":"0.00"}},0.7,0,0,0,null,598,null,{"v":1,"d":"100%"},null,null,0,0,0,0,null,1,1,1,0,0,0,null,0,0,0,1,{"$nulls":3},"ExtraTaal1",140,{"$nulls":4},160,null,null,140,null,null,140,null,null,140,null,null,140]
["13560100",null,0,1,35,60,10,11.5,0,0,0,0,{"$f":"BE12*BG12","v":539},0,0,0,1.399,{"$f":"IF($G12=10,1.08,IF($G12=11,1.1,IF($G12=15,1.08,IF($G12=16,1.1,IF($G12=20,1.08,IF($G12=21,1.05))))))","v":1.08},1.08,1.08,51,0,0,0,3,0,0,0,{"v":5.625155179266475E-5,"d":"0.00"},{"v":0,"d":"0.00"},{"v":0,"d":"0.00"},{"v":0,"d":"0.00"},3.969E-4,1.7346,2,0.000367347,0,0,0,0.98,0.98,0.98,0,0,0,0,0,0,{"v":0,"d":"0.00"},{"v":0,"d":"0.00"},{"v":0,"d":"0.00"},0.4,0,0,0,null,539,null,{"v":1,"d":"100%"},null,null,0,0,0,0,null,1,1,1,0,0,0,null,0,0,0,{"$f":"IF(SUM(BV12:BX12)=0,1,0)","v":1},null,"OFF",null,"ExtraTaal2",160,{"$nulls":4},180,null,null,160,null,null,160,null,null,160,null,null,160]
["13560110",null,0,1,35,60,11,11.5,0,0,0,0,{"$f":"BE13*BG13","v":718},0,0,0,{"v":1.44,"d":"1.440"},1.1,1.1,1.1,64,0,0,0,3,0,0,0,{"v":9.83552943853295e-05,"d":"0.00"},{"v":0,"d":"0.00"},{"v":0,"d":"0.00"},{"v":0,"d":"0.00"},3.969E-4,1.7346,4,0.000574288,0,0,0,0.95,0.95,0.95,0,0,0,0,0,0,{"v":0,"d":"0.00"},{"v":0,"d":"0.00"},{"v":0,"d":"0.00"},0.8,0,0,0,null,718,null,{"v":1,"d":"100%"},null,null,0,0,0,0,null,1,1,1,0,0,0,null,0,0,0,1,null,"26dB(A)",null,"ExtraTaal3",180,null,{"$f":"IF($CC$18=1,NL!$I3,IF($CC$18=2,EN!$I3,IF($CC$18=3,FR!$I3,IF($CC$18=4,DE!$I3,IF($CC$18=5,NR!$I3,IF($CC$18=6,SP!$I3,IF($CC$18=7,SW!$I3,IF($CC$18=8,TS!$I3,IF($CC$18=9,ExtraTaal1!$I3,IF($CC$18=10,ExtraTaal2!$I3,IF($CC$18=11,ExtraTaal3!$I3,)))))))))))","v":"Kopieer alle data"},null,null,200,null,null,180,null,null,180,null,null,180,null,null,180]
["13560150",null,0,1,35,60,15,16.5,0,0,0,0,882,0,0,0,{"v":1.39,"d":"1.390"},1.08,1.08,1.08,86,0,0,0,4,0,0,0,{"v":9.2731882092979121E-5,"d":"0.00"},{"v":0,"d":"0.00"},{"v":0,"d":"0.00"},{"v":0,"d":"0.00"},0.0002083,1.724,2,0.000461829,0,0,0,1.01,1.01,1.01,0,0,0,0,0,0,{"v":0,"d":"0.00"},{"v":0,"d":"0.00"},{"v":0,"d":"0.00"},0.6,0,0,0,null,882,null,{"v":1,"d":"100%"},null,null,0,0,0,0,null,1,1,1,0,0,0,null,0,0,0,1,null,"30dB(A)",null,null,200,null,{"$f":"IF($CC$18=1,NL!$I4,IF($CC$18=2,EN!$I4,IF($CC$18=3,FR!$I4,IF($CC$18=4,DE!$I4,IF($CC$18=5,NR!$I4,IF($CC$18=6,SP!$I4,IF($CC$18=7,SW!$I4,IF($CC$18=8,TS!$I4,IF($CC$18=9,ExtraTaal1!$I4,IF($CC$18=10,ExtraTaal2!$I4,IF($CC$18=11,ExtraTaal3!$I4,)))))))))))","v":"SI-eenheden"},null,null,220,null,null,200,null,null,200,null,null,200,null,null,200]
["13560160",null,0,1,35,60,16,16.5,0,0,0,0,956,0,0,0,1.458,1.1,1.1,1.1,83,0,0,0,4,0,0,0,{"v":2.5902460258595824E-4,"d":"0.00"},{"v":0,"d":"0.00"},{"v":0,"d":"0.00"},{"v":0,"d":"0.00"},0.0002083,1.724,4,1.392796E-3,0,0,0,0.95,0.95,0.95,0,0,0,0,0,0,{"v":0,"d":"0.00"},{"v":0,"d":"0.00"},{"v":0,"d":"0.00"},1.2,0,0,0,null,956,null,{"v":1,"d":"100%"},null,null,0,0,0,0,null,1,1,1,0,0,0,null,0,0,0,1,null,"MAX",null,null,220,null,{"$f":"IF($CC$18=1,NL!$I5,IF($CC$18=2,EN!$I5,IF($CC$18=3,FR!$I5,IF($CC$18=4,DE!$I5,IF($CC$18=5,NR!$I5,IF($CC$18=6,SP!$I5,IF($CC$18=7,SW!$I5,IF($CC$18=8,TS!$I5,IF($CC$18=9,ExtraTaal1!$I5,IF($CC$18=10,ExtraTaal2!$I5,IF($CC$18=11,ExtraTaal3!$I5,)))))))))))","v":"Imperiale-eenheden"},null,null,240,null,null,220,null,null,220,null,null,220,null,null,220]
["13560200",null,0,1,35,60,20,21.5,0,0,0,0,1236,0,0,0,{"v":1.39,"d":"1.390"},1.08,1.08,1.08,120,0,0,0,6,0,0,0,{"v":1.5781259792990715E-4,"d":"0.00"},{"v":0,"d":"0.00"},{"v":0,"d":"0.00"},{"v":0,"d":"0.00"},0.0001276,1.7219,2,3.76611E-4,0,0,0,0.95,0.95,0.95,0,0,0,0,0,0,{"v":0,"d":"0.00"},{"v":0,"d":"0.00"},{"v":0,"d":"0.00"},0.8,0,0,0,null,1236,null,{"v":1,"d":"100%"},null,null,0,0,0,0,null,1,1,1,0,0,0,null,0,0,0,1,{"$nulls":4},240,{"$nulls":4},260,null,null,240,null,null,240,null,null,240,null,null,240]
["13560210",null,0,1,35,60,21,21.5,0,0,0,0,1268,0,0,0,1.472,1.05,1.05,1.05,107,0,0,0,6,0,0,0,{"v":2.3129858705981437E-4,"d":"0.00"},{"v":0,"d":"0.00"},{"v":0,"d":"0.00"},{"v":0,"d":"0.00"},0.0001276,1.7219,4,0.000514201,0,0,0,0.85,0.85,0.85,0,0,0,0,0,0,{"v":0,"d":"0.00"},{"v":0,"d":"0.00"},{"v":0,"d":"0.00"},1.6,0,0,0,null,1268,null,{"v":1,"d":"100%"},null,null,0,0,0,0,null,1,1,1,0,0,0,null,0,0,0,1,{"$nulls":4},260,{"$nulls":4},280,null,null,260,null,null,260,null,null,260,null,null,260]
[{"$f":"CONCATENATE(D18,E18,F18,G18,C18)","v":"13570100"},null,0,1,35,70,10,11.5,0,0,0,0,{"$f":"BE18*BG18","v":629},0,0,0,1.399,1.08,1.08,1.08,60,0,0,0,3,0,0,0,{"v":6.1482154071757907E-5,"d":"0.00"},{"v":0,"d":"0.00"},{"v":0,"d":"0.00"},{"v":0,"d":"0.00"},3.969E-4,1.7346,2,0.000367347,0,0,0,0.98,0.98,0.98,0,0,0,0,0,0,{"v":0,"d":"0.00"},{"v":0,"d":"0.00"},{"v":0,"d":"0.00"},0.5,0,0,0,null,629,null,{"v":1,"d":"100%"},null,null,0,0,0,0,null,1,1,1,0,0,0,null,0,0,0,{"$f":"IF(SUM(BV18:BX18)=0,1,0)","v":1},{"$nulls":3},{"$f":"IF('DBH-Upgrade'!$J$4=data!CC3,1,IF('DBH-Upgrade'!$J$4=data!CC4,2,IF('DBH-Upgrade'!$J$4=data!CC5,3,IF('DBH-Upgrade'!$J$4=data!CC6,4,IF('DBH-Upgrade'!$J$4=data!CC7,5,IF('DBH-Upgrade'!$J$4=data!CC8,6,IF('DBH-Upgrade'!$J$4=data!CC9,7,IF('DBH-Upgrade'!$J$4=data!CC10,8,IF('DBH-Upgrade'!$J$4=data!CC11,9,IF('DBH-Upgrade'!$J$4=data!CC12,10,IF('DBH-Upgrade'!$J$4=data!CC13,11,)))))))))))","v":1},280,{"$nulls":7},280,null,null,280,null,null,280,null,null,280]
["13570110",null,0,1,35,70,11,11.5,0,0,0,0,837,0,0,0,{"v":1.44,"d":"1.440"},1.1,1.1,1.1,75,0,0,0,4,0,0,0,{"v":1.8585050019517818E-4,"d":"0.00"},{"v":0,"d":"0.00"},{"v":0,"d":"0.00"},{"v":0,"d":"0.00"},3.969E-4,1.7346,4,0.000574288,0,0,0,0.95,0.95,0.95,0,0,0,0,0,0,{"v":0,"d":"0.00"},{"v":0,"d":"0.00"},{"v":0,"d":"0.00"},0.9,0,0,0,null,837,null,{"v":1,"d":"100%"},null,null,0,0,0,0,null,1,1,1,0,0,0,null,0,0,0,1,{"$nulls":4},300,{"$nulls":13},300,null,null,300]
["13570150",null,0,1,35,70,15,16.5,0,0,0,0,1029,0,0,0,{"v":1.39,"d":"1.390"},1.08,1.08,1.08,100,0,0,0,5,0,0,0,{"v":1.4954333098656913E-4,"d":"0.00"},{"v":0,"d":"0.00"},{"v":0,"d":"0.00"},{"v":0,"d":"0.00"},0.0002083,1.724,2,0.000461829,0,0,0,1.01,1.01,1.01,0,0,0,0,0,0,{"v":0,"d":"0.00"},{"v":0,"d":"0.00"},{"v":0,"d":"0.00"},0.7,0,0,0,null,1029,null,{"v":1,"d":"100%"},null,null,0,0,0,0,null,1,1,1,0,0,0,null,0,0,0,1,{"$nulls":4},{"$f":"IF($CB$7=1,CL19,IF($CB$7=2,CO19,IF($CB$7=3,CR19,IF($CB$7=4,CI19,))))","v":0},{"$f":"IF($CB$7=1,CK7,IF($CB$7=2,CN7,IF($CB$7=3,CQ7,IF($CB$7=4,CH7,))))","v":0},{"$nulls":8},1,2,3,4,5,6,7,8,9]
["13570160",null,0,1,35,70,16,16.5,0,0,0,0,1115,0,0,0,1.458,1.1,1.1,1.1,96,0,0,0,5,0,0,0,{"v":4.1402547197313825E-4,"d":"0.00"},{"v":0,"d":"0.00"},{"v":0,"d":"0.00"},{"v":0,"d":"0.00"},0.0002083,1.724,4,1.392796E-3,0,0,0,0.95,0.95,0.95,0,0,0,0,0,0,{"v":0,"d":"0.00"},{"v":0,"d":"0.00"},{"v":0,"d":"0.00"},1.4,0,0,0,null,1115,null,{"v":1,"d":"100%"},null,null,0,0,0,0,null,1,1,1,0,0,0,null,0,0,0,1,{"$nulls":5},{"$f":"IF($CB$7=1,CK8,IF($CB$7=2,CN8,IF($CB$7=3,CQ8,IF($CB$7=4,CH8,))))","v":0},{"$nulls":11},{"$f":"VLOOKUP($A$6,$CN$23:$CV$56,CQ$20,0)","v":11.8},13.7,21.85,6,6.7,9]
["13570200",null,0,1,35,70,20,21.5,0,0,0,0,1442,0,0,0,{"v":1.39,"d":"1.390"},1.08,1.08,1.08,140,0,0,0,7,0,0,0,{"v":2.2050888918080479E-4,"d":"0.00"},{"v":0,"d":"0.00"},{"v":0,"d":"0.00"},{"v":0,"d":"0.00"},0.0001276,1.7219,2,3.76611E-4,0,0,0,0.95,0.95,0.95,0,0,0,0,0,0,{"v":0,"d":"0.00"},{"v":0,"d":"0.00"},{"v":0,"d":"0.00"},0.9,0,0,0,null,1442,null,{"v":1,"d":"100%"},null,null,0,0,0,0,null,1,1,1,0,0,0,null,0,0,0,1,{"$nulls":5},{"$f":"IF($CB$7=1,CK9,IF($CB$7=2,CN9,IF($CB$7=3,CQ9,IF($CB$7=4,CH9,))))","v":0},{"$nulls":9},"Raillengte","Railtype","BMS-stuurspanningen",null,null,"Opgenomen elektrisch vermogen"]
["13570210",null,0,1,35,70,21,21.5,0,0,0,0,1480,0,0,0,1.472,1.05,1.05,1.05,125,0,0,0,6,0,0,0,{"v":2.422390419413526E-4,"d":"0.00"},{"v":0,"d":"0.00"},{"v":0,"d":"0.00"},{"v":0,"d":"0.00"},0.0001276,1.7219,4,0.000514201,0,0,0,0.85,0.85,0.85,0,0,0,0,0,0,{"v":0,"d":"0.00"},{"v":0,"d":"0.00"},{"v":0,"d":"0.00"},1.9,0,0,0,null,1480,null,{"v":1,"d":"100%"},null,null,0,0,0,0,null,1,1,1,0,0,0,null,0,0,0,1,"H",null,null,"C",{"$nulls":10},{"$f":"CONCATENATE(CO23,CP23)","v":"5010"},50,10,14.2,16.2,21.85,3.6,4.1,5.1]
["13580100",null,0,1,35,80,10,11.5,0,0,0,0,718,0,0,0,1.399,1.08,1.08,1.08,69,0,0,0,4,0,0,0,{"v":1.1411638101873821E-4,"d":"0.00"},{"v":0,"d":"0.00"},{"v":0,"d":"0.00"},{"v":0,"d":"0.00"},3.969E-4,1.7346,2,0.000367347,0,0,0,0.98,0.98,0.98,0,0,0,0,0,0,{"v":0,"d":"0.00"},{"v":0,"d":"0.00"},{"v":0,"d":"0.00"},0.5,0,0,0,null,718,null,{"v":1,"d":"100%"},null,null,0,0,0,0,null,1,1,1,0,0,0,null,0,0,0,1,{"$f":"ROUND(IF($C10=0,0,IF($C10=10,IF($G10=10,1127,IF($G10=11,2263,\"UNDEFINED\")),IF($C10=15,IF($G10=10,\"NOT POSSIBLE\",IF($G10=11,\"NOT POSSIBLE\",IF($G10=15,1615,IF($G10=16,3238,IF($G10=20,2298,IF($G10=21,2489)))))),\"ERROR\"))),0)","v":0},{"$f":"ROUND(IF($C10=0,0,IF($C10=10,IF($G10=10,2539,IF($G10=11,3445,IF($G10=15,2539*1.3,IF($G10=16,3445*1.3,IF($G10=20,(2539*1.45),IF($G10=21,(3445*1.55))))))),IF($C10=15,IF($G10=10,0,IF($G10=11,0,IF($G10=15,3238,IF($G10=16,4735,IF($G10=20,4062,IF($G10=21,6098))))))))),0)","v":0},{"$f":"ROUND(IF($C10=0,0,IF($C10=10,IF($G10=10,352,IF($G10=11,577,IF($G10=15,442*1.15,IF($G10=16,725*1.15,IF($G10=20,(352*1.3),IF($G10=21,(577*1.3))))))),IF($C10=15,IF($G10=10,0,IF($G10=11,0,IF($G10=15,442,IF($G10=16,725,IF($G10=20,502,IF($G10=21,791))))))))),0)","v":0},{"$f":"ROUND(IF($C10=0,0,IF($C10=10,IF($G10=10,62,IF($G10=11,50,\"UNDEFINED\")),IF($C10=15,IF($G10=10,\"NOT POSSIBLE\",IF($G10=11,\"NOT POSSIBLE\",IF($G10=15,63,IF($G10=16,75,IF($G10=20,78,IF($G10=21,92)))))),\"ERROR\"))),0)","v":0},{"$nulls":10},{"$f":"CONCATENATE(CO24,CP24)","v":"5015"},50,15,0,0,0,0,0,0]
["13580110",null,0,1,35,80,11,11.5,0,0,0,0,957,0,0,0,{"v":1.44,"d":"1.440"},1.1,1.1,1.1,85,0,0,0,4,0,0,0,{"v":2.0308110123747639E-4,"d":"0.00"},{"v":0,"d":"0.00"},{"v":0,"d":"0.00"},{"v":0,"d":"0.00"},3.969E-4,1.7346,4,0.000574288,0,0,0,0.95,0.95,0.95,0,0,0,0,0,0,{"v":0,"d":"0.00"},{"v":0,"d":"0.00"},{"v":0,"d":"0.00"},1.1,0,0,0,null,957,null,{"v":1,"d":"100%"},null,null,0,0,0,0,null,1,1,1,0,0,0,null,0,0,0,1,{"$f":"ROUND(IF($C11=0,0,IF($C11=10,IF($G11=10,1127,IF($G11=11,2263,\"UNDEFINED\")),IF($C11=15,IF($G11=10,\"NOT POSSIBLE\",IF($G11=11,\"NOT POSSIBLE\",IF($G11=15,1615,IF($G11=16,3238,IF($G11=20,2298,IF($G11=21,2489)))))),\"ERROR\"))),0)","v":0},0,{"$f":"ROUND(IF($C11=0,0,IF($C11=10,IF($G11=10,352,IF($G11=11,577,IF($G11=15,442*1.15,IF($G11=16,725*1.15,IF($G11=20,(352*1.3),IF($G11=21,(577*1.3))))))),IF($C11=15,IF($G11=10,0,IF($G11=11,0,IF($G11=15,442,IF($G11=16,725,IF($G11=20,502,IF($G11=21,791))))))))),0)","v":0},{"$f":"ROUND(IF($C11=0,0,IF($C11=10,IF($G11=10,62,IF($G11=11,50,\"UNDEFINED\")),IF($C11=15,IF($G11=10,\"NOT POSSIBLE\",IF($G11=11,\"NOT POSSIBLE\",IF($G11=15,63,IF($G11=16,75,IF($G11=20,78,IF($G11=21,92)))))),\"ERROR\"))),0)","v":0},{"$nulls":10},"6010",60,10,13.6,15.6,21.85,4.8,5.4,6.8]
["13580150",null,0,1,35,80,15,16.5,0,0,0,0,1176,0,0,0,{"v":1.39,"d":"1.390"},1.08,1.08,1.08,114,0,0,0,6,0,0,0,{"v":2.2173389539634762E-4,"d":"0.00"},{"v":0,"d":"0.00"},{"v":0,"d":"0.00"},{"v":0,"d":"0.00"},0.0002083,1.724,2,0.000461829,0,0,0,1.01,1.01,1.01,0,0,0,0,0,0,{"v":0,"d":"0.00"},{"v":0,"d":"0.00"},{"v":0,"d":"0.00"},0.8,0,0,0,null,1176,null,{"v":1,"d":"100%"},null,null,0,0,0,0,null,1,1,1,0,0,0,null,0,0,0,1,0,0,0,0,{"$nulls":10},"6015",60,15,12.3,14.4,21.85,4.8,5.5,7.2]
["13580160",null,0,1,35,80,16,16.5,0,0,0,0,1274,0,0,0,1.458,1.1,1.1,1.1,110,0,0,0,6,0,0,0,{"v":6.089796771926952E-4,"d":"0.00"},{"v":0,"d":"0.00"},{"v":0,"d":"0.00"},{"v":0,"d":"0.00"},0.0002083,1.724,4,1.392796E-3,0,0,0,0.95,0.95,0.95,0,0,0,0,0,0,{"v":0,"d":"0.00"},{"v":0,"d":"0.00"},{"v":0,"d":"0.00"},1.6,0,0,0,null,1274,null,{"v":1,"d":"100%"},null,null,0,0,0,0,null,1,1,1,0,0,0,null,0,0,0,1,0,0,0,0,{"$nulls":10},"7010",70,10,13.2,15.1,21.85,5.5,5.9,7.9]
["13580200",null,0,1,35,80,20,21.5,0,0,0,0,1648,0,0,0,{"v":1.39,"d":"1.390"},1.08,1.08,1.08,160,0,0,0,8,0,0,0,{"v":2.9510037572677057E-4,"d":"0.00"},{"v":0,"d":"0.00"},{"v":0,"d":"0.00"},{"v":0,"d":"0.00"},0.0001276,1.7219,2,3.76611E-4,0,0,0,0.95,0.95,0.95,0,0,0,0,0,0,{"v":0,"d":"0.00"},{"v":0,"d":"0.00"},{"v":0,"d":"0.00"},1.1,0,0,0,null,1648,null,{"v":1,"d":"100%"},null,null,0,0,0,0,null,1,1,1,0,0,0,null,0,0,0,1,0,0,0,0,{"$nulls":10},"7015",70,15,12.3,14.4,21.85,5.1,5.6,7.2]
["13580210",null,0,1,35,80,21,21.5,0,0,0,0,1691,0,0,0,1.472,1.05,1.05,1.05,143,0,0,0,7,0,0,0,{"v":3.4050618444247455E-4,"d":"0.00"},{"v":0,"d":"0.00"},{"v":0,"d":"0.00"},{"v":0,"d":"0.00"},0.0001276,1.7219,4,0.000514201,0,0,0,0.85,0.85,0.85,0,0,0,0,0,0,{"v":0,"d":"0.00"},{"v":0,"d":"0.00"},{"v":0,"d":"0.00"},2.1,0,0,0,null,1691,null,{"v":1,"d":"100%"},null,null,0,0,0,0,null,1,1,1,0,0,0,null,0,0,0,1,0,0,0,0,{"$nulls":10},"8010",80,10,12.8,14.7,21.85,6.3,6.8,9.1]
["13590100",null,0,1,35,90,10,11.5,0,0,0,0,808,0,0,0,1.399,1.08,1.08,1.08,77,0,0,0,4,0,0,0,{"v":1.2273168153988733E-4,"d":"0.00"},{"v":0,"d":"0.00"},{"v":0,"d":"0.00"},{"v":0,"d":"0.00"},3.969E-4,1.7346,2,0.000367347,0,0,0,0.98,0.98,0.98,0,0,0,0,0,0,{"v":0,"d":"0.00"},{"v":0,"d":"0.00"},{"v":0,"d":"0.00"},0.6,0,0,0,null,808,null,{"v":1,"d":"100%"},null,null,0,0,0,0,null,1,1,1,0,0,0,null,0,0,0,1,0,0,0,0,{"$nulls":10},"8015",80,15,11.8,13.7,21.85,6,6.7,9]
["13590110",null,0,1,35,90,11,11.5,0,0,0,0,1076,0,0,0,{"v":1.44,"d":"1.440"},1.1,1.1,1.1,96,0,0,0,5,0,0,0,{"v":3.3253312374079889E-4,"d":"0.00"},{"v":0,"d":"0.00"},{"v":0,"d":"0.00"},{"v":0,"d":"0.00"},3.969E-4,1.7346,4,0.000574288,0,0,0,0.95,0.95,0.95,0,0,0,0,0,0,{"v":0,"d":"0.00"},{"v":0,"d":"0.00"},{"v":0,"d":"0.00"},1.2,0,0,0,null,1076,null,{"v":1,"d":"100%"},null,null,0,0,0,0,null,1,1,1,0,0,0,null,0,0,0,1,0,0,0,0,{"$nulls":10},"9010",90,10,12.5,14.7,21.85,6.7,7.4,10.3]
["13590150",null,0,1,35,90,15,16.5,0,0,0,0,1323,0,0,0,{"v":1.39,"d":"1.390"},1.08,1.08,1.08,128,0,0,0,7,0,0,0,{"v":3.101629365336165E-4,"d":"0.00"},{"v":0,"d":"0.00"},{"v":0,"d":"0.00"},{"v":0,"d":"0.00"},0.0002083,1.724,2,0.000461829,0,0,0,1.01,1.01,1.01,0,0,0,0,0,0,{"v":0,"d":"0.00"},{"v":0,"d":"0.00"},{"v":0,"d":"0.00"},0.9,0,0,0,null,1323,null,{"v":1,"d":"100%"},null,null,0,0,0,0,null,1,1,1,0,0,0,null,0,0,0,1,0,0,0,0,{"$nulls":10},"9015",90,15,11.3,13.2,21.85,7,7.7,10.7]
["13590160",null,0,1,35,90,16,16.5,0,0,0,0,1434,0,0,0,1.458,1.1,1.1,1.1,124,0,0,0,6,0,0,0,{"v":6.2690669676475233E-4,"d":"0.00"},{"v":0,"d":"0.00"},{"v":0,"d":"0.00"},{"v":0,"d":"0.00"},0.0002083,1.724,4,1.392796E-3,0,0,0,0.95,0.95,0.95,0,0,0,0,0,0,{"v":0,"d":"0.00"},{"v":0,"d":"0.00"},{"v":0,"d":"0.00"},1.8,0,0,0,null,1434,null,{"v":1,"d":"100%"},null,null,0,0,0,0,null,1,1,1,0,0,0,null,0,0,0,1,0,0,0,0,{"$nulls":10},"10010",100,10,12.3,14.1,21.85,7.8,8.7,12.2]
["13590200",null,0,1,35,90,20,21.5,0,0,0,0,1854,0,0,0,{"v":1.39,"d":"1.390"},1.08,1.08,1.08,180,0,0,0,9,0,0,0,{"v":3.8208016309943205E-4,"d":"0.00"},{"v":0,"d":"0.00"},{"v":0,"d":"0.00"},{"v":0,"d":"0.00"},0.0001276,1.7219,2,3.76611E-4,0,0,0,0.95,0.95,0.95,0,0,0,0,0,0,{"v":0,"d":"0.00"},{"v":0,"d":"0.00"},{"v":0,"d":"0.00"},1.2,0,0,0,null,1854,null,{"v":1,"d":"100%"},null,null,0,0,0,0,null,1,1,1,0,0,0,null,0,0,0,1,0,0,0,0,{"$nulls":10},"10015",100,15,10.9,12.8,21.85,7,7.7,10.7]
["13590210",null,0,1,35,90,21,21.5,0,0,0,0,1903,0,0,0,1.472,1.05,1.05,1.05,161,0,0,0,8,0,0,0,{"v":4.5824103529219074E-4,"d":"0.00"},{"v":0,"d":"0.00"},{"v":0,"d":"0.00"},{"v":0,"d":"0.00"},0.0001276,1.7219,4,0.000514201,0,0,0,0.85,0.85,0.85,0,0,0,0,0,0,{"v":0,"d":"0.00"},{"v":0,"d":"0.00"},{"v":0,"d":"0.00"},2.4,0,0,0,null,1903,null,{"v":1,"d":"100%"},null,null,0,0,0,0,null,1,1,1,0,0,0,null,0,0,0,1,0,0,0,0,{"$nulls":10},"11010",110,10,12,13.9,21.85,8.4,9.3,14]
["135100100",null,0,1,35,100,10,11.5,0,0,0,0,898,0,0,0,1.399,1.08,1.08,1.08,86,0,0,0,4,0,0,0,{"v":1.3134698206103645E-4,"d":"0.00"},{"v":0,"d":"0.00"},{"v":0,"d":"0.00"},{"v":0,"d":"0.00"},3.969E-4,1.7346,2,0.000367347,0,0,0,0.98,0.98,0.98,0,0,0,0,0,0,{"v":0,"d":"0.00"},{"v":0,"d":"0.00"},{"v":0,"d":"0.00"},0.7,0,0,0,null,898,null,{"v":1,"d":"100%"},null,null,0,0,0,0,null,1,1,1,0,0,0,null,0,0,0,1,0,0,0,0,{"$nulls":10},"11015",110,15,10.9,12.8,21.85,7.9,8.8,12.5]
["135100110",null,0,1,35,100,11,11.5,0,0,0,0,1196,0,0,0,{"v":1.44,"d":"1.440"},1.1,1.1,1.1,107,0,0,0,6,0,0,0,{"v":0.000500612803673793,"d":"0.00"},{"v":0,"d":"0.00"},{"v":0,"d":"0.00"},{"v":0,"d":"0.00"},3.969E-4,1.7346,4,0.000574288,0,0,0,0.95,0.95,0.95,0,0,0,0,0,0,{"v":0,"d":"0.00"},{"v":0,"d":"0.00"},{"v":0,"d":"0.00"},1.3,0,0,0,null,1196,null,{"v":1,"d":"100%"},null,null,0,0,0,0,null,1,1,1,0,0,0,null,0,0,0,1,0,0,0,0,{"$nulls":10},"12010",120,10,11.8,13.7,21.85,8.9,9.9,14.8]
["135100150",null,0,1,35,100,15,16.5,0,0,0,0,1470,0,0,0,{"v":1.39,"d":"1.390"},1.08,1.08,1.08,143,0,0,0,7,0,0,0,{"v":3.2185508610155521E-4,"d":"0.00"},{"v":0,"d":"0.00"},{"v":0,"d":"0.00"},{"v":0,"d":"0.00"},0.0002083,1.724,2,0.000461829,0,0,0,1.01,1.01,1.01,0,0,0,0,0,0,{"v":0,"d":"0.00"},{"v":0,"d":"0.00"},{"v":0,"d":"0.00"},{"v":1,"d":"1.0"},0,0,0,null,1470,null,{"v":1,"d":"100%"},null,null,0,0,0,0,null,1,1,1,0,0,0,null,0,0,0,1,0,0,0,0,{"$nulls":10},"12015",120,15,10.6,12.5,21.85,8.7,9.8,14.3]
["135100160",null,0,1,35,100,16,16.5,0,0,0,0,1593,0,0,0,1.458,1.1,1.1,1.1,138,0,0,0,7,0,0,0,{"v":8.6899023980311035E-4,"d":"0.00"},{"v":0,"d":"0.00"},{"v":0,"d":"0.00"},{"v":0,"d":"0.00"},0.0002083,1.724,4,1.392796E-3,0,0,0,0.95,0.95,0.95,0,0,0,0,0,0,{"v":0,"d":"0.00"},{"v":0,"d":"0.00"},{"v":0,"d":"0.00"},{"v":2,"d":"2.0"},0,0,0,null,1593,null,{"v":1,"d":"100%"},null,null,0,0,0,0,null,1,1,1,0,0,0,null,0,0,0,1,0,0,0,0,{"$nulls":10},"14010",140,10,11.5,13.3,21.85,10.1,11.2,17.5]
["135100200",null,0,1,35,100,20,21.5,0,0,0,0,2060,0,0,0,{"v":1.39,"d":"1.390"},1.08,1.08,1.08,200,0,0,0,10,0,0,0,{"v":4.8192330958073197E-4,"d":"0.00"},{"v":0,"d":"0.00"},{"v":0,"d":"0.00"},{"v":0,"d":"0.00"},0.0001276,1.7219,2,3.76611E-4,0,0,0,0.95,0.95,0.95,0,0,0,0,0,0,{"v":0,"d":"0.00"},{"v":0,"d":"0.00"},{"v":0,"d":"0.00"},1.3,0,0,0,null,2060,null,{"v":1,"d":"100%"},null,null,0,0,0,0,null,1,1,1,0,0,0,null,0,0,0,1,0,0,0,0,{"$nulls":10},"14015",140,15,10.4,12.2,21.85,9.6,10.5,16.1]
["135100210",null,0,1,35,100,21,21.5,0,0,0,0,2114,0,0,0,1.472,1.05,1.05,1.05,179,0,0,0,9,0,0,0,{"v":5.9641655462622711E-4,"d":"0.00"},{"v":0,"d":"0.00"},{"v":0,"d":"0.00"},{"v":0,"d":"0.00"},0.0001276,1.7219,4,0.000514201,0,0,0,0.85,0.85,0.85,0,0,0,0,0,0,{"v":0,"d":"0.00"},{"v":0,"d":"0.00"},{"v":0,"d":"0.00"},2.7,0,0,0,null,2114,null,{"v":1,"d":"100%"},null,null,0,0,0,0,null,1,1,1,0,0,0,null,0,0,0,1,0,0,0,0,{"$nulls":10},"16010",160,10,11.2,13,21.85,11,12.4,19.2]
["135110100",null,0,1,35,110,10,11.5,0,0,0,0,988,0,0,0,1.399,1.08,1.08,1.08,94,0,0,0,5,0,0,0,{"v":2.112909746138914E-4,"d":"0.00"},{"v":0,"d":"0.00"},{"v":0,"d":"0.00"},{"v":0,"d":"0.00"},3.969E-4,1.7346,2,0.000367347,0,0,0,0.98,0.98,0.98,0,0,0,0,0,0,{"v":0,"d":"0.00"},{"v":0,"d":"0.00"},{"v":0,"d":"0.00"},0.7,0,0,0,null,988,null,{"v":1,"d":"100%"},null,null,0,0,0,0,null,1,1,1,0,0,0,null,0,0,0,1,0,0,0,0,{"$nulls":10},"16015",160,15,10,11.8,21.85,11.5,12.8,19.6]
["135110110",null,0,1,35,110,11,11.5,0,0,0,0,1316,0,0,0,{"v":1.44,"d":"1.440"},1.1,1.1,1.1,117,0,0,0,6,0,0,0,{"v":5.354263547571801E-4,"d":"0.00"},{"v":0,"d":"0.00"},{"v":0,"d":"0.00"},{"v":0,"d":"0.00"},3.969E-4,1.7346,4,0.000574288,0,0,0,0.95,0.95,0.95,0,0,0,0,0,0,{"v":0,"d":"0.00"},{"v":0,"d":"0.00"},{"v":0,"d":"0.00"},1.5,0,0,0,null,1316,null,{"v":1,"d":"100%"},null,null,0,0,0,0,null,1,1,1,0,0,0,null,0,0,0,1,0,0,0,0,{"$nulls":10},"18010",180,10,10.9,12.7,21.85,12.2,13.7,22]
["135110150",null,0,1,35,110,15,16.5,0,0,0,0,1617,0,0,0,{"v":1.39,"d":"1.390"},1.08,1.08,1.08,157,0,0,0,8,0,0,0,{"v":4.303709010227845E-4,"d":"0.00"},{"v":0,"d":"0.00"},{"v":0,"d":"0.00"},{"v":0,"d":"0.00"},0.0002083,1.724,2,0.000461829,0,0,0,1.01,1.01,1.01,0,0,0,0,0,0,{"v":0,"d":"0.00"},{"v":0,"d":"0.00"},{"v":0,"d":"0.00"},1.1,0,0,0,null,1617,null,{"v":1,"d":"100%"},null,null,0,0,0,0,null,1,1,1,0,0,0,null,0,0,0,1,0,0,0,0,{"$nulls":10},"18015",180,15,10,11.8,21.85,11.5,12.8,19.6]
["135110160",null,0,1,35,110,16,16.5,0,0,0,0,1752,0,0,0,1.458,1.1,1.1,1.1,152,0,0,0,8,0,0,0,{"v":1.154985155645569E-3,"d":"0.00"},{"v":0,"d":"0.00"},{"v":0,"d":"0.00"},{"v":0,"d":"0.00"},0.0002083,1.724,4,1.392796E-3,0,0,0,0.95,0.95,0.95,0,0,0,0,0,0,{"v":0,"d":"0.00"},{"v":0,"d":"0.00"},{"v":0,"d":"0.00"},2.2,0,0,0,null,1752,null,{"v":1,"d":"100%"},null,null,0,0,0,0,null,1,1,1,0,0,0,null,0,0,0,1,0,0,0,0,{"$nulls":10},"20010",200,10,10.7,12.5,21.85,13.4,14.8,24]
["135110200",null,0,1,35,110,20,21.5,0,0,0,0,2266,0,0,0,{"v":1.39,"d":"1.390"},1.08,1.08,1.08,220,0,0,0,11,0,0,0,{"v":5.9508951218618759E-4,"d":"0.00"},{"v":0,"d":"0.00"},{"v":0,"d":"0.00"},{"v":0,"d":"0.00"},0.0001276,1.7219,2,3.76611E-4,0,0,0,0.95,0.95,0.95,0,0,0,0,0,0,{"v":0,"d":"0.00"},{"v":0,"d":"0.00"},{"v":0,"d":"0.00"},1.5,0,0,0,null,2266,null,{"v":1,"d":"100%"},null,null,0,0,0,0,null,1,1,1,0,0,0,null,0,0,0,1,0,0,0,0,{"$nulls":10},"20015",200,15,10,11.4,21.85,13.2,14.7,23.5]
["135110210",null,0,1,35,110,21,21.5,0,0,0,0,2325,0,0,0,1.472,1.05,1.05,1.05,197,0,0,0,10,0,0,0,{"v":7.5597158345602734E-4,"d":"0.00"},{"v":0,"d":"0.00"},{"v":0,"d":"0.00"},{"v":0,"d":"0.00"},0.0001276,1.7219,4,0.000514201,0,0,0,0.85,0.85,0.85,0,0,0,0,0,0,{"v":0,"d":"0.00"},{"v":0,"d":"0.00"},{"v":0,"d":"0.00"},2.9,0,0,0,null,2325,null,{"v":1,"d":"100%"},null,null,0,0,0,0,null,1,1,1,0,0,0,null,0,0,0,1,0,0,0,0,{"$nulls":10},"22010",220,10,10.5,12.3,21.85,13.4,14.8,24]
["135120100",null,0,1,35,120,10,11.5,0,0,0,0,1078,0,0,0,1.399,1.08,1.08,1.08,103,0,0,0,5,0,0,0,{"v":2.2397831348563738E-4,"d":"0.00"},{"v":0,"d":"0.00"},{"v":0,"d":"0.00"},{"v":0,"d":"0.00"},3.969E-4,1.7346,2,0.000367347,0,0,0,0.98,0.98,0.98,0,0,0,0,0,0,{"v":0,"d":"0.00"},{"v":0,"d":"0.00"},{"v":0,"d":"0.00"},0.8,0,0,0,null,1078,null,{"v":1,"d":"100%"},null,null,0,0,0,0,null,1,1,1,0,0,0,null,0,0,0,1,0,0,0,0,{"$nulls":10},"22015",220,15,10,11.1,21.85,15.5,16.8,27.5]
["135120110",null,0,1,35,120,11,11.5,0,0,0,0,1435,0,0,0,{"v":1.44,"d":"1.440"},1.1,1.1,1.1,128,0,0,0,7,0,0,0,{"v":7.5610136349493838E-4,"d":"0.00"},{"v":0,"d":"0.00"},{"v":0,"d":"0.00"},{"v":0,"d":"0.00"},3.969E-4,1.7346,4,0.000574288,0,0,0,0.95,0.95,0.95,0,0,0,0,0,0,{"v":0,"d":"0.00"},{"v":0,"d":"0.00"},{"v":0,"d":"0.00"},1.6,0,0,0,null,1435,null,{"v":1,"d":"100%"},null,null,0,0,0,0,null,1,1,1,0,0,0,null,0,0,0,1,0,0,0,0,{"$nulls":10},"24010",240,10,10.4,12.2,21.85,14.8,16.6,28]
["135120150",null,0,1,35,120,15,16.5,0,0,0,0,1764,0,0,0,{"v":1.39,"d":"1.390"},1.08,1.08,1.08,171,0,0,0,9,0,0,0,{"v":5.5702458901102261E-4,"d":"0.00"},{"v":0,"d":"0.00"},{"v":0,"d":"0.00"},{"v":0,"d":"0.00"},0.0002083,1.724,2,0.000461829,0,0,0,1.01,1.01,1.01,0,0,0,0,0,0,{"v":0,"d":"0.00"},{"v":0,"d":"0.00"},{"v":0,"d":"0.00"},1.2,0,0,0,null,1764,null,{"v":1,"d":"100%"},null,null,0,0,0,0,null,1,1,1,0,0,0,null,0,0,0,1,0,0,0,0,{"$nulls":10},"24015",240,15,10,10.9,21.85,16.4,17.7,29.7]
["135120160",null,0,1,35,120,16,16.5,0,0,0,0,1912,0,0,0,1.458,1.1,1.1,1.1,165,0,0,0,9,0,0,0,{"v":1.4864509224220453E-3,"d":"0.00"},{"v":0,"d":"0.00"},{"v":0,"d":"0.00"},{"v":0,"d":"0.00"},0.0002083,1.724,4,1.392796E-3,0,0,0,0.95,0.95,0.95,0,0,0,0,0,0,{"v":0,"d":"0.00"},{"v":0,"d":"0.00"},{"v":0,"d":"0.00"},2.4,0,0,0,null,1912,null,{"v":1,"d":"100%"},null,null,0,0,0,0,null,1,1,1,0,0,0,null,0,0,0,1,0,0,0,0,{"$nulls":10},"26010",260,10,10.2,11.9,21.85,16.2,18.6,31.4]
["135120200",null,0,1,35,120,20,21.5,0,0,0,0,2472,0,0,0,{"v":1.39,"d":"1.390"},1.08,1.08,1.08,240,0,0,0,12,0,0,0,{"v":0.000722025153660541,"d":"0.00"},{"v":0,"d":"0.00"},{"v":0,"d":"0.00"},{"v":0,"d":"0.00"},0.0001276,1.7219,2,3.76611E-4,0,0,0,0.95,0.95,0.95,0,0,0,0,0,0,{"v":0,"d":"0.00"},{"v":0,"d":"0.00"},{"v":0,"d":"0.00"},1.6,0,0,0,null,2472,null,{"v":1,"d":"100%"},null,null,0,0,0,0,null,1,1,1,0,0,0,null,0,0,0,1,0,0,0,0,{"$nulls":10},"26015",260,15,10,10.9,21.85,16.2,18.6,31.4]
["135120210",null,0,1,35,120,21,21.5,0,0,0,0,2537,0,0,0,1.472,1.05,1.05,1.05,214,0,0,0,11,0,0,0,{"v":9.3781574441048968E-4,"d":"0.00"},{"v":0,"d":"0.00"},{"v":0,"d":"0.00"},{"v":0,"d":"0.00"},0.0001276,1.7219,4,0.000514201,0,0,0,0.85,0.85,0.85,0,0,0,0,0,0,{"v":0,"d":"0.00"},{"v":0,"d":"0.00"},{"v":0,"d":"0.00"},3.2,0,0,0,null,2537,null,{"v":1,"d":"100%"},null,null,0,0,0,0,null,1,1,1,0,0,0,null,0,0,0,1,0,0,0,0,{"$nulls":10},"28010",280,10,10.2,11.9,21.85,16.2,18.6,31.4]
["135140100",null,0,1,35,140,10,11.5,0,0,0,0,1257,0,0,0,1.399,1.08,1.08,1.08,120,0,0,0,6,0,0,0,{"v":3.4822912240367056E-4,"d":"0.00"},{"v":0,"d":"0.00"},{"v":0,"d":"0.00"},{"v":0,"d":"0.00"},3.969E-4,1.7346,2,0.000367347,0,0,0,0.98,0.98,0.98,0,0,0,0,0,0,{"v":0,"d":"0.00"},{"v":0,"d":"0.00"},{"v":0,"d":"0.00"},0.9,0,0,0,null,1257,null,{"v":1,"d":"100%"},null,null,0,0,0,0,null,1,1,1,0,0,0,null,0,0,0,1,0,0,0,0,{"$nulls":10},"28015",280,15,10,10.6,21.85,19.3,20.4,34.5]
["135140110",null,0,1,35,140,11,11.5,0,0,0,0,1674,0,0,0,{"v":1.44,"d":"1.440"},1.1,1.1,1.1,149,0,0,0,8,0,0,0,{"v":1.0803993699683018E-3,"d":"0.00"},{"v":0,"d":"0.00"},{"v":0,"d":"0.00"},{"v":0,"d":"0.00"},3.969E-4,1.7346,4,0.000574288,0,0,0,0.95,0.95,0.95,0,0,0,0,0,0,{"v":0,"d":"0.00"},{"v":0,"d":"0.00"},{"v":0,"d":"0.00"},1.9,0,0,0,null,1674,null,{"v":1,"d":"100%"},null,null,0,0,0,0,null,1,1,1,0,0,0,null,0,0,0,1,0,0,0,0,{"$nulls":10},"30010",300,10,{"$f":"CQ53","v":10.2},{"$f":"CR53","v":11.9},{"$f":"CS53","v":21.85},16.2,18.6,31.4]
["135140150",null,0,1,35,140,15,16.5,0,0,0,0,2058,0,0,0,{"v":1.39,"d":"1.390"},1.08,1.08,1.08,200,0,0,0,10,0,0,0,{"v":7.241956814479139E-4,"d":"0.00"},{"v":0,"d":"0.00"},{"v":0,"d":"0.00"},{"v":0,"d":"0.00"},0.0002083,1.724,2,0.000461829,0,0,0,1.01,1.01,1.01,0,0,0,0,0,0,{"v":0,"d":"0.00"},{"v":0,"d":"0.00"},{"v":0,"d":"0.00"},1.4,0,0,0,null,2058,null,{"v":1,"d":"100%"},null,null,0,0,0,0,null,1,1,1,0,0,0,null,0,0,0,1,0,0,0,0,{"$nulls":10},"30015",300,15,{"$f":"CQ54","v":10},{"$f":"CR54","v":10.6},21.85,19.3,20.4,34.5]
["135140160",null,0,1,35,140,16,16.5,0,0,0,0,2230,0,0,0,1.458,1.1,1.1,1.1,193,0,0,0,10,0,0,0,{"v":1.9081466028958275E-3,"d":"0.00"},{"v":0,"d":"0.00"},{"v":0,"d":"0.00"},{"v":0,"d":"0.00"},0.0002083,1.724,4,1.392796E-3,0,0,0,0.95,0.95,0.95,0,0,0,0,0,0,{"v":0,"d":"0.00"},{"v":0,"d":"0.00"},{"v":0,"d":"0.00"},2.8,0,0,0,null,2230,null,{"v":1,"d":"100%"},null,null,0,0,0,0,null,1,1,1,0,0,0,null,0,0,0,1,0,0,0,0]
["135140200",null,0,1,35,140,20,21.5,0,0,0,0,2884,0,0,0,{"v":1.39,"d":"1.390"},1.08,1.08,1.08,280,0,0,0,14,0,0,0,{"v":0.001018933034719535,"d":"0.00"},{"v":0,"d":"0.00"},{"v":0,"d":"0.00"},{"v":0,"d":"0.00"},0.0001276,1.7219,2,3.76611E-4,0,0,0,0.95,0.95,0.95,0,0,0,0,0,0,{"v":0,"d":"0.00"},{"v":0,"d":"0.00"},{"v":0,"d":"0.00"},1.9,0,0,0,null,2884,null,{"v":1,"d":"100%"},null,null,0,0,0,0,null,1,1,1,0,0,0,null,0,0,0,1,0,0,0,0]
["135140210",null,0,1,35,140,21,21.5,0,0,0,0,2960,0,0,0,1.472,1.05,1.05,1.05,250,0,0,0,13,0,0,0,{"v":1.3718856889881677E-3,"d":"0.00"},{"v":0,"d":"0.00"},{"v":0,"d":"0.00"},{"v":0,"d":"0.00"},0.0001276,1.7219,4,0.000514201,0,0,0,0.85,0.85,0.85,0,0,0,0,0,0,{"v":0,"d":"0.00"},{"v":0,"d":"0.00"},{"v":0,"d":"0.00"},3.7,0,0,0,null,2960,null,{"v":1,"d":"100%"},null,null,0,0,0,0,null,1,1,1,0,0,0,null,0,0,0,1,0,0,0,0]
["135160100",null,0,1,35,160,10,11.5,0,0,0,0,1437,0,0,0,1.399,1.08,1.08,1.08,137,0,0,0,7,0,0,0,{"v":5.0753542482757127E-4,"d":"0.00"},{"v":0,"d":"0.00"},{"v":0,"d":"0.00"},{"v":0,"d":"0.00"},3.969E-4,1.7346,2,0.000367347,0,0,0,0.98,0.98,0.98,0,0,0,0,0,0,{"v":0,"d":"0.00"},{"v":0,"d":"0.00"},{"v":0,"d":"0.00"},1.1,0,0,0,null,1437,null,{"v":1,"d":"100%"},null,null,0,0,0,0,null,1,1,1,0,0,0,null,0,0,0,1,0,0,0,0,{"$nulls":10},"L,rail/L,tot","T10","T11","T15","T16","T20","T21","ALS"]
["135160110",null,0,1,35,160,11,11.5,0,0,0,0,1914,0,0,0,{"v":1.44,"d":"1.440"},1.1,1.1,1.1,171,0,0,0,9,0,0,0,{"v":1.4800057324123313E-3,"d":"0.00"},{"v":0,"d":"0.00"},{"v":0,"d":"0.00"},{"v":0,"d":"0.00"},3.969E-4,1.7346,4,0.000574288,0,0,0,0.95,0.95,0.95,0,0,0,0,0,0,{"v":0,"d":"0.00"},{"v":0,"d":"0.00"},{"v":0,"d":"0.00"},2.1,0,0,0,null,1914,null,{"v":1,"d":"100%"},null,null,0,0,0,0,null,1,1,1,0,0,0,null,0,0,0,1,0,0,0,0,{"$nulls":10},1,{"v":0.9,"d":"90%"},{"v":0.68,"d":"68%"},{"v":0.8,"d":"80%"},{"v":0.68,"d":"68%"},{"v":0.8,"d":"80%"},{"v":0.8,"d":"80%"},{"$f":"IF('DBH-Upgrade'!$K$8/'DBH-Upgrade'!$K$6>data!CN$61,0,IF('DBH-Upgrade'!$K$8/'DBH-Upgrade'!$K$6=data!CN$61,data!CO$61,IF('DBH-Upgrade'!$K$8/'DBH-Upgrade'!$K$6>data!CN$62,data!CO$62,IF('DBH-Upgrade'!$K$8/'DBH-Upgrade'!$K$6>data!CN$63,data!CO$63,IF('DBH-Upgrade'!$K$8/'DBH-Upgrade'!$K$6>data!CN$64,data!CO$64,IF('DBH-Upgrade'!$K$8/'DBH-Upgrade'!$K$6>data!CN$65,data!CO$65,IF('DBH-Upgrade'!$K$8/'DBH-Upgrade'!$K$6>data!CN$66,data!CO$66,IF('DBH-Upgrade'!$K$8/'DBH-Upgrade'!$K$6=data!CN$66,1,))))))))","v":{"v":0.9,"d":"90%"}},"T10"]
["135160150",null,0,1,35,160,15,16.5,0,0,0,0,2352,0,0,0,{"v":1.39,"d":"1.390"},1.08,1.08,1.08,228,0,0,0,12,0,0,0,{"v":1.0828699746470102E-3,"d":"0.00"},{"v":0,"d":"0.00"},{"v":0,"d":"0.00"},{"v":0,"d":"0.00"},0.0002083,1.724,2,0.000461829,0,0,0,1.01,1.01,1.01,0,0,0,0,0,0,{"v":0,"d":"0.00"},{"v":0,"d":"0.00"},{"v":0,"d":"0.00"},1.6,0,0,0,null,2352,null,{"v":1,"d":"100%"},null,null,0,0,0,0,null,1,1,1,0,0,0,null,0,0,0,1,0,0,0,0,{"$nulls":10},0.8,{"$f":"CO$66-((CO$66-CO$61)*$CN62)","v":{"v":0.92,"d":"92%"}},{"$f":"CP$66-((CP$66-CP$61)*$CN62)","v":{"v":0.744,"d":"74%"}},{"v":0.8400000000000001,"d":"84%"},{"v":0.744,"d":"74%"},{"v":0.8400000000000001,"d":"84%"},{"v":0.8400000000000001,"d":"84%"},{"$f":"IF('DBH-Upgrade'!$K$8/'DBH-Upgrade'!$K$6>data!CN$61,0,IF('DBH-Upgrade'!$K$8/'DBH-Upgrade'!$K$6=data!CN$61,data!CP$61,IF('DBH-Upgrade'!$K$8/'DBH-Upgrade'!$K$6>data!CN$62,data!CP$62,IF('DBH-Upgrade'!$K$8/'DBH-Upgrade'!$K$6>data!CN$63,data!CP$63,IF('DBH-Upgrade'!$K$8/'DBH-Upgrade'!$K$6>data!CN$64,data!CP$64,IF('DBH-Upgrade'!$K$8/'DBH-Upgrade'!$K$6>data!CN$65,data!CP$65,IF('DBH-Upgrade'!$K$8/'DBH-Upgrade'!$K$6>data!CN$66,data!CP$66,IF('DBH-Upgrade'!$K$8/'DBH-Upgrade'!$K$6=data!CN$66,1,))))))))","v":{"v":0.68,"d":"68%"}},"T11"]
["135160160",null,0,1,35,160,16,16.5,0,0,0,0,2549,0,0,0,1.458,1.1,1.1,1.1,221,0,0,0,11,0,0,0,{"v":0.002393737766066885,"d":"0.00"},{"v":0,"d":"0.00"},{"v":0,"d":"0.00"},{"v":0,"d":"0.00"},0.0002083,1.724,4,1.392796E-3,0,0,0,0.95,0.95,0.95,0,0,0,0,0,0,{"v":0,"d":"0.00"},{"v":0,"d":"0.00"},{"v":0,"d":"0.00"},3.2,0,0,0,null,2549,null,{"v":1,"d":"100%"},null,null,0,0,0,0,null,1,1,1,0,0,0,null,0,0,0,1,0,0,0,0,{"$nulls":10},0.6,{"$f":"CO$66-((CO$66-CO$61)*$CN63)","v":{"v":0.9400000000000001,"d":"94%"}},{"v":0.808,"d":"81%"},{"v":0.88,"d":"88%"},{"v":0.808,"d":"81%"},{"v":0.88,"d":"88%"},{"v":0.88,"d":"88%"},{"$f":"IF('DBH-Upgrade'!$K$8/'DBH-Upgrade'!$K$6>data!CN$61,0,IF('DBH-Upgrade'!$K$8/'DBH-Upgrade'!$K$6=data!CN$61,data!CQ$61,IF('DBH-Upgrade'!$K$8/'DBH-Upgrade'!$K$6>data!CN$62,data!CQ$62,IF('DBH-Upgrade'!$K$8/'DBH-Upgrade'!$K$6>data!CN$63,data!CQ$63,IF('DBH-Upgrade'!$K$8/'DBH-Upgrade'!$K$6>data!CN$64,data!CQ$64,IF('DBH-Upgrade'!$K$8/'DBH-Upgrade'!$K$6>data!CN$65,data!CQ$65,IF('DBH-Upgrade'!$K$8/'DBH-Upgrade'!$K$6>data!CN$66,data!CQ$66,IF('DBH-Upgrade'!$K$8/'DBH-Upgrade'!$K$6=data!CN$66,1,))))))))","v":{"v":0.8,"d":"80%"}},"T15"]
["135160200",null,0,1,35,160,20,21.5,0,0,0,0,3296,0,0,0,{"v":1.39,"d":"1.390"},1.08,1.08,1.08,320,0,0,0,17,0,0,0,{"v":1.5452436517578037E-3,"d":"0.00"},{"v":0,"d":"0.00"},{"v":0,"d":"0.00"},{"v":0,"d":"0.00"},0.0001276,1.7219,2,3.76611E-4,0,0,0,0.95,0.95,0.95,0,0,0,0,0,0,{"v":0,"d":"0.00"},{"v":0,"d":"0.00"},{"v":0,"d":"0.00"},2.1,0,0,0,null,3296,null,{"v":1,"d":"100%"},null,null,0,0,0,0,null,1,1,1,0,0,0,null,0,0,0,1,0,0,0,0,{"$nulls":10},0.4,{"v":0.96,"d":"96%"},{"v":0.872,"d":"87%"},{"v":0.92,"d":"92%"},{"v":0.872,"d":"87%"},{"v":0.92,"d":"92%"},{"v":0.92,"d":"92%"},{"$f":"IF('DBH-Upgrade'!$K$8/'DBH-Upgrade'!$K$6>data!CN$61,0,IF('DBH-Upgrade'!$K$8/'DBH-Upgrade'!$K$6=data!CN$61,data!CR$61,IF('DBH-Upgrade'!$K$8/'DBH-Upgrade'!$K$6>data!CN$62,data!CR$62,IF('DBH-Upgrade'!$K$8/'DBH-Upgrade'!$K$6>data!CN$63,data!CR$63,IF('DBH-Upgrade'!$K$8/'DBH-Upgrade'!$K$6>data!CN$64,data!CR$64,IF('DBH-Upgrade'!$K$8/'DBH-Upgrade'!$K$6>data!CN$65,data!CR$65,IF('DBH-Upgrade'!$K$8/'DBH-Upgrade'!$K$6>data!CN$66,data!CR$66,IF('DBH-Upgrade'!$K$8/'DBH-Upgrade'!$K$6=data!CN$66,1,))))))))","v":{"v":0.68,"d":"68%"}},"T16"]
["135160210",null,0,1,35,160,21,21.5,0,0,0,0,3382,0,0,0,1.472,1.05,1.05,1.05,286,0,0,0,15,0,0,0,{"v":1.9054441843941357E-3,"d":"0.00"},{"v":0,"d":"0.00"},{"v":0,"d":"0.00"},{"v":0,"d":"0.00"},0.0001276,1.7219,4,0.000514201,0,0,0,0.85,0.85,0.85,0,0,0,0,0,0,{"v":0,"d":"0.00"},{"v":0,"d":"0.00"},{"v":0,"d":"0.00"},4.3,0,0,0,null,3382,null,{"v":1,"d":"100%"},null,null,0,0,0,0,null,1,1,1,0,0,0,null,0,0,0,1,0,0,0,0,{"$nulls":10},0.2,{"v":0.98,"d":"98%"},{"v":0.936,"d":"94%"},{"v":0.96,"d":"96%"},{"v":0.936,"d":"94%"},{"v":0.96,"d":"96%"},{"v":0.96,"d":"96%"},{"$f":"IF('DBH-Upgrade'!$K$8/'DBH-Upgrade'!$K$6>data!CN$61,0,IF('DBH-Upgrade'!$K$8/'DBH-Upgrade'!$K$6=data!CN$61,data!CS$61,IF('DBH-Upgrade'!$K$8/'DBH-Upgrade'!$K$6>data!CN$62,data!CS$62,IF('DBH-Upgrade'!$K$8/'DBH-Upgrade'!$K$6>data!CN$63,data!CS$63,IF('DBH-Upgrade'!$K$8/'DBH-Upgrade'!$K$6>data!CN$64,data!CS$64,IF('DBH-Upgrade'!$K$8/'DBH-Upgrade'!$K$6>data!CN$65,data!CS$65,IF('DBH-Upgrade'!$K$8/'DBH-Upgrade'!$K$6>data!CN$66,data!CS$66,IF('DBH-Upgrade'!$K$8/'DBH-Upgrade'!$K$6=data!CN$66,1,))))))))","v":{"v":0.8,"d":"80%"}},"T20"]
["135180100",null,0,1,35,180,10,11.5,0,0,0,0,1616,0,0,0,1.399,1.08,1.08,1.08,154,0,0,0,8,0,0,0,{"v":0.000705185480528148,"d":"0.00"},{"v":0,"d":"0.00"},{"v":0,"d":"0.00"},{"v":0,"d":"0.00"},3.969E-4,1.7346,2,0.000367347,0,0,0,0.98,0.98,0.98,0,0,0,0,0,0,{"v":0,"d":"0.00"},{"v":0,"d":"0.00"},{"v":0,"d":"0.00"},1.2,0,0,0,null,1616,null,{"v":1,"d":"100%"},null,null,0,0,0,0,null,1,1,1,0,0,0,null,0,0,0,1,0,0,0,0,{"$nulls":10},0,{"v":1,"d":"100%"},{"v":1,"d":"100%"},{"v":1,"d":"100%"},{"v":1,"d":"100%"},{"v":1,"d":"100%"},{"v":1,"d":"100%"},{"$f":"IF('DBH-Upgrade'!$K$8/'DBH-Upgrade'!$K$6>data!CN$61,0,IF('DBH-Upgrade'!$K$8/'DBH-Upgrade'!$K$6=data!CN$61,data!CT$61,IF('DBH-Upgrade'!$K$8/'DBH-Upgrade'!$K$6>data!CN$62,data!CT$62,IF('DBH-Upgrade'!$K$8/'DBH-Upgrade'!$K$6>data!CN$63,data!CT$63,IF('DBH-Upgrade'!$K$8/'DBH-Upgrade'!$K$6>data!CN$64,data!CT$64,IF('DBH-Upgrade'!$K$8/'DBH-Upgrade'!$K$6>data!CN$65,data!CT$65,IF('DBH-Upgrade'!$K$8/'DBH-Upgrade'!$K$6>data!CN$66,data!CT$66,IF('DBH-Upgrade'!$K$8/'DBH-Upgrade'!$K$6=data!CN$66,1,))))))))","v":{"v":0.8,"d":"80%"}},"T21"]
["135180110",null,0,1,35,180,11,11.5,0,0,0,0,2153,0,0,0,{"v":1.44,"d":"1.440"},1.1,1.1,1.1,192,0,0,0,10,0,0,0,{"v":0.001961189627848914,"d":"0.00"},{"v":0,"d":"0.00"},{"v":0,"d":"0.00"},{"v":0,"d":"0.00"},3.969E-4,1.7346,4,0.000574288,0,0,0,0.95,0.95,0.95,0,0,0,0,0,0,{"v":0,"d":"0.00"},{"v":0,"d":"0.00"},{"v":0,"d":"0.00"},2.4,0,0,0,null,2153,null,{"v":1,"d":"100%"},null,null,0,0,0,0,null,1,1,1,0,0,0,null,0,0,0,1,0,0,0,0]
["135180150",null,0,1,35,180,15,16.5,0,0,0,0,2646,0,0,0,{"v":1.39,"d":"1.390"},1.08,1.08,1.08,257,0,0,0,13,0,0,0,{"v":1.3277977343935392E-3,"d":"0.00"},{"v":0,"d":"0.00"},{"v":0,"d":"0.00"},{"v":0,"d":"0.00"},0.0002083,1.724,2,0.000461829,0,0,0,1.01,1.01,1.01,0,0,0,0,0,0,{"v":0,"d":"0.00"},{"v":0,"d":"0.00"},{"v":0,"d":"0.00"},1.8,0,0,0,null,2646,null,{"v":1,"d":"100%"},null,null,0,0,0,0,null,1,1,1,0,0,0,null,0,0,0,1,0,0,0,0]
["135180160",null,0,1,35,180,16,16.5,0,0,0,0,2867,0,0,0,1.458,1.1,1.1,1.1,248,0,0,0,13,0,0,0,{"v":3.4325818243870782E-3,"d":"0.00"},{"v":0,"d":"0.00"},{"v":0,"d":"0.00"},{"v":0,"d":"0.00"},0.0002083,1.724,4,1.392796E-3,0,0,0,0.95,0.95,0.95,0,0,0,0,0,0,{"v":0,"d":"0.00"},{"v":0,"d":"0.00"},{"v":0,"d":"0.00"},3.6,0,0,0,null,2867,null,{"v":1,"d":"100%"},null,null,0,0,0,0,null,1,1,1,0,0,0,null,0,0,0,1,0,0,0,0]
["135180200",null,0,1,35,180,20,21.5,0,0,0,0,3708,0,0,0,{"v":1.39,"d":"1.390"},1.08,1.08,1.08,360,0,0,0,19,0,0,0,{"v":1.9916285933381395E-3,"d":"0.00"},{"v":0,"d":"0.00"},{"v":0,"d":"0.00"},{"v":0,"d":"0.00"},0.0001276,1.7219,2,3.76611E-4,0,0,0,0.95,0.95,0.95,0,0,0,0,0,0,{"v":0,"d":"0.00"},{"v":0,"d":"0.00"},{"v":0,"d":"0.00"},2.4,0,0,0,null,3708,null,{"v":1,"d":"100%"},null,null,0,0,0,0,null,1,1,1,0,0,0,null,0,0,0,1,0,0,0,0,{"$nulls":10},"Lengths","Calculation factors for lower fan settings"]
["135180210",null,0,1,35,180,21,21.5,0,0,0,0,3805,0,0,0,1.472,1.05,1.05,1.05,322,0,0,0,17,0,0,0,{"v":2.545017185985334E-3,"d":"0.00"},{"v":0,"d":"0.00"},{"v":0,"d":"0.00"},{"v":0,"d":"0.00"},0.0001276,1.7219,4,0.000514201,0,0,0,0.85,0.85,0.85,0,0,0,0,0,0,{"v":0,"d":"0.00"},{"v":0,"d":"0.00"},{"v":0,"d":"0.00"},4.8,0,0,0,null,3805,null,{"v":1,"d":"100%"},null,null,0,0,0,0,null,1,1,1,0,0,0,null,0,0,0,1,0,0,0,0,{"$nulls":11},"T10",null,"T11",null,"T15",null,"T16",null,"T20",null,"T21"]
["135200100",null,0,1,35,200,10,11.5,0,0,0,0,1796,0,0,0,1.399,1.08,1.08,1.08,172,0,0,0,9,0,0,0,{"v":9.4434601832214522E-4,"d":"0.00"},{"v":0,"d":"0.00"},{"v":0,"d":"0.00"},{"v":0,"d":"0.00"},3.969E-4,1.7346,2,0.000367347,0,0,0,0.98,0.98,0.98,0,0,0,0,0,0,{"v":0,"d":"0.00"},{"v":0,"d":"0.00"},{"v":0,"d":"0.00"},1.3,0,0,0,null,1796,null,{"v":1,"d":"100%"},null,null,0,0,0,0,null,1,1,1,0,0,0,null,0,0,0,1,0,0,0,0,{"$nulls":11},"S2","S1","S2","S1","S2","S1","S2","S1","S2","S1","S2","S1"]
["135200110",null,0,1,35,200,11,11.5,0,0,0,0,2392,0,0,0,{"v":1.44,"d":"1.440"},1.1,1.1,1.1,213,0,0,0,11,0,0,0,{"v":0.00253002467827727,"d":"0.00"},{"v":0,"d":"0.00"},{"v":0,"d":"0.00"},{"v":0,"d":"0.00"},3.969E-4,1.7346,4,0.000574288,0,0,0,0.95,0.95,0.95,0,0,0,0,0,0,{"v":0,"d":"0.00"},{"v":0,"d":"0.00"},{"v":0,"d":"0.00"},2.7,0,0,0,null,2392,null,{"v":1,"d":"100%"},null,null,0,0,0,0,null,1,1,1,0,0,0,null,0,0,0,1,0,0,0,0,{"$nulls":10},50,0.8551869613368048,0.7991842971835594,0.8551869613368048,0.7991842971835594]
["135200150",null,0,1,35,200,15,16.5,0,0,0,0,2940,0,0,0,{"v":1.39,"d":"1.390"},1.08,1.08,1.08,285,0,0,0,15,0,0,0,{"v":1.825762502974773E-3,"d":"0.00"},{"v":0,"d":"0.00"},{"v":0,"d":"0.00"},{"v":0,"d":"0.00"},{"$f":"IF($G74=$CO$103,CP$103,IF($G74=$CO$104,CP$104,IF($G74=$CO$105,CP$105,IF($G74=$CO$107,CP$107,IF($G74=$CO$108,CP$108,IF($G74=$CO$109,CP$109,IF($G74=$CO$111,CP$111,IF($G74=$CO$112,CP$112,IF($G74=$CO$113,CP$113,IF($G74=$CO$115,CP$115,IF($G74=$CO$116,CP$116,IF($G74=$CO$117,CP$117,IF($G74=$CO$119,CP$119,IF($G74=$CO$120,CP$120,))))))))))))))","v":0.0002083},{"$f":"IF($G74=$CO$103,CQ$103,IF($G74=$CO$104,CQ$104,IF($G74=$CO$105,CQ$105,IF($G74=$CO$107,CQ$107,IF($G74=$CO$108,CQ$108,IF($G74=$CO$109,CQ$109,IF($G74=$CO$111,CQ$111,IF($G74=$CO$112,CQ$112,IF($G74=$CO$113,CQ$113,IF($G74=$CO$115,CQ$115,IF($G74=$CO$116,CQ$116,IF($G74=$CO$117,CQ$117,IF($G74=$CO$119,CQ$119,IF($G74=$CO$120,CQ$120,))))))))))))))","v":1.724},{"$f":"IF($G74=$CO$103,CR$103,IF($G74=$CO$104,CR$104,IF($G74=$CO$105,CR$105,IF($G74=$CO$107,CR$107,IF($G74=$CO$108,CR$108,IF($G74=$CO$109,CR$109,IF($G74=$CO$111,CR$111,IF($G74=$CO$112,CR$112,IF($G74=$CO$113,CR$113,IF($G74=$CO$115,CR$115,IF($G74=$CO$116,CR$116,IF($G74=$CO$117,CR$117,IF($G74=$CO$119,CR$119,IF($G74=$CO$120,CR$120,))))))))))))))","v":2},{"$f":"IF($G74=$CO$103,CS$103,IF($G74=$CO$104,CS$104,IF($G74=$CO$105,CS$105,IF($G74=$CO$107,CS$107,IF($G74=$CO$108,CS$108,IF($G74=$CO$109,CS$109,IF($G74=$CO$111,CS$111,IF($G74=$CO$112,CS$112,IF($G74=$CO$113,CS$113,IF($G74=$CO$115,CS$115,IF($G74=$CO$116,CS$116,IF($G74=$CO$117,CS$117,IF($G74=$CO$119,CS$119,IF($G74=$CO$120,CS$120,))))))))))))))","v":0.000461829},0,0,0,1.01,1.01,1.01,0,0,0,0,0,0,{"v":0,"d":"0.00"},{"v":0,"d":"0.00"},{"v":0,"d":"0.00"},{"$f":"ROUND(IF(G74=10,$CO$92*F74,IF(G74=11,$CO$93*F74,IF(G74=15,$CO$94*F74,IF(G74=16,$CO$95*F74,IF(G74=20,$CO$96*F74,IF(G74=21,$CO$97*F74,)))))),1)","v":{"v":2,"d":"2.0"}},0,0,0,null,2940,null,{"$f":"IF(C74=0,1,IF(G74=10,0.9,IF(G74=11,0.68,IF(G74=15,0.8,IF(G74=16,0.68,IF(G74=20,0.8,IF(G74=21,0.8)))))))","v":{"v":1,"d":"100%"}},null,null,0,0,0,0,null,{"$f":"IF((237.3*LN(($AV$1*EXP(17.27*($AS$3/($AS$3+237.3))))))/(17.27-LN(($AV$1*EXP(17.27*($AS$3/($AS$3+237.3))))))<(($AS$1+$AS$2)/2),1,IF(1/(1+((2258*((0.622/((101325/(1*611*EXP(17.27*((($AS$1+$AS$2)/2)/((($AS$1+$AS$2)/2)+237.3))))))-1)*1000-(0.622/((101325/($AV$1*611*EXP(17.27*($AS$3/($AS$3+237.3))))))-1)*1000))/(1005*((($AS$1+$AS$2)/2)-$AS$3))))>1,1,1/(1+((2258*((0.622/((101325/(1*611*EXP(17.27*((($AT$1+$AT$2)/2)/((($AT$1+$AT$2)/2)+237.3))))))-1)*1000-(0.622/((101325/($AV$1*611*EXP(17.27*($AT$3/($AT$3+237.3))))))-1)*1000))/(1005*((($AT$1+$AT$2)/2)-$AT$3))))))","v":1},1,1,{"$f":"AQ74/BO74","v":0},{"$f":"AR74/BP74","v":0},{"$f":"AS74/BQ74","v":0},null,{"$f":"BR74-AQ74","v":0},{"$f":"BS74-AR74","v":0},{"$f":"BT74-AS74","v":0},1,0,0,0,0,{"$nulls":10},60,0.8452517014716241,0.78929861482599,0.8452517014716241,0.78929861482599,0.7555553480649244,0.7038387772986681,0.7555553480649244,0.7038387772986681,0.8452517014716241,0.78929861482599,0.7555553480649244,0.7038387772986681]
["135200160",null,0,1,35,200,16,{"$f":"IF(G75=10,11.5,IF(G75=11,11.5,IF(G75=15,16.5,IF(G75=16,16.5,IF(G75=20,21.5,IF(G75=21,21.5,))))))","v":16.5},0,0,0,0,3186,0,0,0,{"$f":"IF(E75=35,IF(G75=10,1.399,IF(G75=11,1.44,IF(G75=15,1.39,IF(G75=16,1.458,IF(G75=20,1.39,IF(G75=21,1.472,1)))))),IF(E75=50,IF(G75=10,1.385,IF(G75=11,1.438,IF(G75=15,1.373,IF(G75=16,1.464,IF(G75=20,1.373,IF(G75=21,1.485,1)))))),IF(E75=65,IF(G75=10,1.371,IF(G75=11,1.437,IF(G75=15,1.355,IF(G75=16,1.47,IF(G75=20,1.355,IF(G75=21,1.497,1)))))),IF(E75=95,IF(G75=10,1.343,IF(G75=11,1.434,IF(G75=15,1.32,IF(G75=16,1.482,IF(G75=20,1.32,IF(G75=21,1.522,1)))))),\"ERROR\"))))","v":1.458},1.1,1.1,1.1,{"$f":"ROUND(M75*POWER((($S$1-$S$2)/LN(($S$1-$S$3)/($S$2-$S$3)))/((75-65)/LN((75-20)/(65-20))),Q75),0)","v":276},{"$f":"ROUND(N75*POWER((($S$1-$S$2)/LN(($S$1-$S$3)/($S$2-$S$3)))/((75-65)/LN((75-20)/(65-20))),R75),0)","v":0},{"$f":"ROUND(O75*POWER((($S$1-$S$2)/LN(($S$1-$S$3)/($S$2-$S$3)))/((75-65)/LN((75-20)/(65-20))),S75),0)","v":0},{"$f":"ROUND(P75*POWER((($S$1-$S$2)/LN(($S$1-$S$3)/($S$2-$S$3)))/((75-65)/LN((75-20)/(65-20))),T75),0)","v":0},{"$f":"ROUND(U75*3600/(4186*ABS($S$1-$S$2)),0)","v":14},{"$f":"ROUND(V75*3600/(4186*ABS($S$1-$S$2)),0)","v":0},{"$f":"ROUND(W75*3600/(4186*ABS($S$1-$S$2)),0)","v":0},{"$f":"ROUND(X75*3600/(4186*ABS($S$1-$S$2)),0)","v":0},{"$f":"(($AG75*(Y75^$AH75)*((($F75-14.4)*$AI75)/100))+($AJ75*(Y75^2)))*0.0098","v":{"v":0.004109047780808721,"d":"0.00"}},{"$f":"(($AG75*(Z75^$AH75)*((($F75-14.4)*$AI75)/100))+($AJ75*(Z75^2)))*0.0098","v":{"v":0,"d":"0.00"}},{"$f":"(($AG75*(AA75^$AH75)*((($F75-14.4)*$AI75)/100))+($AJ75*(AA75^2)))*0.0098","v":{"v":0,"d":"0.00"}},{"$f":"(($AG75*(AB75^$AH75)*((($F75-14.4)*$AI75)/100))+($AJ75*(AB75^2)))*0.0098","v":{"v":0,"d":"0.00"}},0.0002083,1.724,4,1.392796E-3,0,0,0,{"$f":"IF($G75=10,0.98,IF($G75=11,0.95,IF($G75=15,1.01,IF($G75=16,0.95,IF($G75=20,0.95,IF($G75=21,0.85))))))","v":0.95},0.95,0.95,{"$f":"ROUND(AK75*POWER((($AT$1-$AT$2)/LN(($AT$1-$AT$3)/($AT$2-$AT$3)))/((16-18)/LN((16-27)/(18-27))),AN75),0)","v":0},{"$f":"ROUND(AL75*POWER((($AT$1-$AT$2)/LN(($AT$1-$AT$3)/($AT$2-$AT$3)))/((16-18)/LN((16-27)/(18-27))),AO75),0)","v":0},{"$f":"ROUND(AM75*POWER((($AT$1-$AT$2)/LN(($AT$1-$AT$3)/($AT$2-$AT$3)))/((16-18)/LN((16-27)/(18-27))),AP75),0)","v":0},{"$f":"ROUND(AQ75*3600/(4186*ABS($AT$1-$AT$2)),0)","v":0},{"$f":"ROUND(AR75*3600/(4186*ABS($AT$1-$AT$2)),0)","v":0},{"$f":"ROUND(AS75*3600/(4186*ABS($AT$1-$AT$2)),0)","v":0},{"$f":"(($AG75*(AT75^$AH75)*((($F75-14.4)*$AI75)/100))+($AJ75*(AT75^2)))*0.0098","v":{"v":0,"d":"0.00"}},{"$f":"(($AG75*(AU75^$AH75)*((($F75-14.4)*$AI75)/100))+($AJ75*(AU75^2)))*0.0098","v":{"v":0,"d":"0.00"}},{"$f":"(($AG75*(AV75^$AH75)*((($F75-14.4)*$AI75)/100))+($AJ75*(AV75^2)))*0.0098","v":{"v":0,"d":"0.00"}},{"v":4,"d":"4.0"},0,0,0,null,3186,null,{"v":1,"d":"100%"},null,null,0,0,0,0,null,1,1,1,0,0,0,null,0,0,0,1,0,0,0,0,{"$nulls":10},70,0.8364028566594162,0.7799409143899563,0.8364028566594162,0.7799409143899563,0.7555553480649244,0.7038387772986681,0.7555553480649244,0.7038387772986681,0.8364028566594162,0.7799409143899563,0.7555553480649244,0.7038387772986681]
["135200200",null,0,1,35,200,20,21.5,0,0,0,0,4120,0,0,0,{"v":1.39,"d":"1.390"},{"$f":"IF($G76=10,1.08,IF($G76=11,1.1,IF($G76=15,1.08,IF($G76=16,1.1,IF($G76=20,1.08,IF($G76=21,1.05))))))","v":1.08},1.08,1.08,400,0,0,0,21,0,0,0,{"v":2.5054749033545003E-3,"d":"0.00"},{"v":0,"d":"0.00"},{"v":0,"d":"0.00"},{"v":0,"d":"0.00"},0.0001276,1.7219,2,3.76611E-4,0,0,0,0.95,0.95,0.95,0,0,0,0,0,0,{"v":0,"d":"0.00"},{"v":0,"d":"0.00"},{"v":0,"d":"0.00"},2.7,0,0,0,null,4120,null,{"v":1,"d":"100%"},null,null,0,0,0,0,null,1,1,1,0,0,0,null,0,0,0,1,0,0,0,0,{"$nulls":10},80,0.8284588613790702,0.7713393602007246,0.8284588613790702,0.7713393602007246,0.7453108993363179,0.6950414455205922,0.7453108993363179,0.6950414455205922,0.8284588613790702,0.7713393602007246,0.7453108993363179,0.6950414455205922]
["135200210",null,0,1,35,200,21,21.5,0,0,0,0,4228,0,0,0,1.472,1.05,1.05,1.05,357,0,0,0,18,0,0,0,{"v":2.9790734584386005E-3,"d":"0.00"},{"v":0,"d":"0.00"},{"v":0,"d":"0.00"},{"v":0,"d":"0.00"},0.0001276,1.7219,4,0.000514201,0,0,0,0.85,0.85,0.85,0,0,0,0,0,0,{"v":0,"d":"0.00"},{"v":0,"d":"0.00"},{"v":0,"d":"0.00"},5.3,0,0,0,null,4228,null,{"v":1,"d":"100%"},null,null,0,0,0,0,null,1,1,1,0,0,0,null,0,0,0,1,0,0,0,0,{"$nulls":10},90,0.8212441545440573,0.7634388097075354,0.8212441545440573,0.7634388097075354,0.7342980293974435,0.6854011253923185,0.7342980293974435,0.6854011253923185,0.8212441545440573,0.7634388097075354,0.7342980293974435,0.6854011253923185]
["135220100",null,0,1,35,220,10,11.5,0,0,0,0,{"v":1842.68115942029,"d":"1843"},0,0,0,1.399,1.08,1.08,1.08,{"$f":"ROUND(M78*POWER((($S$1-$S$2)/LN(($S$1-$S$3)/($S$2-$S$3)))/((75-65)/LN((75-20)/(65-20))),Q78),0)","v":176},0,0,0,9,0,0,0,{"v":0.001014685023680135,"d":"0.00"},{"v":0,"d":"0.00"},{"v":0,"d":"0.00"},{"v":0,"d":"0.00"},3.969E-4,1.7346,2,0.000367347,0,0,0,0.98,0.98,0.98,0,0,0,0,0,0,{"v":0,"d":"0.00"},{"v":0,"d":"0.00"},{"v":0,"d":"0.00"},1.5,0,0,0,null,1842.68115942029,null,{"v":1,"d":"100%"},null,null,0,0,0,0,null,1,1,1,0,0,0,null,0,0,0,1,0,0,0,0,{"$nulls":10},100,0.8146699660963719,0.7561986894808467,0.8146699660963719,0.7561986894808467,0.7254135990953521,0.6774634004202911,0.7254135990953521,0.6774634004202911,0.8146699660963719,0.7561986894808467,0.7254135990953521,0.6774634004202911]
["135220110",null,0,1,35,220,11,11.5,0,0,0,0,{"v":2454.057971014493,"d":"2454"},0,0,0,{"v":1.44,"d":"1.440"},1.1,1.1,1.1,219,0,0,0,11,0,0,0,{"v":0.002729274028264044,"d":"0.00"},{"v":0,"d":"0.00"},{"v":0,"d":"0.00"},{"v":0,"d":"0.00"},3.969E-4,1.7346,4,0.000574288,0,0,0,0.95,0.95,0.95,0,0,0,0,0,0,{"v":0,"d":"0.00"},{"v":0,"d":"0.00"},{"v":0,"d":"0.00"},2.9,0,0,0,null,2454.057971014493,null,{"v":1,"d":"100%"},null,null,0,0,0,0,null,1,1,1,0,0,0,null,0,0,0,1,0,0,0,0,{"$nulls":10},110,0.8146699660963719,0.7561986894808467,0.8146699660963719,0.7561986894808467,0.7254135990953521,0.6774634004202911,0.7254135990953521,0.6774634004202911,0.8146699660963719,0.7561986894808467,0.7254135990953521,0.6774634004202911]
["135220150",null,0,1,35,220,15,16.5,0,0,0,0,{"v":3016.695652173913,"d":"3017"},0,0,0,{"v":1.39,"d":"1.390"},1.08,1.08,1.08,293,0,0,0,15,0,0,0,{"v":1.9127699984461926E-3,"d":"0.00"},{"v":0,"d":"0.00"},{"v":0,"d":"0.00"},{"v":0,"d":"0.00"},0.0002083,1.724,2,0.000461829,0,0,0,1.01,1.01,1.01,0,0,0,0,0,0,{"v":0,"d":"0.00"},{"v":0,"d":"0.00"},{"v":0,"d":"0.00"},2.2,0,0,0,null,3016.695652173913,null,{"v":1,"d":"100%"},null,null,0,0,0,0,null,1,1,1,0,0,0,null,0,0,0,1,0,0,0,0,{"$nulls":10},120,0.8030103878625993,0.7433030653966308,0.8030103878625993,0.7433030653966308,0.718791222592855,0.671228725846115,0.718791222592855,0.671228725846115,0.8030103878625993,0.7433030653966308,0.718791222592855,0.671228725846115]
["135220160",null,0,1,35,220,16,16.5,0,0,0,0,{"v":3268.942028985507,"d":"3269"},0,0,0,1.458,1.1,1.1,1.1,283,0,0,0,15,0,0,0,{"v":0.004859989286892384,"d":"0.00"},{"v":0,"d":"0.00"},{"v":0,"d":"0.00"},{"v":0,"d":"0.00"},0.0002083,1.724,4,1.392796E-3,0,0,0,0.95,0.95,0.95,0,0,0,0,0,0,{"v":0,"d":"0.00"},{"v":0,"d":"0.00"},{"v":0,"d":"0.00"},4.4,0,0,0,null,3268.942028985507,null,{"v":1,"d":"100%"},null,null,0,0,0,0,null,1,1,1,0,0,0,null,0,0,0,1,0,0,0,0,{"$nulls":10},140,0.7929231278982726,0.732117182845212,0.7929231278982726,0.732117182845212,0.7127093372490777,0.6655050705360576,0.7127093372490777,0.6655050705360576,0.7929231278982726,0.732117182845212,0.7127093372490777,0.6655050705360576]
[{"$f":"CONCATENATE(D82,E82,F82,G82,C82)","v":"135220200"},null,0,1,35,220,20,21.5,0,0,0,0,{"$f":"BE82*BG82","v":{"v":4227.478260869566,"d":"4227"}},0,0,0,{"v":1.39,"d":"1.390"},1.08,1.08,1.08,410,0,0,0,21,0,0,0,{"v":2.6000694597720117E-3,"d":"0.00"},{"v":0,"d":"0.00"},{"v":0,"d":"0.00"},{"v":0,"d":"0.00"},0.0001276,1.7219,2,3.76611E-4,0,0,0,0.95,0.95,0.95,0,0,0,0,0,0,{"v":0,"d":"0.00"},{"v":0,"d":"0.00"},{"v":0,"d":"0.00"},2.9,0,0,0,null,4227.478260869566,null,{"v":1,"d":"100%"},null,null,0,0,0,0,null,1,1,1,0,0,0,null,0,0,0,{"$f":"IF(SUM(BV82:BX82)=0,1,0)","v":1},0,0,0,0,{"$nulls":10},160,0.7840224333226739,0.7222362755803995,0.7840224333226739,0.7222362755803995,0.7015311234086448,0.657069305346098,0.7015311234086448,0.657069305346098,0.7840224333226739,0.7222362755803995,0.7015311234086448,0.657069305346098]
["135220210",null,0,1,35,220,21,21.5,0,0,0,0,{"v":4338.63768115942,"d":"4339"},0,0,0,1.472,1.05,1.05,1.05,367,0,0,0,19,0,0,0,{"v":3.4561289815420466E-3,"d":"0.00"},{"v":0,"d":"0.00"},{"v":0,"d":"0.00"},{"v":0,"d":"0.00"},0.0001276,1.7219,4,0.000514201,0,0,0,0.85,0.85,0.85,0,0,0,0,0,0,{"v":0,"d":"0.00"},{"v":0,"d":"0.00"},{"v":0,"d":"0.00"},5.9,0,0,0,null,4338.63768115942,null,{"v":1,"d":"100%"},null,null,0,0,0,0,null,1,1,1,0,0,0,null,0,0,0,1,0,0,0,0,{"$nulls":10},180,0.7840224333226739,0.7222362755803995,0.7840224333226739,0.7222362755803995,0.7015311234086448,0.657069305346098,0.7015311234086448,0.657069305346098,0.7840224333226739,0.7222362755803995,0.7015311234086448,0.657069305346098]
["135240100",null,0,1,35,240,10,11.5,0,0,0,0,2155,0,0,0,1.399,1.08,1.08,1.08,206,0,0,0,11,0,0,0,{"v":1.5593664065254097E-3,"d":"0.00"},{"v":0,"d":"0.00"},{"v":0,"d":"0.00"},{"v":0,"d":"0.00"},3.969E-4,1.7346,2,0.000367347,0,0,0,0.98,0.98,0.98,0,0,0,0,0,0,{"v":0,"d":"0.00"},{"v":0,"d":"0.00"},{"v":0,"d":"0.00"},1.6,0,0,0,null,2155,null,{"v":1,"d":"100%"},null,null,0,0,0,0,null,1,1,1,0,0,0,null,0,0,0,1,0,0,0,0,{"$nulls":10},200,0.7688559120374613,0.7053868583882835,0.7688559120374613,0.7053868583882835,0.6929174768045717,0.6576204296006558,0.6929174768045717,0.6576204296006558,0.7688559120374613,0.7053868583882835,0.6929174768045717,0.6576204296006558]
["135240110",null,0,1,35,240,11,11.5,0,0,0,0,2870,0,0,0,{"v":1.44,"d":"1.440"},1.1,1.1,1.1,256,0,0,0,13,0,0,0,{"v":0.003954115511540252,"d":"0.00"},{"v":0,"d":"0.00"},{"v":0,"d":"0.00"},{"v":0,"d":"0.00"},3.969E-4,1.7346,4,0.000574288,0,0,0,0.95,0.95,0.95,0,0,0,0,0,0,{"v":0,"d":"0.00"},{"v":0,"d":"0.00"},{"v":0,"d":"0.00"},3.2,0,0,0,null,2870,null,{"v":1,"d":"100%"},null,null,0,0,0,0,null,1,1,1,0,0,0,null,0,0,0,1,0,0,0,0,{"$nulls":10},220,0.7585639347228863,0.6942595523857338,0.7585639347228863,0.6942595523857338,0.6852107186854955,0.6578068517992561,0.6852107186854955,0.6578068517992561,0.7585639347228863,0.6942595523857338,0.6852107186854955,0.6578068517992561]
["135240150",null,0,1,35,240,15,16.5,0,0,0,0,3528,0,0,0,{"v":1.39,"d":"1.390"},1.08,1.08,1.08,342,0,0,0,18,0,0,0,{"v":0.002810321973107973,"d":"0.00"},{"v":0,"d":"0.00"},{"v":0,"d":"0.00"},{"v":0,"d":"0.00"},0.0002083,1.724,2,0.000461829,0,0,0,1.01,1.01,1.01,0,0,0,0,0,0,{"v":0,"d":"0.00"},{"v":0,"d":"0.00"},{"v":0,"d":"0.00"},2.4,0,0,0,null,3528,null,{"v":1,"d":"100%"},null,null,0,0,0,0,null,1,1,1,0,0,0,null,0,0,0,1,0,0,0,0,{"$nulls":10},240,0.750275090099452,0.6848867351465859,0.750275090099452,0.6848867351465859,0.681904401633284,0.6579686139337618,0.681904401633284,0.6579686139337618,0.750275090099452,0.6848867351465859,0.681904401633284,0.6579686139337618]
["135240160",null,0,1,35,240,16,16.5,0,0,0,0,3823,0,0,0,1.458,1.1,1.1,1.1,331,0,0,0,17,0,0,0,{"v":6.3802903320982806E-3,"d":"0.01"},{"v":0,"d":"0.00"},{"v":0,"d":"0.00"},{"v":0,"d":"0.00"},0.0002083,1.724,4,1.392796E-3,0,0,0,0.95,0.95,0.95,0,0,0,0,0,0,{"v":0,"d":"0.00"},{"v":0,"d":"0.00"},{"v":0,"d":"0.00"},4.8,0,0,0,null,3823,null,{"v":1,"d":"100%"},null,null,0,0,0,0,null,1,1,1,0,0,0,null,0,0,0,1,0,0,0,0,{"$nulls":10},260,0.75,0.68,0.75,0.68,0.681904493845304,0.6579686139337618,0.681904493845304,0.6579686139337618,0.75,0.68,0.681904493845304,0.6579686139337618]
["135240200",null,0,1,35,240,20,21.5,0,0,0,0,4944,0,0,0,{"v":1.39,"d":"1.390"},1.08,1.08,1.08,480,0,0,0,25,0,0,0,{"v":3.747393232227017E-3,"d":"0.00"},{"v":0,"d":"0.00"},{"v":0,"d":"0.00"},{"v":0,"d":"0.00"},0.0001276,1.7219,2,3.76611E-4,0,0,0,0.95,0.95,0.95,0,0,0,0,0,0,{"v":0,"d":"0.00"},{"v":0,"d":"0.00"},{"v":0,"d":"0.00"},3.2,0,0,0,null,4944,null,{"v":1,"d":"100%"},null,null,0,0,0,0,null,1,1,1,0,0,0,null,0,0,0,1,0,{"$f":"ROUND(IF($C74=0,0,IF($C74=10,IF($G74=10,2539,IF($G74=11,3445,IF($G74=15,2539*1.3,IF($G74=16,3445*1.3,IF($G74=20,(2539*1.45),IF($G74=21,(3445*1.55))))))),IF($C74=15,IF($G74=10,0,IF($G74=11,0,IF($G74=15,3238,IF($G74=16,4735,IF($G74=20,4062,IF($G74=21,6098))))))))),0)","v":0},{"$f":"ROUND(IF($C74=0,0,IF($C74=10,IF($G74=10,352,IF($G74=11,577,IF($G74=15,442*1.15,IF($G74=16,725*1.15,IF($G74=20,(352*1.3),IF($G74=21,(577*1.3))))))),IF($C74=15,IF($G74=10,0,IF($G74=11,0,IF($G74=15,442,IF($G74=16,725,IF($G74=20,502,IF($G74=21,791))))))))),0)","v":0},0,{"$nulls":10},280,0.7507794609544182,0.68,0.7507794609544182,0.68,0.6729424377054166,0.6582099452827469,0.6729424377054166,0.6582099452827469,0.7507794609544182,0.68,0.6729424377054166,0.6582099452827469]
["135240210",null,0,1,35,240,21,21.5,0,0,0,0,5074,0,0,0,1.472,1.05,1.05,1.05,429,0,0,0,22,0,0,0,{"v":0.004750988107623985,"d":"0.00"},{"v":0,"d":"0.00"},{"v":0,"d":"0.00"},{"v":0,"d":"0.00"},0.0001276,1.7219,4,0.000514201,0,0,0,0.85,0.85,0.85,0,0,0,0,0,0,{"v":0,"d":"0.00"},{"v":0,"d":"0.00"},{"v":0,"d":"0.00"},6.4,0,0,0,null,5074,null,{"v":1,"d":"100%"},null,null,0,0,0,0,null,1,1,1,0,0,0,null,0,0,0,1,{"$f":"ROUND(IF($C75=0,0,IF($C75=10,IF($G75=10,1127,IF($G75=11,2263,\"UNDEFINED\")),IF($C75=15,IF($G75=10,\"NOT POSSIBLE\",IF($G75=11,\"NOT POSSIBLE\",IF($G75=15,1615,IF($G75=16,3238,IF($G75=20,2298,IF($G75=21,2489)))))),\"ERROR\"))),0)","v":0},0,0,{"$f":"ROUND(IF($C75=0,0,IF($C75=10,IF($G75=10,62,IF($G75=11,50,\"UNDEFINED\")),IF($C75=15,IF($G75=10,\"NOT POSSIBLE\",IF($G75=11,\"NOT POSSIBLE\",IF($G75=15,63,IF($G75=16,75,IF($G75=20,78,IF($G75=21,92)))))),\"ERROR\"))),0)","v":0},{"$nulls":10},300,0.7507794609544182,0.68,0.7507794609544182,0.68,0.6729424377054166,0.6582099452827469,0.6729424377054166,0.6582099452827469,0.7507794609544182,0.68,0.6729424377054166,0.6582099452827469]
["135260100",null,0,1,35,260,10,11.5,0,0,0,0,{"v":2231.5280898876404,"d":"2232"},0,0,0,1.399,1.08,1.08,1.08,213,0,0,0,11,0,0,0,{"v":1.6589910815187972E-3,"d":"0.00"},{"v":0,"d":"0.00"},{"v":0,"d":"0.00"},{"v":0,"d":"0.00"},3.969E-4,1.7346,2,0.000367347,0,0,0,0.98,0.98,0.98,0,0,0,0,0,0,{"v":0,"d":"0.00"},{"v":0,"d":"0.00"},{"v":0,"d":"0.00"},1.7,0,0,0,null,2231.5280898876404,null,{"v":1,"d":"100%"},null,null,0,0,0,0,null,1,1,1,0,0,0,null,0,0,0,1,0,0,0,0]
["135260110",null,0,1,35,260,11,11.5,0,0,0,0,{"v":2972.7078651685392,"d":"2973"},0,0,0,{"v":1.44,"d":"1.440"},1.1,1.1,1.1,265,0,0,0,14,0,0,0,{"v":0.004820748541707453,"d":"0.00"},{"v":0,"d":"0.00"},{"v":0,"d":"0.00"},{"v":0,"d":"0.00"},3.969E-4,1.7346,4,0.000574288,0,0,0,0.95,0.95,0.95,0,0,0,0,0,0,{"v":0,"d":"0.00"},{"v":0,"d":"0.00"},{"v":0,"d":"0.00"},3.5,0,0,0,null,2972.7078651685392,null,{"v":1,"d":"100%"},null,null,0,0,0,0,null,1,1,1,0,0,0,null,0,0,0,1,0,0,0,0,{"$nulls":10},"Type,ww","L/cm"]
["135260150",null,0,1,35,260,15,16.5,0,0,0,0,{"v":3653.5280898876404,"d":"3654"},0,0,0,{"v":1.39,"d":"1.390"},1.08,1.08,1.08,354,0,0,0,18,0,0,0,{"v":0.002929464041574992,"d":"0.00"},{"v":0,"d":"0.00"},{"v":0,"d":"0.00"},{"v":0,"d":"0.00"},0.0002083,1.724,2,0.000461829,0,0,0,1.01,1.01,1.01,0,0,0,0,0,0,{"v":0,"d":"0.00"},{"v":0,"d":"0.00"},{"v":0,"d":"0.00"},2.6,0,0,0,null,3653.5280898876404,null,{"v":1,"d":"100%"},null,null,0,0,0,0,null,1,1,1,0,0,0,null,0,0,0,1,0,0,0,0,{"$nulls":10},10,{"$f":"0.4/60","v":{"v":0.006666666666666667,"d":"0.0067"}}]
["135260160",null,0,1,35,260,16,16.5,0,0,0,0,{"v":3958.876404494382,"d":"3959"},0,0,0,1.458,1.1,1.1,1.1,343,0,0,0,18,0,0,0,{"v":7.348535060749983E-3,"d":"0.01"},{"v":0,"d":"0.00"},{"v":0,"d":"0.00"},{"v":0,"d":"0.00"},0.0002083,1.724,4,1.392796E-3,0,0,0,0.95,0.95,0.95,0,0,0,0,0,0,{"v":0,"d":"0.00"},{"v":0,"d":"0.00"},{"v":0,"d":"0.00"},5.2,0,0,0,null,3958.876404494382,null,{"v":1,"d":"100%"},null,null,0,0,0,0,null,1,1,1,0,0,0,null,0,0,0,1,0,0,0,0,{"$nulls":10},11,{"$f":"CO92*2","v":{"v":0.013333333333333334,"d":"0.0133"}}]
["135260200",null,0,1,35,260,20,21.5,0,0,0,0,{"v":5119.91011235955,"d":"5120"},0,0,0,{"v":1.39,"d":"1.390"},1.08,1.08,1.08,497,0,0,0,26,0,0,0,{"v":0.004172917532488063,"d":"0.00"},{"v":0,"d":"0.00"},{"v":0,"d":"0.00"},{"v":0,"d":"0.00"},0.0001276,1.7219,2,3.76611E-4,0,0,0,0.95,0.95,0.95,0,0,0,0,0,0,{"v":0,"d":"0.00"},{"v":0,"d":"0.00"},{"v":0,"d":"0.00"},3.5,0,0,0,null,5119.91011235955,null,{"v":1,"d":"100%"},null,null,0,0,0,0,null,1,1,1,0,0,0,null,0,0,0,1,0,0,0,0,{"$nulls":10},15,{"$f":"CO92*1.5","v":{"v":0.01,"d":"0.0100"}}]
["135260210",null,0,1,35,260,21,21.5,0,0,0,0,{"v":5253.943820224719,"d":"5254"},0,0,0,1.472,1.05,1.05,1.05,444,0,0,0,23,0,0,0,{"v":5.3829374592240875E-3,"d":"0.01"},{"v":0,"d":"0.00"},{"v":0,"d":"0.00"},{"v":0,"d":"0.00"},0.0001276,1.7219,4,0.000514201,0,0,0,0.85,0.85,0.85,0,0,0,0,0,0,{"v":0,"d":"0.00"},{"v":0,"d":"0.00"},{"v":0,"d":"0.00"},6.9,0,0,0,null,5253.943820224719,null,{"v":1,"d":"100%"},null,null,0,0,0,0,null,1,1,1,0,0,0,null,0,0,0,1,0,0,0,0,{"$nulls":10},16,{"$f":"CO94*2","v":0.02}]
["135280100",null,0,1,35,280,10,11.5,0,0,0,0,2514,0,0,0,1.399,1.08,1.08,1.08,240,0,0,0,12,0,0,0,{"v":2.056955102016983E-3,"d":"0.00"},{"v":0,"d":"0.00"},{"v":0,"d":"0.00"},{"v":0,"d":"0.00"},3.969E-4,1.7346,2,0.000367347,0,0,0,0.98,0.98,0.98,0,0,0,0,0,0,{"v":0,"d":"0.00"},{"v":0,"d":"0.00"},{"v":0,"d":"0.00"},1.9,0,0,0,null,2514,null,{"v":1,"d":"100%"},null,null,0,0,0,0,null,1,1,1,0,0,0,null,0,0,0,1,0,0,0,0,{"$nulls":10},20,{"$f":"CO92*2","v":{"v":0.013333333333333334,"d":"0.0133"}}]
["135280110",null,0,1,35,280,11,11.5,0,0,0,0,3349,0,0,0,{"v":1.44,"d":"1.440"},1.1,1.1,1.1,299,0,0,0,15,0,0,0,{"v":0.005797817041940812,"d":"0.01"},{"v":0,"d":"0.00"},{"v":0,"d":"0.00"},{"v":0,"d":"0.00"},3.969E-4,1.7346,4,0.000574288,0,0,0,0.95,0.95,0.95,0,0,0,0,0,0,{"v":0,"d":"0.00"},{"v":0,"d":"0.00"},{"v":0,"d":"0.00"},3.7,0,0,0,null,3349,null,{"v":1,"d":"100%"},null,null,0,0,0,0,null,1,1,1,0,0,0,null,0,0,0,1,0,0,0,0,{"$nulls":10},21,{"$f":"CO96*2","v":0.02666666666666667}]
["135280150",null,0,1,35,280,15,16.5,0,0,0,0,4116,0,0,0,{"v":1.39,"d":"1.390"},1.08,1.08,1.08,399,0,0,0,21,0,0,0,{"v":0.004059788970616909,"d":"0.00"},{"v":0,"d":"0.00"},{"v":0,"d":"0.00"},{"v":0,"d":"0.00"},0.0002083,1.724,2,0.000461829,0,0,0,1.01,1.01,1.01,0,0,0,0,0,0,{"v":0,"d":"0.00"},{"v":0,"d":"0.00"},{"v":0,"d":"0.00"},2.8,0,0,0,null,4116,null,{"v":1,"d":"100%"},null,null,0,0,0,0,null,1,1,1,0,0,0,null,0,0,0,1,0,0,0,0]
["135280160",null,0,1,35,280,16,16.5,0,0,0,0,4460,0,0,0,1.458,1.1,1.1,1.1,386,0,0,0,20,0,0,0,{"v":0.009254474937139953,"d":"0.01"},{"v":0,"d":"0.00"},{"v":0,"d":"0.00"},{"v":0,"d":"0.00"},0.0002083,1.724,4,1.392796E-3,0,0,0,0.95,0.95,0.95,0,0,0,0,0,0,{"v":0,"d":"0.00"},{"v":0,"d":"0.00"},{"v":0,"d":"0.00"},5.6,0,0,0,null,4460,null,{"v":1,"d":"100%"},null,null,0,0,0,0,null,1,1,1,0,0,0,null,0,0,0,1,0,0,0,0,{"$nulls":10},1,2,3,4,5,6]
["135280200",null,0,1,35,280,20,21.5,0,0,0,0,5768,0,0,0,{"v":1.39,"d":"1.390"},1.08,1.08,1.08,559,0,0,0,29,0,0,0,{"v":0.005293921347025147,"d":"0.01"},{"v":0,"d":"0.00"},{"v":0,"d":"0.00"},{"v":0,"d":"0.00"},0.0001276,1.7219,2,3.76611E-4,0,0,0,0.95,0.95,0.95,0,0,0,0,0,0,{"v":0,"d":"0.00"},{"v":0,"d":"0.00"},{"v":0,"d":"0.00"},3.7,0,0,0,null,5768,null,{"v":1,"d":"100%"},null,null,0,0,0,0,null,1,1,1,0,0,0,null,0,0,0,1,0,0,0,0,{"$nulls":10},"Niveaus","Type","k1","n","t","k2"]
["135280210",null,0,1,35,280,21,21.5,0,0,0,0,5919,0,0,0,1.472,1.05,1.05,1.05,500,0,0,0,26,0,0,0,{"v":0.007035649685493402,"d":"0.01"},{"v":0,"d":"0.00"},{"v":0,"d":"0.00"},{"v":0,"d":"0.00"},0.0001276,1.7219,4,0.000514201,0,0,0,0.85,0.85,0.85,0,0,0,0,0,0,{"v":0,"d":"0.00"},{"v":0,"d":"0.00"},{"v":0,"d":"0.00"},7.5,0,0,0,null,5919,null,{"v":1,"d":"100%"},null,null,0,0,0,0,null,1,1,1,0,0,0,null,0,0,0,1,0,0,0,0]
["15050100",null,0,1,50,50,10,{"$f":"IF(G102=10,11.5,IF(G102=11,11.5,IF(G102=15,16.5,IF(G102=16,16.5,IF(G102=20,21.5,IF(G102=21,21.5,))))))","v":11.5},0,0,0,0,538,0,0,0,1.385,1.08,1.08,1.08,53,0,0,0,3,0,0,0,{"v":5.10209495135716e-05,"d":"0.00"},{"v":0,"d":"0.00"},{"v":0,"d":"0.00"},{"v":0,"d":"0.00"},3.969E-4,1.7346,2,0.000367347,0,0,0,0.98,0.98,0.98,0,0,0,0,0,0,{"v":0,"d":"0.00"},{"v":0,"d":"0.00"},{"v":0,"d":"0.00"},0.3,0,0,0,null,538,null,{"v":1,"d":"100%"},null,null,0,0,0,0,null,1,1,1,0,0,0,null,0,0,0,{"$f":"IF(SUM(BV102:BX102)=0,1,0)","v":1},0,0,0,0,{"$nulls":10},"1 row",{"$nulls":5},1,2,3,4,5,null,50]
["15050110",null,0,1,50,50,11,{"$f":"IF(G103=10,11.5,IF(G103=11,11.5,IF(G103=15,16.5,IF(G103=16,16.5,IF(G103=20,21.5,IF(G103=21,21.5,))))))","v":11.5},0,0,0,0,693,0,0,0,1.438,1.1,1.1,1.1,62,0,0,0,3,0,0,0,{"v":8.789408982714321E-5,"d":"0.00"},{"v":0,"d":"0.00"},{"v":0,"d":"0.00"},{"v":0,"d":"0.00"},3.969E-4,1.7346,4,0.000574288,0,0,0,0.95,0.95,0.95,0,0,0,0,0,0,{"v":0,"d":"0.00"},{"v":0,"d":"0.00"},{"v":0,"d":"0.00"},0.7,0,0,0,null,693,null,{"v":1,"d":"100%"},null,null,0,0,0,0,null,1,1,1,0,0,0,null,0,0,0,1,0,0,0,0,{"$nulls":10},1,4,1.3823338826853E-3,1.723172227894,1,0.00033290816326531,{"$f":"CO103","v":4},{"$f":"CP103","v":{"v":1.3823338826853E-3,"d":"0"}},{"v":1.723172227894,"d":"2"},1,{"v":0.00033290816326531,"d":"0"},null,60]
["15060100",null,0,1,50,60,10,11.5,0,0,0,0,646,0,0,0,1.385,1.08,1.08,1.08,63,0,0,0,3,0,0,0,{"v":5.625155179266475E-5,"d":"0.00"},{"v":0,"d":"0.00"},{"v":0,"d":"0.00"},{"v":0,"d":"0.00"},3.969E-4,1.7346,2,0.000367347,0,0,0,0.98,0.98,0.98,0,0,0,0,0,0,{"v":0,"d":"0.00"},{"v":0,"d":"0.00"},{"v":0,"d":"0.00"},0.4,0,0,0,null,646,null,{"v":1,"d":"100%"},null,null,0,0,0,0,null,1,1,1,0,0,0,null,0,0,0,1,0,0,0,0,{"$nulls":10},2,5,0.000937,1.789,2,4.46E-4,{"$f":"CO104","v":5},{"v":0.000937,"d":"0"},{"v":1.789,"d":"2"},2,{"v":4.46E-4,"d":"0"},null,70]
["15060110",null,0,1,50,60,11,11.5,0,0,0,0,832,0,0,0,1.438,1.1,1.1,1.1,74,0,0,0,4,0,0,0,{"v":1.6861989915287995E-4,"d":"0.00"},{"v":0,"d":"0.00"},{"v":0,"d":"0.00"},{"v":0,"d":"0.00"},3.969E-4,1.7346,4,0.000574288,0,0,0,0.95,0.95,0.95,0,0,0,0,0,0,{"v":0,"d":"0.00"},{"v":0,"d":"0.00"},{"v":0,"d":"0.00"},0.8,0,0,0,null,832,null,{"v":1,"d":"100%"},null,null,0,0,0,0,null,1,1,1,0,0,0,null,0,0,0,1,0,0,0,0,{"$nulls":10},4,6,0.000937,1.789,4,1.39E-3,6,{"v":0.000937,"d":"0"},{"v":1.789,"d":"2"},4,{"v":1.39E-3,"d":"0"},null,80]
["15060150",null,0,1,50,60,15,16.5,0,0,0,0,1040,0,0,0,1.373,1.08,1.08,1.08,104,0,0,0,5,0,0,0,{"v":1.4299742703215021E-4,"d":"0.00"},{"v":0,"d":"0.00"},{"v":0,"d":"0.00"},{"v":0,"d":"0.00"},0.0002083,1.724,2,0.000461829,0,0,0,1.01,1.01,1.01,0,0,0,0,0,0,{"v":0,"d":"0.00"},{"v":0,"d":"0.00"},{"v":0,"d":"0.00"},0.6,0,0,0,null,1040,null,{"v":1,"d":"100%"},null,null,0,0,0,0,null,1,1,1,0,0,0,null,0,0,0,1,0,0,0,0,{"$nulls":10},"2 rows",{"$nulls":5},{"$f":"CO119","v":7},{"$f":"CP119","v":{"v":0.00255823982887,"d":"0"}},{"v":1.4942747715062,"d":"1"},3,{"v":0.00056161694684148,"d":"0"},null,90]
["15060160",null,0,1,50,60,16,16.5,0,0,0,0,1139,0,0,0,1.464,1.1,1.1,1.1,98,0,0,0,5,0,0,0,{"v":4.0093366406430047E-4,"d":"0.00"},{"v":0,"d":"0.00"},{"v":0,"d":"0.00"},{"v":0,"d":"0.00"},0.0002083,1.724,4,1.392796E-3,0,0,0,0.95,0.95,0.95,0,0,0,0,0,0,{"v":0,"d":"0.00"},{"v":0,"d":"0.00"},{"v":0,"d":"0.00"},1.2,0,0,0,null,1139,null,{"v":1,"d":"100%"},null,null,0,0,0,0,null,1,1,1,0,0,0,null,0,0,0,1,0,0,0,0,{"$nulls":10},1,9,0.00080534470601597,1.813864715518,2,0.00039795050474944,{"$f":"CO120","v":8},{"$f":"CP120","v":{"v":0.000937,"d":"0"}},{"v":1.789,"d":"2"},4,{"v":1.39E-3,"d":"0"},null,100]
["15060200",null,0,1,50,60,20,21.5,0,0,0,0,1455,0,0,0,1.373,1.08,1.08,1.08,145,0,0,0,7,0,0,0,{"v":2.1337574404037225E-4,"d":"0.00"},{"v":0,"d":"0.00"},{"v":0,"d":"0.00"},{"v":0,"d":"0.00"},0.0001276,1.7219,2,3.76611E-4,0,0,0,0.95,0.95,0.95,0,0,0,0,0,0,{"v":0,"d":"0.00"},{"v":0,"d":"0.00"},{"v":0,"d":"0.00"},0.8,0,0,0,null,1455,null,{"v":1,"d":"100%"},null,null,0,0,0,0,null,1,1,1,0,0,0,null,0,0,0,1,0,0,0,0,{"$nulls":10},2,10,3.969E-4,1.7346,2,0.000367347,{"$f":"CO107","v":9},{"$f":"CP107","v":{"v":0.00080534470601597,"d":"0"}},{"v":1.813864715518,"d":"2"},2,{"v":0.00039795050474944,"d":"0"},null,110]
["15060210",null,0,1,50,60,21,21.5,0,0,0,0,1549,0,0,0,1.485,1.05,1.05,1.05,128,0,0,0,7,0,0,0,{"v":3.1197360388074451E-4,"d":"0.00"},{"v":0,"d":"0.00"},{"v":0,"d":"0.00"},{"v":0,"d":"0.00"},0.0001276,1.7219,4,0.000514201,0,0,0,0.85,0.85,0.85,0,0,0,0,0,0,{"v":0,"d":"0.00"},{"v":0,"d":"0.00"},{"v":0,"d":"0.00"},1.6,0,0,0,null,1549,null,{"v":1,"d":"100%"},null,null,0,0,0,0,null,1,1,1,0,0,0,null,0,0,0,1,0,0,0,0,{"$nulls":10},4,11,3.969E-4,1.7346,4,0.000574288,{"$f":"CO108","v":10},{"v":3.969E-4,"d":"0"},{"v":1.7346,"d":"2"},2,{"v":0.000367347,"d":"0"},null,120]
["15070100",null,0,1,50,70,10,11.5,0,0,0,0,753,0,0,0,1.385,1.08,1.08,1.08,74,0,0,0,4,0,0,0,{"v":1.055010804975891E-4,"d":"0.00"},{"v":0,"d":"0.00"},{"v":0,"d":"0.00"},{"v":0,"d":"0.00"},3.969E-4,1.7346,2,0.000367347,0,0,0,0.98,0.98,0.98,0,0,0,0,0,0,{"v":0,"d":"0.00"},{"v":0,"d":"0.00"},{"v":0,"d":"0.00"},0.5,0,0,0,null,753,null,{"v":1,"d":"100%"},null,null,0,0,0,0,null,1,1,1,0,0,0,null,0,0,0,1,0,0,0,0,{"$nulls":10},"3 rows",{"$nulls":5},11,{"v":3.969E-4,"d":"0"},{"v":1.7346,"d":"2"},4,{"v":0.000574288,"d":"0"},null,140]
["15070110",null,0,1,50,70,11,11.5,0,0,0,0,970,0,0,0,1.438,1.1,1.1,1.1,87,0,0,0,4,0,0,0,{"v":1.8585050019517818E-4,"d":"0.00"},{"v":0,"d":"0.00"},{"v":0,"d":"0.00"},{"v":0,"d":"0.00"},3.969E-4,1.7346,4,0.000574288,0,0,0,0.95,0.95,0.95,0,0,0,0,0,0,{"v":0,"d":"0.00"},{"v":0,"d":"0.00"},{"v":0,"d":"0.00"},0.9,0,0,0,null,970,null,{"v":1,"d":"100%"},null,null,0,0,0,0,null,1,1,1,0,0,0,null,0,0,0,1,0,0,0,0,{"$nulls":10},1,14,0.00255823982887,1.4942747715062,3,0.00056161694684148,{"$f":"CO111","v":14},{"$f":"CP111","v":{"v":0.00255823982887,"d":"0"}},{"v":1.4942747715062,"d":"1"},3,{"v":0.00056161694684148,"d":"0"},null,150]
["15070150",null,0,1,50,70,15,16.5,0,0,0,0,1214,0,0,0,1.373,1.08,1.08,1.08,121,0,0,0,6,0,0,0,{"v":2.1277038561031902E-4,"d":"0.00"},{"v":0,"d":"0.00"},{"v":0,"d":"0.00"},{"v":0,"d":"0.00"},0.0002083,1.724,2,0.000461829,0,0,0,1.01,1.01,1.01,0,0,0,0,0,0,{"v":0,"d":"0.00"},{"v":0,"d":"0.00"},{"v":0,"d":"0.00"},0.7,0,0,0,null,1214,null,{"v":1,"d":"100%"},null,null,0,0,0,0,null,1,1,1,0,0,0,null,0,0,0,1,0,0,0,0,{"$nulls":10},2,15,0.0002083,1.724,2,0.000461829,{"$f":"CO112","v":15},{"v":0.0002083,"d":"0"},{"v":1.724,"d":"2"},2,{"v":0.000461829,"d":"0"},null,160]
["15070160",null,0,1,50,70,16,16.5,0,0,0,0,1329,0,0,0,1.464,1.1,1.1,1.1,114,0,0,0,6,0,0,0,{"v":5.9105265762063807E-4,"d":"0.00"},{"v":0,"d":"0.00"},{"v":0,"d":"0.00"},{"v":0,"d":"0.00"},0.0002083,1.724,4,1.392796E-3,0,0,0,0.95,0.95,0.95,0,0,0,0,0,0,{"v":0,"d":"0.00"},{"v":0,"d":"0.00"},{"v":0,"d":"0.00"},1.4,0,0,0,null,1329,null,{"v":1,"d":"100%"},null,null,0,0,0,0,null,1,1,1,0,0,0,null,0,0,0,1,0,0,0,0,{"$nulls":10},4,16,0.0002083,1.724,4,1.392796E-3,16,{"v":0.0002083,"d":"0"},{"v":1.724,"d":"2"},4,{"v":1.392796E-3,"d":"0"},null,180]
["15070200",null,0,1,50,70,20,21.5,0,0,0,0,1698,0,0,0,1.373,1.08,1.08,1.08,169,0,0,0,9,0,0,0,{"v":3.600890648720691E-4,"d":"0.00"},{"v":0,"d":"0.00"},{"v":0,"d":"0.00"},{"v":0,"d":"0.00"},0.0001276,1.7219,2,3.76611E-4,0,0,0,0.95,0.95,0.95,0,0,0,0,0,0,{"v":0,"d":"0.00"},{"v":0,"d":"0.00"},{"v":0,"d":"0.00"},0.9,0,0,0,null,1698,null,{"v":1,"d":"100%"},null,null,0,0,0,0,null,1,1,1,0,0,0,null,0,0,0,1,0,0,0,0,{"$nulls":10},"4 rows",{"$nulls":5},{"$f":"CO115","v":19},{"$f":"CP115","v":{"v":0.011616292894075,"d":"0"}},{"v":1.5869346821791,"d":"2"},1,{"v":0.0016553227470232,"d":"0"},null,200]
["15070210",null,0,1,50,70,21,21.5,0,0,0,0,1807,0,0,0,1.485,1.05,1.05,1.05,149,0,0,0,8,0,0,0,{"v":4.2233252521489169E-4,"d":"0.00"},{"v":0,"d":"0.00"},{"v":0,"d":"0.00"},{"v":0,"d":"0.00"},0.0001276,1.7219,4,0.000514201,0,0,0,0.85,0.85,0.85,0,0,0,0,0,0,{"v":0,"d":"0.00"},{"v":0,"d":"0.00"},{"v":0,"d":"0.00"},1.9,0,0,0,null,1807,null,{"v":1,"d":"100%"},null,null,0,0,0,0,null,1,1,1,0,0,0,null,0,0,0,1,0,0,0,0,{"$nulls":10},1,19,0.011616292894075,1.5869346821791,1,0.0016553227470232,{"$f":"CO116","v":20},{"v":0.0001276,"d":"0"},{"v":1.7219,"d":"2"},2,{"v":3.76611E-4,"d":"0"},null,220]
["15080100",null,0,1,50,80,10,11.5,0,0,0,0,861,0,0,0,1.385,1.08,1.08,1.08,84,0,0,0,4,0,0,0,{"v":1.1411638101873821E-4,"d":"0.00"},{"v":0,"d":"0.00"},{"v":0,"d":"0.00"},{"v":0,"d":"0.00"},3.969E-4,1.7346,2,0.000367347,0,0,0,0.98,0.98,0.98,0,0,0,0,0,0,{"v":0,"d":"0.00"},{"v":0,"d":"0.00"},{"v":0,"d":"0.00"},0.5,0,0,0,null,861,null,{"v":1,"d":"100%"},null,null,0,0,0,0,null,1,1,1,0,0,0,null,0,0,0,1,0,0,0,0,{"$nulls":10},2,20,0.0001276,1.7219,2,3.76611E-4,21,{"v":0.0001276,"d":"0"},{"v":1.7219,"d":"2"},4,{"v":0.000514201,"d":"0"},null,240]
["15080110",null,0,1,50,80,11,11.5,0,0,0,0,1109,0,0,0,1.438,1.1,1.1,1.1,99,0,0,0,5,0,0,0,{"v":3.0715844599730704E-4,"d":"0.00"},{"v":0,"d":"0.00"},{"v":0,"d":"0.00"},{"v":0,"d":"0.00"},3.969E-4,1.7346,4,0.000574288,0,0,0,0.95,0.95,0.95,0,0,0,0,0,0,{"v":0,"d":"0.00"},{"v":0,"d":"0.00"},{"v":0,"d":"0.00"},1.1,0,0,0,null,1109,null,{"v":1,"d":"100%"},null,null,0,0,0,0,null,1,1,1,0,0,0,null,0,0,0,1,0,0,0,0,{"$nulls":10},4,21,0.0001276,1.7219,4,0.000514201,{"$nulls":6},260]
["15080150",null,0,1,50,80,15,16.5,0,0,0,0,1387,0,0,0,1.373,1.08,1.08,1.08,138,0,0,0,7,0,0,0,{"v":2.984707869656778E-4,"d":"0.00"},{"v":0,"d":"0.00"},{"v":0,"d":"0.00"},{"v":0,"d":"0.00"},0.0002083,1.724,2,0.000461829,0,0,0,1.01,1.01,1.01,0,0,0,0,0,0,{"v":0,"d":"0.00"},{"v":0,"d":"0.00"},{"v":0,"d":"0.00"},0.8,0,0,0,null,1387,null,{"v":1,"d":"100%"},null,null,0,0,0,0,null,1,1,1,0,0,0,null,0,0,0,1,0,0,0,0,{"$nulls":22},280]
["15080160",null,0,1,50,80,16,16.5,0,0,0,0,1518,0,0,0,1.464,1.1,1.1,1.1,130,0,0,0,7,0,0,0,{"v":8.2222164153135553E-4,"d":"0.00"},{"v":0,"d":"0.00"},{"v":0,"d":"0.00"},{"v":0,"d":"0.00"},0.0002083,1.724,4,1.392796E-3,0,0,0,0.95,0.95,0.95,0,0,0,0,0,0,{"v":0,"d":"0.00"},{"v":0,"d":"0.00"},{"v":0,"d":"0.00"},1.6,0,0,0,null,1518,null,{"v":1,"d":"100%"},null,null,0,0,0,0,null,1,1,1,0,0,0,null,0,0,0,1,0,0,0,0,{"$nulls":10},{"$f":"CN111","v":1},7,{"$f":"CP111","v":0.00255823982887},{"$f":"CQ111","v":1.4942747715062},{"$f":"CR111","v":3},{"$f":"CS111","v":0.00056161694684148},{"$nulls":6},300]
["15080200",null,0,1,50,80,20,21.5,0,0,0,0,1940,0,0,0,1.373,1.08,1.08,1.08,194,0,0,0,10,0,0,0,{"v":4.5555776528616841E-4,"d":"0.00"},{"v":0,"d":"0.00"},{"v":0,"d":"0.00"},{"v":0,"d":"0.00"},0.0001276,1.7219,2,3.76611E-4,0,0,0,0.95,0.95,0.95,0,0,0,0,0,0,{"v":0,"d":"0.00"},{"v":0,"d":"0.00"},{"v":0,"d":"0.00"},1.1,0,0,0,null,1940,null,{"v":1,"d":"100%"},null,null,0,0,0,0,null,1,1,1,0,0,0,null,0,0,0,1,0,0,0,0,{"$nulls":10},{"$f":"CN105","v":4},8,{"$f":"CP105","v":0.000937},{"$f":"CQ105","v":1.789},{"$f":"CR105","v":4},{"$f":"CS105","v":1.39E-3},{"$nulls":6},350]
["15080210",null,0,1,50,80,21,21.5,0,0,0,0,2066,0,0,0,1.485,1.05,1.05,1.05,171,0,0,0,9,0,0,0,{"v":5.5243435817150111E-4,"d":"0.00"},{"v":0,"d":"0.00"},{"v":0,"d":"0.00"},{"v":0,"d":"0.00"},0.0001276,1.7219,4,0.000514201,0,0,0,0.85,0.85,0.85,0,0,0,0,0,0,{"v":0,"d":"0.00"},{"v":0,"d":"0.00"},{"v":0,"d":"0.00"},2.1,0,0,0,null,2066,null,{"v":1,"d":"100%"},null,null,0,0,0,0,null,1,1,1,0,0,0,null,0,0,0,1,0,0,0,0,{"$nulls":22},490]
["15090100",null,0,1,50,90,10,11.5,0,0,0,0,968,0,0,0,1.385,1.08,1.08,1.08,95,0,0,0,5,0,0,0,{"v":1.8591629687039947E-4,"d":"0.00"},{"v":0,"d":"0.00"},{"v":0,"d":"0.00"},{"v":0,"d":"0.00"},3.969E-4,1.7346,2,0.000367347,0,0,0,0.98,0.98,0.98,0,0,0,0,0,0,{"v":0,"d":"0.00"},{"v":0,"d":"0.00"},{"v":0,"d":"0.00"},0.6,0,0,0,null,968,null,{"v":1,"d":"100%"},null,null,0,0,0,0,null,1,1,1,0,0,0,null,0,0,0,1,0,0,0,0]
["15090110",null,0,1,50,90,11,11.5,0,0,0,0,1247,0,0,0,1.438,1.1,1.1,1.1,112,0,0,0,6,0,0,0,{"v":0.000465799252590406,"d":"0.00"},{"v":0,"d":"0.00"},{"v":0,"d":"0.00"},{"v":0,"d":"0.00"},3.969E-4,1.7346,4,0.000574288,0,0,0,0.95,0.95,0.95,0,0,0,0,0,0,{"v":0,"d":"0.00"},{"v":0,"d":"0.00"},{"v":0,"d":"0.00"},1.2,0,0,0,null,1247,null,{"v":1,"d":"100%"},null,null,0,0,0,0,null,1,1,1,0,0,0,null,0,0,0,1,0,0,0,0]
["15090150",null,0,1,50,90,15,16.5,0,0,0,0,1561,0,0,0,1.373,1.08,1.08,1.08,156,0,0,0,8,0,0,0,{"v":4.0093329595525636E-4,"d":"0.00"},{"v":0,"d":"0.00"},{"v":0,"d":"0.00"},{"v":0,"d":"0.00"},0.0002083,1.724,2,0.000461829,0,0,0,1.01,1.01,1.01,0,0,0,0,0,0,{"v":0,"d":"0.00"},{"v":0,"d":"0.00"},{"v":0,"d":"0.00"},0.9,0,0,0,null,1561,null,{"v":1,"d":"100%"},null,null,0,0,0,0,null,1,1,1,0,0,0,null,0,0,0,1,0,0,0,0]
["15090160",null,0,1,50,90,16,16.5,0,0,0,0,1708,0,0,0,1.464,1.1,1.1,1.1,146,0,0,0,8,0,0,0,{"v":1.0961099455105126E-3,"d":"0.00"},{"v":0,"d":"0.00"},{"v":0,"d":"0.00"},{"v":0,"d":"0.00"},0.0002083,1.724,4,1.392796E-3,0,0,0,0.95,0.95,0.95,0,0,0,0,0,0,{"v":0,"d":"0.00"},{"v":0,"d":"0.00"},{"v":0,"d":"0.00"},1.8,0,0,0,null,1708,null,{"v":1,"d":"100%"},null,null,0,0,0,0,null,1,1,1,0,0,0,null,0,0,0,1,0,0,0,0]
["15090200",null,0,1,50,90,20,21.5,0,0,0,0,2183,0,0,0,1.373,1.08,1.08,1.08,218,0,0,0,11,0,0,0,{"v":5.6402169034807292E-4,"d":"0.00"},{"v":0,"d":"0.00"},{"v":0,"d":"0.00"},{"v":0,"d":"0.00"},0.0001276,1.7219,2,3.76611E-4,0,0,0,0.95,0.95,0.95,0,0,0,0,0,0,{"v":0,"d":"0.00"},{"v":0,"d":"0.00"},{"v":0,"d":"0.00"},1.2,0,0,0,null,2183,null,{"v":1,"d":"100%"},null,null,0,0,0,0,null,1,1,1,0,0,0,null,0,0,0,1,0,0,0,0]
["15090210",null,0,1,50,90,21,21.5,0,0,0,0,2324,0,0,0,1.485,1.05,1.05,1.05,192,0,0,0,10,0,0,0,{"v":7.0324049486690033E-4,"d":"0.00"},{"v":0,"d":"0.00"},{"v":0,"d":"0.00"},{"v":0,"d":"0.00"},0.0001276,1.7219,4,0.000514201,0,0,0,0.85,0.85,0.85,0,0,0,0,0,0,{"v":0,"d":"0.00"},{"v":0,"d":"0.00"},{"v":0,"d":"0.00"},2.4,0,0,0,null,2324,null,{"v":1,"d":"100%"},null,null,0,0,0,0,null,1,1,1,0,0,0,null,0,0,0,1,0,0,0,0]
["150100100",null,0,1,50,100,10,11.5,0,0,0,0,1076,0,0,0,1.385,1.08,1.08,1.08,105,0,0,0,5,0,0,0,{"v":1.9860363574214547E-4,"d":"0.00"},{"v":0,"d":"0.00"},{"v":0,"d":"0.00"},{"v":0,"d":"0.00"},3.969E-4,1.7346,2,0.000367347,0,0,0,0.98,0.98,0.98,0,0,0,0,0,0,{"v":0,"d":"0.00"},{"v":0,"d":"0.00"},{"v":0,"d":"0.00"},0.7,0,0,0,null,1076,null,{"v":1,"d":"100%"},null,null,0,0,0,0,null,1,1,1,0,0,0,null,0,0,0,1,0,0,0,0]
["150100110",null,0,1,50,100,11,11.5,0,0,0,0,1386,0,0,0,1.438,1.1,1.1,1.1,124,0,0,0,6,0,0,0,{"v":0.000500612803673793,"d":"0.00"},{"v":0,"d":"0.00"},{"v":0,"d":"0.00"},{"v":0,"d":"0.00"},3.969E-4,1.7346,4,0.000574288,0,0,0,0.95,0.95,0.95,0,0,0,0,0,0,{"v":0,"d":"0.00"},{"v":0,"d":"0.00"},{"v":0,"d":"0.00"},1.3,0,0,0,null,1386,null,{"v":1,"d":"100%"},null,null,0,0,0,0,null,1,1,1,0,0,0,null,0,0,0,1,0,0,0,0]
["150100150",null,0,1,50,100,15,16.5,0,0,0,0,1734,0,0,0,1.373,1.08,1.08,1.08,173,0,0,0,9,0,0,0,{"v":5.2095929946348047E-4,"d":"0.00"},{"v":0,"d":"0.00"},{"v":0,"d":"0.00"},{"v":0,"d":"0.00"},0.0002083,1.724,2,0.000461829,0,0,0,1.01,1.01,1.01,0,0,0,0,0,0,{"v":0,"d":"0.00"},{"v":0,"d":"0.00"},{"v":0,"d":"0.00"},{"v":1,"d":"1.0"},0,0,0,null,1734,null,{"v":1,"d":"100%"},null,null,0,0,0,0,null,1,1,1,0,0,0,null,0,0,0,1,0,0,0,0,{"$nulls":9},"Δp [kPa]",{"$f":"((CP130*(CN131^CQ130)*((((CN132-14.4)*10)*CR130)/1000))+(CS130*CN131*CN131))*0.0098","v":{"v":0.08730346298863356,"d":"0.09"}},{"$f":"VLOOKUP($CN$133,$CT$103:$CX$116,CT$102)","v":21},{"$f":"VLOOKUP($CN$133,$CT$103:$CX$116,CU$102)","v":0.0001276},1.7219,4,0.000514201]
["150100160",null,0,1,50,100,16,16.5,0,0,0,0,1898,0,0,0,1.464,1.1,1.1,1.1,163,0,0,0,8,0,0,0,{"v":1.1255475505780408E-3,"d":"0.00"},{"v":0,"d":"0.00"},{"v":0,"d":"0.00"},{"v":0,"d":"0.00"},0.0002083,1.724,4,1.392796E-3,0,0,0,0.95,0.95,0.95,0,0,0,0,0,0,{"v":0,"d":"0.00"},{"v":0,"d":"0.00"},{"v":0,"d":"0.00"},{"v":2,"d":"2.0"},0,0,0,null,1898,null,{"v":1,"d":"100%"},null,null,0,0,0,0,null,1,1,1,0,0,0,null,0,0,0,1,0,0,0,0,{"$nulls":9},"mass flow",100]
["150100200",null,0,1,50,100,20,21.5,0,0,0,0,2425,0,0,0,1.373,1.08,1.08,1.08,242,0,0,0,12,0,0,0,{"v":6.8593581455816586E-4,"d":"0.00"},{"v":0,"d":"0.00"},{"v":0,"d":"0.00"},{"v":0,"d":"0.00"},0.0001276,1.7219,2,3.76611E-4,0,0,0,0.95,0.95,0.95,0,0,0,0,0,0,{"v":0,"d":"0.00"},{"v":0,"d":"0.00"},{"v":0,"d":"0.00"},1.3,0,0,0,null,2425,null,{"v":1,"d":"100%"},null,null,0,0,0,0,null,1,1,1,0,0,0,null,0,0,0,1,0,0,0,0,{"$nulls":9},"Length",280]
["150100210",null,0,1,50,100,21,21.5,0,0,0,0,2582,0,0,0,1.485,1.05,1.05,1.05,214,0,0,0,11,0,0,0,{"v":8.7568010073426066E-4,"d":"0.00"},{"v":0,"d":"0.00"},{"v":0,"d":"0.00"},{"v":0,"d":"0.00"},0.0001276,1.7219,4,0.000514201,0,0,0,0.85,0.85,0.85,0,0,0,0,0,0,{"v":0,"d":"0.00"},{"v":0,"d":"0.00"},{"v":0,"d":"0.00"},2.7,0,0,0,null,2582,null,{"v":1,"d":"100%"},null,null,0,0,0,0,null,1,1,1,0,0,0,null,0,0,0,1,0,0,0,0,{"$nulls":9},"Type",21]
["150110100",null,0,1,50,110,10,11.5,0,0,0,0,1184,0,0,0,1.385,1.08,1.08,1.08,116,0,0,0,6,0,0,0,{"v":2.9600879577859005E-4,"d":"0.00"},{"v":0,"d":"0.00"},{"v":0,"d":"0.00"},{"v":0,"d":"0.00"},3.969E-4,1.7346,2,0.000367347,0,0,0,0.98,0.98,0.98,0,0,0,0,0,0,{"v":0,"d":"0.00"},{"v":0,"d":"0.00"},{"v":0,"d":"0.00"},0.7,0,0,0,null,1184,null,{"v":1,"d":"100%"},null,null,0,0,0,0,null,1,1,1,0,0,0,null,0,0,0,1,0,0,0,0]
["150110110",null,0,1,50,110,11,11.5,0,0,0,0,1525,0,0,0,1.438,1.1,1.1,1.1,136,0,0,0,7,0,0,0,{"v":7.1061573225488742E-4,"d":"0.00"},{"v":0,"d":"0.00"},{"v":0,"d":"0.00"},{"v":0,"d":"0.00"},3.969E-4,1.7346,4,0.000574288,0,0,0,0.95,0.95,0.95,0,0,0,0,0,0,{"v":0,"d":"0.00"},{"v":0,"d":"0.00"},{"v":0,"d":"0.00"},1.5,0,0,0,null,1525,null,{"v":1,"d":"100%"},null,null,0,0,0,0,null,1,1,1,0,0,0,null,0,0,0,1,0,0,0,0]
["150110150",null,0,1,50,110,15,16.5,0,0,0,0,1907,0,0,0,1.373,1.08,1.08,1.08,190,0,0,0,10,0,0,0,{"v":0.000659322290974686,"d":"0.00"},{"v":0,"d":"0.00"},{"v":0,"d":"0.00"},{"v":0,"d":"0.00"},0.0002083,1.724,2,0.000461829,0,0,0,1.01,1.01,1.01,0,0,0,0,0,0,{"v":0,"d":"0.00"},{"v":0,"d":"0.00"},{"v":0,"d":"0.00"},1.1,0,0,0,null,1907,null,{"v":1,"d":"100%"},null,null,0,0,0,0,null,1,1,1,0,0,0,null,0,0,0,1,0,0,0,0]
["150110160",null,0,1,50,110,16,16.5,0,0,0,0,2088,0,0,0,1.464,1.1,1.1,1.1,179,0,0,0,9,0,0,0,{"v":1.450385632874503E-3,"d":"0.00"},{"v":0,"d":"0.00"},{"v":0,"d":"0.00"},{"v":0,"d":"0.00"},0.0002083,1.724,4,1.392796E-3,0,0,0,0.95,0.95,0.95,0,0,0,0,0,0,{"v":0,"d":"0.00"},{"v":0,"d":"0.00"},{"v":0,"d":"0.00"},2.2,0,0,0,null,2088,null,{"v":1,"d":"100%"},null,null,0,0,0,0,null,1,1,1,0,0,0,null,0,0,0,1,0,0,0,0]
["150110200",null,0,1,50,110,20,21.5,0,0,0,0,2668,0,0,0,1.373,1.08,1.08,1.08,266,0,0,0,14,0,0,0,{"v":9.483425985922576E-4,"d":"0.00"},{"v":0,"d":"0.00"},{"v":0,"d":"0.00"},{"v":0,"d":"0.00"},{"$f":"IF($G138=$CO$103,CP$103,IF($G138=$CO$104,CP$104,IF($G138=$CO$105,CP$105,IF($G138=$CO$107,CP$107,IF($G138=$CO$108,CP$108,IF($G138=$CO$109,CP$109,IF($G138=$CO$111,CP$111,IF($G138=$CO$112,CP$112,IF($G138=$CO$113,CP$113,IF($G138=$CO$115,CP$115,IF($G138=$CO$116,CP$116,IF($G138=$CO$117,CP$117,IF($G138=$CO$119,CP$119,IF($G138=$CO$120,CP$120,))))))))))))))","v":0.0001276},{"$f":"IF($G138=$CO$103,CQ$103,IF($G138=$CO$104,CQ$104,IF($G138=$CO$105,CQ$105,IF($G138=$CO$107,CQ$107,IF($G138=$CO$108,CQ$108,IF($G138=$CO$109,CQ$109,IF($G138=$CO$111,CQ$111,IF($G138=$CO$112,CQ$112,IF($G138=$CO$113,CQ$113,IF($G138=$CO$115,CQ$115,IF($G138=$CO$116,CQ$116,IF($G138=$CO$117,CQ$117,IF($G138=$CO$119,CQ$119,IF($G138=$CO$120,CQ$120,))))))))))))))","v":1.7219},{"$f":"IF($G138=$CO$103,CR$103,IF($G138=$CO$104,CR$104,IF($G138=$CO$105,CR$105,IF($G138=$CO$107,CR$107,IF($G138=$CO$108,CR$108,IF($G138=$CO$109,CR$109,IF($G138=$CO$111,CR$111,IF($G138=$CO$112,CR$112,IF($G138=$CO$113,CR$113,IF($G138=$CO$115,CR$115,IF($G138=$CO$116,CR$116,IF($G138=$CO$117,CR$117,IF($G138=$CO$119,CR$119,IF($G138=$CO$120,CR$120,))))))))))))))","v":2},{"$f":"IF($G138=$CO$103,CS$103,IF($G138=$CO$104,CS$104,IF($G138=$CO$105,CS$105,IF($G138=$CO$107,CS$107,IF($G138=$CO$108,CS$108,IF($G138=$CO$109,CS$109,IF($G138=$CO$111,CS$111,IF($G138=$CO$112,CS$112,IF($G138=$CO$113,CS$113,IF($G138=$CO$115,CS$115,IF($G138=$CO$116,CS$116,IF($G138=$CO$117,CS$117,IF($G138=$CO$119,CS$119,IF($G138=$CO$120,CS$120,))))))))))))))","v":3.76611E-4},0,0,0,0.95,0.95,0.95,0,0,0,0,0,0,{"v":0,"d":"0.00"},{"v":0,"d":"0.00"},{"v":0,"d":"0.00"},{"$f":"ROUND(IF(G138=10,$CO$92*F138,IF(G138=11,$CO$93*F138,IF(G138=15,$CO$94*F138,IF(G138=16,$CO$95*F138,IF(G138=20,$CO$96*F138,IF(G138=21,$CO$97*F138,)))))),1)","v":1.5},0,0,0,null,2668,null,{"$f":"IF(C138=0,1,IF(G138=10,0.9,IF(G138=11,0.68,IF(G138=15,0.8,IF(G138=16,0.68,IF(G138=20,0.8,IF(G138=21,0.8)))))))","v":{"v":1,"d":"100%"}},null,null,0,0,0,0,null,{"$f":"IF((237.3*LN(($AV$1*EXP(17.27*($AS$3/($AS$3+237.3))))))/(17.27-LN(($AV$1*EXP(17.27*($AS$3/($AS$3+237.3))))))<(($AS$1+$AS$2)/2),1,IF(1/(1+((2258*((0.622/((101325/(1*611*EXP(17.27*((($AS$1+$AS$2)/2)/((($AS$1+$AS$2)/2)+237.3))))))-1)*1000-(0.622/((101325/($AV$1*611*EXP(17.27*($AS$3/($AS$3+237.3))))))-1)*1000))/(1005*((($AS$1+$AS$2)/2)-$AS$3))))>1,1,1/(1+((2258*((0.622/((101325/(1*611*EXP(17.27*((($AT$1+$AT$2)/2)/((($AT$1+$AT$2)/2)+237.3))))))-1)*1000-(0.622/((101325/($AV$1*611*EXP(17.27*($AT$3/($AT$3+237.3))))))-1)*1000))/(1005*((($AT$1+$AT$2)/2)-$AT$3))))))","v":1},1,1,{"$f":"AQ138/BO138","v":0},{"$f":"AR138/BP138","v":0},{"$f":"AS138/BQ138","v":0},null,{"$f":"BR138-AQ138","v":0},{"$f":"BS138-AR138","v":0},{"$f":"BT138-AS138","v":0},1,0,0,0,0]
["150110210",null,0,1,50,110,21,21.5,0,0,0,0,2840,0,0,0,{"$f":"IF(E139=35,IF(G139=10,1.399,IF(G139=11,1.44,IF(G139=15,1.39,IF(G139=16,1.458,IF(G139=20,1.39,IF(G139=21,1.472,1)))))),IF(E139=50,IF(G139=10,1.385,IF(G139=11,1.438,IF(G139=15,1.373,IF(G139=16,1.464,IF(G139=20,1.373,IF(G139=21,1.485,1)))))),IF(E139=65,IF(G139=10,1.371,IF(G139=11,1.437,IF(G139=15,1.355,IF(G139=16,1.47,IF(G139=20,1.355,IF(G139=21,1.497,1)))))),IF(E139=95,IF(G139=10,1.343,IF(G139=11,1.434,IF(G139=15,1.32,IF(G139=16,1.482,IF(G139=20,1.32,IF(G139=21,1.522,1)))))),\"ERROR\"))))","v":1.485},1.05,1.05,1.05,{"$f":"ROUND(M139*POWER((($S$1-$S$2)/LN(($S$1-$S$3)/($S$2-$S$3)))/((75-65)/LN((75-20)/(65-20))),Q139),0)","v":235},{"$f":"ROUND(N139*POWER((($S$1-$S$2)/LN(($S$1-$S$3)/($S$2-$S$3)))/((75-65)/LN((75-20)/(65-20))),R139),0)","v":0},{"$f":"ROUND(O139*POWER((($S$1-$S$2)/LN(($S$1-$S$3)/($S$2-$S$3)))/((75-65)/LN((75-20)/(65-20))),S139),0)","v":0},{"$f":"ROUND(P139*POWER((($S$1-$S$2)/LN(($S$1-$S$3)/($S$2-$S$3)))/((75-65)/LN((75-20)/(65-20))),T139),0)","v":0},{"$f":"ROUND(U139*3600/(4186*ABS($S$1-$S$2)),0)","v":12},{"$f":"ROUND(V139*3600/(4186*ABS($S$1-$S$2)),0)","v":0},{"$f":"ROUND(W139*3600/(4186*ABS($S$1-$S$2)),0)","v":0},{"$f":"ROUND(X139*3600/(4186*ABS($S$1-$S$2)),0)","v":0},{"$f":"(($AG139*(Y139^$AH139)*((($F139-14.4)*$AI139)/100))+($AJ139*(Y139^2)))*0.0098","v":{"v":1.0706545330187072E-3,"d":"0.00"}},{"$f":"(($AG139*(Z139^$AH139)*((($F139-14.4)*$AI139)/100))+($AJ139*(Z139^2)))*0.0098","v":{"v":0,"d":"0.00"}},{"$f":"(($AG139*(AA139^$AH139)*((($F139-14.4)*$AI139)/100))+($AJ139*(AA139^2)))*0.0098","v":{"v":0,"d":"0.00"}},{"$f":"(($AG139*(AB139^$AH139)*((($F139-14.4)*$AI139)/100))+($AJ139*(AB139^2)))*0.0098","v":{"v":0,"d":"0.00"}},0.0001276,1.7219,4,0.000514201,0,0,0,{"$f":"IF($G139=10,0.98,IF($G139=11,0.95,IF($G139=15,1.01,IF($G139=16,0.95,IF($G139=20,0.95,IF($G139=21,0.85))))))","v":0.85},0.85,0.85,{"$f":"ROUND(AK139*POWER((($AT$1-$AT$2)/LN(($AT$1-$AT$3)/($AT$2-$AT$3)))/((16-18)/LN((16-27)/(18-27))),AN139),0)","v":0},{"$f":"ROUND(AL139*POWER((($AT$1-$AT$2)/LN(($AT$1-$AT$3)/($AT$2-$AT$3)))/((16-18)/LN((16-27)/(18-27))),AO139),0)","v":0},{"$f":"ROUND(AM139*POWER((($AT$1-$AT$2)/LN(($AT$1-$AT$3)/($AT$2-$AT$3)))/((16-18)/LN((16-27)/(18-27))),AP139),0)","v":0},{"$f":"ROUND(AQ139*3600/(4186*ABS($AT$1-$AT$2)),0)","v":0},{"$f":"ROUND(AR139*3600/(4186*ABS($AT$1-$AT$2)),0)","v":0},{"$f":"ROUND(AS139*3600/(4186*ABS($AT$1-$AT$2)),0)","v":0},{"$f":"(($AG139*(AT139^$AH139)*((($F139-14.4)*$AI139)/100))+($AJ139*(AT139^2)))*0.0098","v":{"v":0,"d":"0.00"}},{"$f":"(($AG139*(AU139^$AH139)*((($F139-14.4)*$AI139)/100))+($AJ139*(AU139^2)))*0.0098","v":{"v":0,"d":"0.00"}},{"$f":"(($AG139*(AV139^$AH139)*((($F139-14.4)*$AI139)/100))+($AJ139*(AV139^2)))*0.0098","v":{"v":0,"d":"0.00"}},2.9,0,0,0,null,2840,null,{"v":1,"d":"100%"},null,null,0,0,0,0,null,1,1,1,0,0,0,null,0,0,0,1,0,0,0,0]
["150120100",null,0,1,50,120,10,11.5,0,0,0,0,1291,0,0,0,1.385,{"$f":"IF($G140=10,1.08,IF($G140=11,1.1,IF($G140=15,1.08,IF($G140=16,1.1,IF($G140=20,1.08,IF($G140=21,1.05))))))","v":1.08},1.08,1.08,126,0,0,0,7,0,0,0,{"v":4.1656416234746925E-4,"d":"0.00"},{"v":0,"d":"0.00"},{"v":0,"d":"0.00"},{"v":0,"d":"0.00"},3.969E-4,1.7346,2,0.000367347,0,0,0,0.98,0.98,0.98,0,0,0,0,0,0,{"v":0,"d":"0.00"},{"v":0,"d":"0.00"},{"v":0,"d":"0.00"},0.8,0,0,0,null,1291,null,{"v":1,"d":"100%"},null,null,0,0,0,0,null,1,1,1,0,0,0,null,0,0,0,1,0,0,0,0]
["150120110",null,0,1,50,120,11,11.5,0,0,0,0,1663,0,0,0,1.438,1.1,1.1,1.1,149,0,0,0,8,0,0,0,{"v":9.657168960243047E-4,"d":"0.00"},{"v":0,"d":"0.00"},{"v":0,"d":"0.00"},{"v":0,"d":"0.00"},3.969E-4,1.7346,4,0.000574288,0,0,0,0.95,0.95,0.95,0,0,0,0,0,0,{"v":0,"d":"0.00"},{"v":0,"d":"0.00"},{"v":0,"d":"0.00"},1.6,0,0,0,null,1663,null,{"v":1,"d":"100%"},null,null,0,0,0,0,null,1,1,1,0,0,0,null,0,0,0,1,0,0,0,0]
["150120150",null,0,1,50,120,15,16.5,0,0,0,0,2081,0,0,0,1.373,1.08,1.08,1.08,208,0,0,0,11,0,0,0,{"v":8.167718709011781E-4,"d":"0.00"},{"v":0,"d":"0.00"},{"v":0,"d":"0.00"},{"v":0,"d":"0.00"},0.0002083,1.724,2,0.000461829,0,0,0,1.01,1.01,1.01,0,0,0,0,0,0,{"v":0,"d":"0.00"},{"v":0,"d":"0.00"},{"v":0,"d":"0.00"},1.2,0,0,0,null,2081,null,{"v":1,"d":"100%"},null,null,0,0,0,0,null,1,1,1,0,0,0,null,0,0,0,1,0,0,0,0]
["150120160",null,0,1,50,120,16,16.5,0,0,0,0,2278,0,0,0,1.464,1.1,1.1,1.1,195,0,0,0,10,0,0,0,{"v":1.8216487489315237E-3,"d":"0.00"},{"v":0,"d":"0.00"},{"v":0,"d":"0.00"},{"v":0,"d":"0.00"},0.0002083,1.724,4,1.392796E-3,0,0,0,0.95,0.95,0.95,0,0,0,0,0,0,{"v":0,"d":"0.00"},{"v":0,"d":"0.00"},{"v":0,"d":"0.00"},2.4,0,0,0,null,2278,null,{"v":1,"d":"100%"},null,null,0,0,0,0,null,1,1,1,0,0,0,null,0,0,0,1,0,0,0,0]
["150120200",null,0,1,50,120,20,21.5,0,0,0,0,2910,0,0,0,1.373,1.08,1.08,1.08,290,0,0,0,15,0,0,0,{"v":1.1102494782967744E-3,"d":"0.00"},{"v":0,"d":"0.00"},{"v":0,"d":"0.00"},{"v":0,"d":"0.00"},0.0001276,1.7219,2,3.76611E-4,0,0,0,0.95,0.95,0.95,0,0,0,0,0,0,{"v":0,"d":"0.00"},{"v":0,"d":"0.00"},{"v":0,"d":"0.00"},1.6,0,0,0,null,2910,null,{"v":1,"d":"100%"},null,null,0,0,0,0,null,1,1,1,0,0,0,null,0,0,0,1,0,0,0,0]
["150120210",null,0,1,50,120,21,21.5,0,0,0,0,3098,0,0,0,1.485,1.05,1.05,1.05,256,0,0,0,13,0,0,0,{"v":1.2890407856779498E-3,"d":"0.00"},{"v":0,"d":"0.00"},{"v":0,"d":"0.00"},{"v":0,"d":"0.00"},0.0001276,1.7219,4,0.000514201,0,0,0,0.85,0.85,0.85,0,0,0,0,0,0,{"v":0,"d":"0.00"},{"v":0,"d":"0.00"},{"v":0,"d":"0.00"},3.2,0,0,0,null,3098,null,{"v":1,"d":"100%"},null,null,0,0,0,0,null,1,1,1,0,0,0,null,0,0,0,1,0,0,0,0]
[{"$f":"CONCATENATE(D146,E146,F146,G146,C146)","v":"150140100"},null,0,1,50,140,10,11.5,0,0,0,0,{"$f":"BE146*BG146","v":1506},0,0,0,1.385,1.08,1.08,1.08,147,0,0,0,8,0,0,0,{"v":5.905030065841509E-4,"d":"0.00"},{"v":0,"d":"0.00"},{"v":0,"d":"0.00"},{"v":0,"d":"0.00"},3.969E-4,1.7346,2,0.000367347,0,0,0,0.98,0.98,0.98,0,0,0,0,0,0,{"v":0,"d":"0.00"},{"v":0,"d":"0.00"},{"v":0,"d":"0.00"},0.9,0,0,0,null,1506,null,{"v":1,"d":"100%"},null,null,0,0,0,0,null,1,1,1,0,0,0,null,0,0,0,1,0,0,0,0]
["150140110",null,0,1,50,140,11,11.5,0,0,0,0,1940,0,0,0,1.438,1.1,1.1,1.1,174,0,0,0,9,0,0,0,{"v":1.3393277216963515E-3,"d":"0.00"},{"v":0,"d":"0.00"},{"v":0,"d":"0.00"},{"v":0,"d":"0.00"},3.969E-4,1.7346,4,0.000574288,0,0,0,0.95,0.95,0.95,0,0,0,0,0,0,{"v":0,"d":"0.00"},{"v":0,"d":"0.00"},{"v":0,"d":"0.00"},1.9,0,0,0,null,1940,null,{"v":1,"d":"100%"},null,null,0,0,0,0,null,1,1,1,0,0,0,null,0,0,0,1,0,0,0,0]
["150140150",null,0,1,50,140,15,16.5,0,0,0,0,2428,0,0,0,1.373,1.08,1.08,1.08,242,0,0,0,12,0,0,0,{"v":0.0010236478743933,"d":"0.00"},{"v":0,"d":"0.00"},{"v":0,"d":"0.00"},{"v":0,"d":"0.00"},0.0002083,1.724,2,0.000461829,0,0,0,1.01,1.01,1.01,0,0,0,0,0,0,{"v":0,"d":"0.00"},{"v":0,"d":"0.00"},{"v":0,"d":"0.00"},1.4,0,0,0,null,2428,null,{"v":1,"d":"100%"},null,null,0,0,0,0,null,1,1,1,0,0,0,null,0,0,0,1,0,0,0,0]
["150140160",null,0,1,50,140,16,16.5,0,0,0,0,2657,0,0,0,1.464,1.1,1.1,1.1,228,0,0,0,12,0,0,0,{"v":0.0027093432943866,"d":"0.00"},{"v":0,"d":"0.00"},{"v":0,"d":"0.00"},{"v":0,"d":"0.00"},0.0002083,1.724,4,1.392796E-3,0,0,0,0.95,0.95,0.95,0,0,0,0,0,0,{"v":0,"d":"0.00"},{"v":0,"d":"0.00"},{"v":0,"d":"0.00"},2.8,0,0,0,null,2657,null,{"v":1,"d":"100%"},null,null,0,0,0,0,null,1,1,1,0,0,0,null,0,0,0,1,0,0,0,0]
["150140200",null,0,1,50,140,20,21.5,0,0,0,0,3395,0,0,0,1.373,1.08,1.08,1.08,339,0,0,0,17,0,0,0,{"v":1.4795010724229405E-3,"d":"0.00"},{"v":0,"d":"0.00"},{"v":0,"d":"0.00"},{"v":0,"d":"0.00"},0.0001276,1.7219,2,3.76611E-4,0,0,0,0.95,0.95,0.95,0,0,0,0,0,0,{"v":0,"d":"0.00"},{"v":0,"d":"0.00"},{"v":0,"d":"0.00"},1.9,0,0,0,null,3395,null,{"v":1,"d":"100%"},null,null,0,0,0,0,null,1,1,1,0,0,0,null,0,0,0,1,0,0,0,0]
["150140210",null,0,1,50,140,21,21.5,0,0,0,0,3615,0,0,0,1.485,1.05,1.05,1.05,299,0,0,0,15,0,0,0,{"v":1.7994509179938421E-3,"d":"0.00"},{"v":0,"d":"0.00"},{"v":0,"d":"0.00"},{"v":0,"d":"0.00"},0.0001276,1.7219,4,0.000514201,0,0,0,0.85,0.85,0.85,0,0,0,0,0,0,{"v":0,"d":"0.00"},{"v":0,"d":"0.00"},{"v":0,"d":"0.00"},3.7,0,0,0,null,3615,null,{"v":1,"d":"100%"},null,null,0,0,0,0,null,1,1,1,0,0,0,null,0,0,0,1,0,0,0,0]
["150160100",null,0,1,50,160,10,11.5,0,0,0,0,1722,0,0,0,1.385,1.08,1.08,1.08,168,0,0,0,9,0,0,0,{"v":8.036680076061657E-4,"d":"0.00"},{"v":0,"d":"0.00"},{"v":0,"d":"0.00"},{"v":0,"d":"0.00"},3.969E-4,1.7346,2,0.000367347,0,0,0,0.98,0.98,0.98,0,0,0,0,0,0,{"v":0,"d":"0.00"},{"v":0,"d":"0.00"},{"v":0,"d":"0.00"},1.1,0,0,0,null,1722,null,{"v":1,"d":"100%"},null,null,0,0,0,0,null,1,1,1,0,0,0,null,0,0,0,1,0,{"$f":"ROUND(IF($C138=0,0,IF($C138=10,IF($G138=10,2539,IF($G138=11,3445,IF($G138=15,2539*1.3,IF($G138=16,3445*1.3,IF($G138=20,(2539*1.45),IF($G138=21,(3445*1.55))))))),IF($C138=15,IF($G138=10,0,IF($G138=11,0,IF($G138=15,3238,IF($G138=16,4735,IF($G138=20,4062,IF($G138=21,6098))))))))),0)","v":0},{"$f":"ROUND(IF($C138=0,0,IF($C138=10,IF($G138=10,352,IF($G138=11,577,IF($G138=15,442*1.15,IF($G138=16,725*1.15,IF($G138=20,(352*1.3),IF($G138=21,(577*1.3))))))),IF($C138=15,IF($G138=10,0,IF($G138=11,0,IF($G138=15,442,IF($G138=16,725,IF($G138=20,502,IF($G138=21,791))))))))),0)","v":0},0]
["150160110",null,0,1,50,160,11,11.5,0,0,0,0,2218,0,0,0,1.438,1.1,1.1,1.1,198,0,0,0,10,0,0,0,{"v":1.7923022621666779E-3,"d":"0.00"},{"v":0,"d":"0.00"},{"v":0,"d":"0.00"},{"v":0,"d":"0.00"},3.969E-4,1.7346,4,0.000574288,0,0,0,0.95,0.95,0.95,0,0,0,0,0,0,{"v":0,"d":"0.00"},{"v":0,"d":"0.00"},{"v":0,"d":"0.00"},2.1,0,0,0,null,2218,null,{"v":1,"d":"100%"},null,null,0,0,0,0,null,1,1,1,0,0,0,null,0,0,0,1,{"$f":"ROUND(IF($C139=0,0,IF($C139=10,IF($G139=10,1127,IF($G139=11,2263,\"UNDEFINED\")),IF($C139=15,IF($G139=10,\"NOT POSSIBLE\",IF($G139=11,\"NOT POSSIBLE\",IF($G139=15,1615,IF($G139=16,3238,IF($G139=20,2298,IF($G139=21,2489)))))),\"ERROR\"))),0)","v":0},0,0,{"$f":"ROUND(IF($C139=0,0,IF($C139=10,IF($G139=10,62,IF($G139=11,50,\"UNDEFINED\")),IF($C139=15,IF($G139=10,\"NOT POSSIBLE\",IF($G139=11,\"NOT POSSIBLE\",IF($G139=15,63,IF($G139=16,75,IF($G139=20,78,IF($G139=21,92)))))),\"ERROR\"))),0)","v":0}]
["150160150",null,0,1,50,160,15,16.5,0,0,0,0,2774,0,0,0,1.373,1.08,1.08,1.08,277,0,0,0,14,0,0,0,{"v":1.4494631922723864E-3,"d":"0.00"},{"v":0,"d":"0.00"},{"v":0,"d":"0.00"},{"v":0,"d":"0.00"},0.0002083,1.724,2,0.000461829,0,0,0,1.01,1.01,1.01,0,0,0,0,0,0,{"v":0,"d":"0.00"},{"v":0,"d":"0.00"},{"v":0,"d":"0.00"},1.6,0,0,0,null,2774,null,{"v":1,"d":"100%"},null,null,0,0,0,0,null,1,1,1,0,0,0,null,0,0,0,1,0,0,0,0]
["150160160",null,0,1,50,160,16,16.5,0,0,0,0,3037,0,0,0,1.464,1.1,1.1,1.1,260,0,0,0,13,0,0,0,{"v":3.2966116445335663E-3,"d":"0.00"},{"v":0,"d":"0.00"},{"v":0,"d":"0.00"},{"v":0,"d":"0.00"},0.0002083,1.724,4,1.392796E-3,0,0,0,0.95,0.95,0.95,0,0,0,0,0,0,{"v":0,"d":"0.00"},{"v":0,"d":"0.00"},{"v":0,"d":"0.00"},3.2,0,0,0,null,3037,null,{"v":1,"d":"100%"},null,null,0,0,0,0,null,1,1,1,0,0,0,null,0,0,0,1,0,0,0,0]
["150160200",null,0,1,50,160,20,21.5,0,0,0,0,3880,0,0,0,1.373,1.08,1.08,1.08,387,0,0,0,20,0,0,0,{"v":0.002109472495528492,"d":"0.00"},{"v":0,"d":"0.00"},{"v":0,"d":"0.00"},{"v":0,"d":"0.00"},0.0001276,1.7219,2,3.76611E-4,0,0,0,0.95,0.95,0.95,0,0,0,0,0,0,{"v":0,"d":"0.00"},{"v":0,"d":"0.00"},{"v":0,"d":"0.00"},2.1,0,0,0,null,3880,null,{"v":1,"d":"100%"},null,null,0,0,0,0,null,1,1,1,0,0,0,null,0,0,0,1,0,0,0,0]
["150160210",null,0,1,50,160,21,21.5,0,0,0,0,4131,0,0,0,1.485,1.05,1.05,1.05,342,0,0,0,18,0,0,0,{"v":2.6889048284302816E-3,"d":"0.00"},{"v":0,"d":"0.00"},{"v":0,"d":"0.00"},{"v":0,"d":"0.00"},0.0001276,1.7219,4,0.000514201,0,0,0,0.85,0.85,0.85,0,0,0,0,0,0,{"v":0,"d":"0.00"},{"v":0,"d":"0.00"},{"v":0,"d":"0.00"},4.3,0,0,0,null,4131,null,{"v":1,"d":"100%"},null,null,0,0,0,0,null,1,1,1,0,0,0,null,0,0,0,1,0,0,0,0]
["150180100",null,0,1,50,180,10,11.5,0,0,0,0,1937,0,0,0,1.385,1.08,1.08,1.08,189,0,0,0,10,0,0,0,{"v":1.0591937539244569E-3,"d":"0.00"},{"v":0,"d":"0.00"},{"v":0,"d":"0.00"},{"v":0,"d":"0.00"},3.969E-4,1.7346,2,0.000367347,0,0,0,0.98,0.98,0.98,0,0,0,0,0,0,{"v":0,"d":"0.00"},{"v":0,"d":"0.00"},{"v":0,"d":"0.00"},1.2,0,0,0,null,1937,null,{"v":1,"d":"100%"},null,null,0,0,0,0,null,1,1,1,0,0,0,null,0,0,0,1,0,0,0,0]
["150180110",null,0,1,50,180,11,11.5,0,0,0,0,2495,0,0,0,1.438,1.1,1.1,1.1,223,0,0,0,12,0,0,0,{"v":2.7289947932669606E-3,"d":"0.00"},{"v":0,"d":"0.00"},{"v":0,"d":"0.00"},{"v":0,"d":"0.00"},3.969E-4,1.7346,4,0.000574288,0,0,0,0.95,0.95,0.95,0,0,0,0,0,0,{"v":0,"d":"0.00"},{"v":0,"d":"0.00"},{"v":0,"d":"0.00"},2.4,0,0,0,null,2495,null,{"v":1,"d":"100%"},null,null,0,0,0,0,null,1,1,1,0,0,0,null,0,0,0,1,0,0,0,0]
["150180150",null,0,1,50,180,15,16.5,0,0,0,0,3121,0,0,0,1.373,1.08,1.08,1.08,311,0,0,0,16,0,0,0,{"v":1.963845416101648E-3,"d":"0.00"},{"v":0,"d":"0.00"},{"v":0,"d":"0.00"},{"v":0,"d":"0.00"},0.0002083,1.724,2,0.000461829,0,0,0,1.01,1.01,1.01,0,0,0,0,0,0,{"v":0,"d":"0.00"},{"v":0,"d":"0.00"},{"v":0,"d":"0.00"},1.8,0,0,0,null,3121,null,{"v":1,"d":"100%"},null,null,0,0,0,0,null,1,1,1,0,0,0,null,0,0,0,1,0,0,0,0]
["150180160",null,0,1,50,180,16,16.5,0,0,0,0,3416,0,0,0,1.464,1.1,1.1,1.1,293,0,0,0,15,0,0,0,{"v":0.004511959305006707,"d":"0.00"},{"v":0,"d":"0.00"},{"v":0,"d":"0.00"},{"v":0,"d":"0.00"},0.0002083,1.724,4,1.392796E-3,0,0,0,0.95,0.95,0.95,0,0,0,0,0,0,{"v":0,"d":"0.00"},{"v":0,"d":"0.00"},{"v":0,"d":"0.00"},3.6,0,0,0,null,3416,null,{"v":1,"d":"100%"},null,null,0,0,0,0,null,1,1,1,0,0,0,null,0,0,0,1,0,0,0,0]
["150180200",null,0,1,50,180,20,21.5,0,0,0,0,4365,0,0,0,1.373,1.08,1.08,1.08,436,0,0,0,22,0,0,0,{"v":0.002634905469589654,"d":"0.00"},{"v":0,"d":"0.00"},{"v":0,"d":"0.00"},{"v":0,"d":"0.00"},0.0001276,1.7219,2,3.76611E-4,0,0,0,0.95,0.95,0.95,0,0,0,0,0,0,{"v":0,"d":"0.00"},{"v":0,"d":"0.00"},{"v":0,"d":"0.00"},2.4,0,0,0,null,4365,null,{"v":1,"d":"100%"},null,null,0,0,0,0,null,1,1,1,0,0,0,null,0,0,0,1,0,0,0,0]
["150180210",null,0,1,50,180,21,21.5,0,0,0,0,4648,0,0,0,1.485,1.05,1.05,1.05,384,0,0,0,20,0,0,0,{"v":3.455927004993383E-3,"d":"0.00"},{"v":0,"d":"0.00"},{"v":0,"d":"0.00"},{"v":0,"d":"0.00"},0.0001276,1.7219,4,0.000514201,0,0,0,0.85,0.85,0.85,0,0,0,0,0,0,{"v":0,"d":"0.00"},{"v":0,"d":"0.00"},{"v":0,"d":"0.00"},4.8,0,0,0,null,4648,null,{"v":1,"d":"100%"},null,null,0,0,0,0,null,1,1,1,0,0,0,null,0,0,0,1,0,0,0,0]
["150200100",null,0,1,50,200,10,11.5,0,0,0,0,2152,0,0,0,1.385,1.08,1.08,1.08,210,0,0,0,11,0,0,0,{"v":1.360117056538635E-3,"d":"0.00"},{"v":0,"d":"0.00"},{"v":0,"d":"0.00"},{"v":0,"d":"0.00"},3.969E-4,1.7346,2,0.000367347,0,0,0,0.98,0.98,0.98,0,0,0,0,0,0,{"v":0,"d":"0.00"},{"v":0,"d":"0.00"},{"v":0,"d":"0.00"},1.3,0,0,0,null,2152,null,{"v":1,"d":"100%"},null,null,0,0,0,0,null,1,1,1,0,0,0,null,0,0,0,1,0,0,0,0]
["150200110",null,0,1,50,200,11,11.5,0,0,0,0,2772,0,0,0,1.438,1.1,1.1,1.1,248,0,0,0,13,0,0,0,{"v":0.003421672297721059,"d":"0.00"},{"v":0,"d":"0.00"},{"v":0,"d":"0.00"},{"v":0,"d":"0.00"},3.969E-4,1.7346,4,0.000574288,0,0,0,0.95,0.95,0.95,0,0,0,0,0,0,{"v":0,"d":"0.00"},{"v":0,"d":"0.00"},{"v":0,"d":"0.00"},2.7,0,0,0,null,2772,null,{"v":1,"d":"100%"},null,null,0,0,0,0,null,1,1,1,0,0,0,null,0,0,0,1,0,0,0,0]
["150200150",null,0,1,50,200,15,16.5,0,0,0,0,3468,0,0,0,1.373,1.08,1.08,1.08,346,0,0,0,18,0,0,0,{"v":2.5720378361739353E-3,"d":"0.00"},{"v":0,"d":"0.00"},{"v":0,"d":"0.00"},{"v":0,"d":"0.00"},0.0002083,1.724,2,0.000461829,0,0,0,1.01,1.01,1.01,0,0,0,0,0,0,{"v":0,"d":"0.00"},{"v":0,"d":"0.00"},{"v":0,"d":"0.00"},{"v":2,"d":"2.0"},0,0,0,null,3468,null,{"v":1,"d":"100%"},null,null,0,0,0,0,null,1,1,1,0,0,0,null,0,0,0,{"$f":"IF(SUM(BV166:BX166)=0,1,0)","v":1},0,0,0,0]
["150200160",null,0,1,50,200,16,{"$f":"IF(G167=10,11.5,IF(G167=11,11.5,IF(G167=15,16.5,IF(G167=16,16.5,IF(G167=20,21.5,IF(G167=21,21.5,))))))","v":16.5},0,0,0,0,3796,0,0,0,1.464,1.1,1.1,1.1,325,0,0,0,17,0,0,0,{"v":0.005948443966690783,"d":"0.01"},{"v":0,"d":"0.00"},{"v":0,"d":"0.00"},{"v":0,"d":"0.00"},0.0002083,1.724,4,1.392796E-3,0,0,0,0.95,0.95,0.95,0,0,0,0,0,0,{"v":0,"d":"0.00"},{"v":0,"d":"0.00"},{"v":0,"d":"0.00"},{"v":4,"d":"4.0"},0,0,0,null,3796,null,{"v":1,"d":"100%"},null,null,0,0,0,0,null,1,1,1,0,0,0,null,0,0,0,1,0,0,0,0]
["150200200",null,0,1,50,200,20,21.5,0,0,0,0,4850,0,0,0,1.373,1.08,1.08,1.08,484,0,0,0,25,0,0,0,{"v":0.003491958683073291,"d":"0.00"},{"v":0,"d":"0.00"},{"v":0,"d":"0.00"},{"v":0,"d":"0.00"},0.0001276,1.7219,2,3.76611E-4,0,0,0,0.95,0.95,0.95,0,0,0,0,0,0,{"v":0,"d":"0.00"},{"v":0,"d":"0.00"},{"v":0,"d":"0.00"},2.7,0,0,0,null,4850,null,{"v":1,"d":"100%"},null,null,0,0,0,0,null,1,1,1,0,0,0,null,0,0,0,1,0,0,0,0]
["150200210",null,0,1,50,200,21,21.5,0,0,0,0,5164,0,0,0,1.485,1.05,1.05,1.05,427,0,0,0,22,0,0,0,{"v":0.004341053723860867,"d":"0.00"},{"v":0,"d":"0.00"},{"v":0,"d":"0.00"},{"v":0,"d":"0.00"},0.0001276,1.7219,4,0.000514201,0,0,0,0.85,0.85,0.85,0,0,0,0,0,0,{"v":0,"d":"0.00"},{"v":0,"d":"0.00"},{"v":0,"d":"0.00"},5.3,0,0,0,null,5164,null,{"v":1,"d":"100%"},null,null,0,0,0,0,null,1,1,1,0,0,0,null,0,0,0,1,0,0,0,0]
["150220100",null,0,1,50,220,10,11.5,0,0,0,0,{"v":2207.797101449275,"d":"2208"},0,0,0,1.385,1.08,1.08,1.08,216,0,0,0,11,0,0,0,{"v":1.4597417315320223E-3,"d":"0.00"},{"v":0,"d":"0.00"},{"v":0,"d":"0.00"},{"v":0,"d":"0.00"},3.969E-4,1.7346,2,0.000367347,0,0,0,0.98,0.98,0.98,0,0,0,0,0,0,{"v":0,"d":"0.00"},{"v":0,"d":"0.00"},{"v":0,"d":"0.00"},1.5,0,0,0,null,2207.797101449275,null,{"v":1,"d":"100%"},null,null,0,0,0,0,null,1,1,1,0,0,0,null,0,0,0,1,0,0,0,0]
["150220110",null,0,1,50,220,11,11.5,0,0,0,0,{"v":2843.971014492754,"d":"2844"},0,0,0,1.438,1.1,1.1,1.1,255,0,0,0,13,0,0,0,{"v":3.6878939046306562E-3,"d":"0.00"},{"v":0,"d":"0.00"},{"v":0,"d":"0.00"},{"v":0,"d":"0.00"},3.969E-4,1.7346,4,0.000574288,0,0,0,0.95,0.95,0.95,0,0,0,0,0,0,{"v":0,"d":"0.00"},{"v":0,"d":"0.00"},{"v":0,"d":"0.00"},2.9,0,0,0,null,2843.971014492754,null,{"v":1,"d":"100%"},null,null,0,0,0,0,null,1,1,1,0,0,0,null,0,0,0,1,0,0,0,0]
["150220150",null,0,1,50,220,15,16.5,0,0,0,0,{"v":3558.811594202899,"d":"3559"},0,0,0,1.373,1.08,1.08,1.08,355,0,0,0,18,0,0,0,{"v":2.6911799046409543E-3,"d":"0.00"},{"v":0,"d":"0.00"},{"v":0,"d":"0.00"},{"v":0,"d":"0.00"},0.0002083,1.724,2,0.000461829,0,0,0,1.01,1.01,1.01,0,0,0,0,0,0,{"v":0,"d":"0.00"},{"v":0,"d":"0.00"},{"v":0,"d":"0.00"},2.2,0,0,0,null,3558.811594202899,null,{"v":1,"d":"100%"},null,null,0,0,0,0,null,1,1,1,0,0,0,null,0,0,0,1,0,0,0,0]
["150220160",null,0,1,50,220,16,16.5,0,0,0,0,{"v":3894.855072463768,"d":"3895"},0,0,0,1.464,1.1,1.1,1.1,334,0,0,0,17,0,0,0,{"v":0.006164367149394533,"d":"0.01"},{"v":0,"d":"0.00"},{"v":0,"d":"0.00"},{"v":0,"d":"0.00"},0.0002083,1.724,4,1.392796E-3,0,0,0,0.95,0.95,0.95,0,0,0,0,0,0,{"v":0,"d":"0.00"},{"v":0,"d":"0.00"},{"v":0,"d":"0.00"},4.4,0,0,0,null,3894.855072463768,null,{"v":1,"d":"100%"},null,null,0,0,0,0,null,1,1,1,0,0,0,null,0,0,0,1,0,0,0,0]
["150220200",null,0,1,50,220,20,21.5,0,0,0,0,{"v":4976.521739130434,"d":"4977"},0,0,0,1.373,1.08,1.08,1.08,497,0,0,0,26,0,0,0,{"v":0.003899636591170789,"d":"0.00"},{"v":0,"d":"0.00"},{"v":0,"d":"0.00"},{"v":0,"d":"0.00"},0.0001276,1.7219,2,3.76611E-4,0,0,0,0.95,0.95,0.95,0,0,0,0,0,0,{"v":0,"d":"0.00"},{"v":0,"d":"0.00"},{"v":0,"d":"0.00"},2.9,0,0,0,null,4976.521739130434,null,{"v":1,"d":"100%"},null,null,0,0,0,0,null,1,1,1,0,0,0,null,0,0,0,1,0,0,0,0]
["150220210",null,0,1,50,220,21,21.5,0,0,0,0,{"v":5298.884057971014,"d":"5299"},0,0,0,1.485,1.05,1.05,1.05,438,0,0,0,23,0,0,0,{"v":4.9403940333243995E-3,"d":"0.00"},{"v":0,"d":"0.00"},{"v":0,"d":"0.00"},{"v":0,"d":"0.00"},0.0001276,1.7219,4,0.000514201,0,0,0,0.85,0.85,0.85,0,0,0,0,0,0,{"v":0,"d":"0.00"},{"v":0,"d":"0.00"},{"v":0,"d":"0.00"},5.9,0,0,0,null,5298.884057971014,null,{"v":1,"d":"100%"},null,null,0,0,0,0,null,1,1,1,0,0,0,null,0,0,0,1,0,0,0,0]
["150240100",null,0,1,50,240,10,11.5,0,0,0,0,2582,0,0,0,1.385,1.08,1.08,1.08,253,0,0,0,13,0,0,0,{"v":0.002109889964370126,"d":"0.00"},{"v":0,"d":"0.00"},{"v":0,"d":"0.00"},{"v":0,"d":"0.00"},3.969E-4,1.7346,2,0.000367347,0,0,0,0.98,0.98,0.98,0,0,0,0,0,0,{"v":0,"d":"0.00"},{"v":0,"d":"0.00"},{"v":0,"d":"0.00"},1.6,0,0,0,null,2582,null,{"v":1,"d":"100%"},null,null,0,0,0,0,null,1,1,1,0,0,0,null,0,0,0,1,0,0,0,0]
["150240110",null,0,1,50,240,11,11.5,0,0,0,0,3326,0,0,0,1.438,1.1,1.1,1.1,298,0,0,0,15,0,0,0,{"v":0.005115360415142496,"d":"0.01"},{"v":0,"d":"0.00"},{"v":0,"d":"0.00"},{"v":0,"d":"0.00"},3.969E-4,1.7346,4,0.000574288,0,0,0,0.95,0.95,0.95,0,0,0,0,0,0,{"v":0,"d":"0.00"},{"v":0,"d":"0.00"},{"v":0,"d":"0.00"},3.2,0,0,0,null,3326,null,{"v":1,"d":"100%"},null,null,0,0,0,0,null,1,1,1,0,0,0,null,0,0,0,1,0,0,0,0]
["150240150",null,0,1,50,240,15,16.5,0,0,0,0,4162,0,0,0,1.373,1.08,1.08,1.08,415,0,0,0,21,0,0,0,{"v":0.003748967223867375,"d":"0.00"},{"v":0,"d":"0.00"},{"v":0,"d":"0.00"},{"v":0,"d":"0.00"},0.0002083,1.724,2,0.000461829,0,0,0,1.01,1.01,1.01,0,0,0,0,0,0,{"v":0,"d":"0.00"},{"v":0,"d":"0.00"},{"v":0,"d":"0.00"},2.4,0,0,0,null,4162,null,{"v":1,"d":"100%"},null,null,0,0,0,0,null,1,1,1,0,0,0,null,0,0,0,1,0,0,0,0]
["150240160",null,0,1,50,240,16,16.5,0,0,0,0,4555,0,0,0,1.464,1.1,1.1,1.1,390,0,0,0,20,0,0,0,{"v":0.008682981771908032,"d":"0.01"},{"v":0,"d":"0.00"},{"v":0,"d":"0.00"},{"v":0,"d":"0.00"},0.0002083,1.724,4,1.392796E-3,0,0,0,0.95,0.95,0.95,0,0,0,0,0,0,{"v":0,"d":"0.00"},{"v":0,"d":"0.00"},{"v":0,"d":"0.00"},4.8,0,0,0,null,4555,null,{"v":1,"d":"100%"},null,null,0,0,0,0,null,1,1,1,0,0,0,null,0,0,0,1,0,0,0,0]
["150240200",null,0,1,50,240,20,21.5,0,0,0,0,5820,0,0,0,1.373,1.08,1.08,1.08,581,0,0,0,30,0,0,0,{"v":5.2936818620442265E-3,"d":"0.01"},{"v":0,"d":"0.00"},{"v":0,"d":"0.00"},{"v":0,"d":"0.00"},0.0001276,1.7219,2,3.76611E-4,0,0,0,0.95,0.95,0.95,0,0,0,0,0,0,{"v":0,"d":"0.00"},{"v":0,"d":"0.00"},{"v":0,"d":"0.00"},3.2,0,0,0,null,5820,null,{"v":1,"d":"100%"},null,null,0,0,0,0,null,1,1,1,0,0,0,null,0,0,0,1,0,0,0,0]
["150240210",null,0,1,50,240,21,21.5,0,0,0,0,6197,0,0,0,1.485,1.05,1.05,1.05,513,0,0,0,26,0,0,0,{"v":6.4890878028588525E-3,"d":"0.01"},{"v":0,"d":"0.00"},{"v":0,"d":"0.00"},{"v":0,"d":"0.00"},0.0001276,1.7219,4,0.000514201,0,0,0,0.85,0.85,0.85,0,0,0,0,0,0,{"v":0,"d":"0.00"},{"v":0,"d":"0.00"},{"v":0,"d":"0.00"},6.4,0,0,0,null,6197,null,{"v":1,"d":"100%"},null,null,0,0,0,0,null,1,1,1,0,0,0,null,0,0,0,1,0,0,0,0]
["150260100",null,0,1,50,260,10,11.5,0,0,0,0,{"v":2674.4606741573034,"d":"2674"},0,0,0,1.385,1.08,1.08,1.08,262,0,0,0,14,0,0,0,{"v":2.5644281932537265E-3,"d":"0.00"},{"v":0,"d":"0.00"},{"v":0,"d":"0.00"},{"v":0,"d":"0.00"},3.969E-4,1.7346,2,0.000367347,0,0,0,0.98,0.98,0.98,0,0,0,0,0,0,{"v":0,"d":"0.00"},{"v":0,"d":"0.00"},{"v":0,"d":"0.00"},1.7,0,0,0,null,2674.4606741573034,null,{"v":1,"d":"100%"},null,null,0,0,0,0,null,1,1,1,0,0,0,null,0,0,0,1,0,0,0,0]
["150260110",null,0,1,50,260,11,11.5,0,0,0,0,{"v":3444.932584269663,"d":"3445"},0,0,0,1.438,1.1,1.1,1.1,308,0,0,0,16,0,0,0,{"v":6.1274186493071965E-3,"d":"0.01"},{"v":0,"d":"0.00"},{"v":0,"d":"0.00"},{"v":0,"d":"0.00"},3.969E-4,1.7346,4,0.000574288,0,0,0,0.95,0.95,0.95,0,0,0,0,0,0,{"v":0,"d":"0.00"},{"v":0,"d":"0.00"},{"v":0,"d":"0.00"},3.5,0,0,0,null,3444.932584269663,null,{"v":1,"d":"100%"},null,null,0,0,0,0,null,1,1,1,0,0,0,null,0,0,0,1,0,0,0,0]
["150260150",null,0,1,50,260,15,16.5,0,0,0,0,{"v":4309.494382022472,"d":"4309"},0,0,0,1.373,1.08,1.08,1.08,430,0,0,0,22,0,0,0,{"v":0.00425835623794716,"d":"0.00"},{"v":0,"d":"0.00"},{"v":0,"d":"0.00"},{"v":0,"d":"0.00"},0.0002083,1.724,2,0.000461829,0,0,0,1.01,1.01,1.01,0,0,0,0,0,0,{"v":0,"d":"0.00"},{"v":0,"d":"0.00"},{"v":0,"d":"0.00"},2.6,0,0,0,null,4309.494382022472,null,{"v":1,"d":"100%"},null,null,0,0,0,0,null,1,1,1,0,0,0,null,0,0,0,1,0,0,0,0]
["150260160",null,0,1,50,260,16,16.5,0,0,0,0,{"v":4716.921348314607,"d":"4717"},0,0,0,1.464,1.1,1.1,1.1,404,0,0,0,21,0,0,0,{"v":0.009836276802884283,"d":"0.01"},{"v":0,"d":"0.00"},{"v":0,"d":"0.00"},{"v":0,"d":"0.00"},0.0002083,1.724,4,1.392796E-3,0,0,0,0.95,0.95,0.95,0,0,0,0,0,0,{"v":0,"d":"0.00"},{"v":0,"d":"0.00"},{"v":0,"d":"0.00"},5.2,0,0,0,null,4716.921348314607,null,{"v":1,"d":"100%"},null,null,0,0,0,0,null,1,1,1,0,0,0,null,0,0,0,1,0,0,0,0]
["150260200",null,0,1,50,260,20,21.5,0,0,0,0,{"v":6027.078651685393,"d":"6027"},0,0,0,1.373,1.08,1.08,1.08,602,0,0,0,31,0,0,0,{"v":0.005818336969131762,"d":"0.01"},{"v":0,"d":"0.00"},{"v":0,"d":"0.00"},{"v":0,"d":"0.00"},0.0001276,1.7219,2,3.76611E-4,0,0,0,0.95,0.95,0.95,0,0,0,0,0,0,{"v":0,"d":"0.00"},{"v":0,"d":"0.00"},{"v":0,"d":"0.00"},3.5,0,0,0,null,6027.078651685393,null,{"v":1,"d":"100%"},null,null,0,0,0,0,null,1,1,1,0,0,0,null,0,0,0,1,0,0,0,0]
["150260210",null,0,1,50,260,21,21.5,0,0,0,0,{"v":6417.640449438202,"d":"6418"},0,0,0,1.485,1.05,1.05,1.05,531,0,0,0,27,0,0,0,{"v":0.007254769573951658,"d":"0.01"},{"v":0,"d":"0.00"},{"v":0,"d":"0.00"},{"v":0,"d":"0.00"},0.0001276,1.7219,4,0.000514201,0,0,0,0.85,0.85,0.85,0,0,0,0,0,0,{"v":0,"d":"0.00"},{"v":0,"d":"0.00"},{"v":0,"d":"0.00"},6.9,0,0,0,null,6417.640449438202,null,{"v":1,"d":"100%"},null,null,0,0,0,0,null,1,1,1,0,0,0,null,0,0,0,1,0,0,0,0]
["150280100",null,0,1,50,280,10,11.5,0,0,0,0,3013,0,0,0,1.385,1.08,1.08,1.08,295,0,0,0,15,0,0,0,{"v":3.0757561359704057E-3,"d":"0.00"},{"v":0,"d":"0.00"},{"v":0,"d":"0.00"},{"v":0,"d":"0.00"},3.969E-4,1.7346,2,0.000367347,0,0,0,0.98,0.98,0.98,0,0,0,0,0,0,{"v":0,"d":"0.00"},{"v":0,"d":"0.00"},{"v":0,"d":"0.00"},1.9,0,0,0,null,3013,null,{"v":1,"d":"100%"},null,null,0,0,0,0,null,1,1,1,0,0,0,null,0,0,0,1,0,0,0,0]
["150280110",null,0,1,50,280,11,11.5,0,0,0,0,3881,0,0,0,1.438,1.1,1.1,1.1,347,0,0,0,18,0,0,0,{"v":0.008040623221330116,"d":"0.01"},{"v":0,"d":"0.00"},{"v":0,"d":"0.00"},{"v":0,"d":"0.00"},3.969E-4,1.7346,4,0.000574288,0,0,0,0.95,0.95,0.95,0,0,0,0,0,0,{"v":0,"d":"0.00"},{"v":0,"d":"0.00"},{"v":0,"d":"0.00"},3.7,0,0,0,null,3881,null,{"v":1,"d":"100%"},null,null,0,0,0,0,null,1,1,1,0,0,0,null,0,0,0,1,0,0,0,0]
["150280150",null,0,1,50,280,15,16.5,0,0,0,0,4855,0,0,0,1.373,1.08,1.08,1.08,485,0,0,0,25,0,0,0,{"v":0.005616248266337237,"d":"0.01"},{"v":0,"d":"0.00"},{"v":0,"d":"0.00"},{"v":0,"d":"0.00"},0.0002083,1.724,2,0.000461829,0,0,0,1.01,1.01,1.01,0,0,0,0,0,0,{"v":0,"d":"0.00"},{"v":0,"d":"0.00"},{"v":0,"d":"0.00"},2.8,0,0,0,null,4855,null,{"v":1,"d":"100%"},null,null,0,0,0,0,null,1,1,1,0,0,0,null,0,0,0,1,0,0,0,0]
["150280160",null,0,1,50,280,16,16.5,0,0,0,0,5314,0,0,0,1.464,1.1,1.1,1.1,455,0,0,0,23,0,0,0,{"v":0.012049143773603112,"d":"0.01"},{"v":0,"d":"0.00"},{"v":0,"d":"0.00"},{"v":0,"d":"0.00"},0.0002083,1.724,4,1.392796E-3,0,0,0,0.95,0.95,0.95,0,0,0,0,0,0,{"v":0,"d":"0.00"},{"v":0,"d":"0.00"},{"v":0,"d":"0.00"},5.6,0,0,0,null,5314,null,{"v":1,"d":"100%"},null,null,0,0,0,0,null,1,1,1,0,0,0,null,0,0,0,1,0,0,0,0]
["150280200",null,0,1,50,280,20,21.5,0,0,0,0,6790,0,0,0,1.373,1.08,1.08,1.08,678,0,0,0,35,0,0,0,{"v":0.00754858560619864,"d":"0.01"},{"v":0,"d":"0.00"},{"v":0,"d":"0.00"},{"v":0,"d":"0.00"},0.0001276,1.7219,2,3.76611E-4,0,0,0,0.95,0.95,0.95,0,0,0,0,0,0,{"v":0,"d":"0.00"},{"v":0,"d":"0.00"},{"v":0,"d":"0.00"},3.7,0,0,0,null,6790,null,{"v":1,"d":"100%"},null,null,0,0,0,0,null,1,1,1,0,0,0,null,0,0,0,1,0,0,0,0]
["150280210",null,0,1,50,280,21,21.5,0,0,0,0,7230,0,0,0,1.485,1.05,1.05,1.05,598,0,0,0,31,0,0,0,{"v":0.0097555714584915,"d":"0.01"},{"v":0,"d":"0.00"},{"v":0,"d":"0.00"},{"v":0,"d":"0.00"},0.0001276,1.7219,4,0.000514201,0,0,0,0.85,0.85,0.85,0,0,0,0,0,0,{"v":0,"d":"0.00"},{"v":0,"d":"0.00"},{"v":0,"d":"0.00"},7.5,0,0,0,null,7230,null,{"v":1,"d":"100%"},null,null,0,0,0,0,null,1,1,1,0,0,0,null,0,0,0,1,0,0,0,0]
["16550100",null,0,1,65,50,10,{"$f":"IF(G194=10,11.5,IF(G194=11,11.5,IF(G194=15,16.5,IF(G194=16,16.5,IF(G194=20,21.5,IF(G194=21,21.5,))))))","v":11.5},0,0,0,0,606,0,0,0,1.371,1.08,1.08,1.08,61,0,0,0,3,0,0,0,{"v":5.10209495135716e-05,"d":"0.00"},{"v":0,"d":"0.00"},{"v":0,"d":"0.00"},{"v":0,"d":"0.00"},3.969E-4,1.7346,2,0.000367347,0,0,0,0.98,0.98,0.98,0,0,0,0,0,0,{"v":0,"d":"0.00"},{"v":0,"d":"0.00"},{"v":0,"d":"0.00"},0.3,0,0,0,null,606,null,{"v":1,"d":"100%"},null,null,0,0,0,0,null,1,1,1,0,0,0,null,0,0,0,{"$f":"IF(SUM(BV194:BX194)=0,1,0)","v":1},0,0,0,0]
[{"$f":"CONCATENATE(D195,E195,F195,G195,C195)","v":"16550110"},null,0,1,65,50,11,{"$f":"IF(G195=10,11.5,IF(G195=11,11.5,IF(G195=15,16.5,IF(G195=16,16.5,IF(G195=20,21.5,IF(G195=21,21.5,))))))","v":11.5},0,0,0,0,772,0,0,0,1.437,1.1,1.1,1.1,69,0,0,0,4,0,0,0,{"v":1.5138929811058172E-4,"d":"0.00"},{"v":0,"d":"0.00"},{"v":0,"d":"0.00"},{"v":0,"d":"0.00"},3.969E-4,1.7346,4,0.000574288,0,0,0,0.95,0.95,0.95,0,0,0,0,0,0,{"v":0,"d":"0.00"},{"v":0,"d":"0.00"},{"v":0,"d":"0.00"},0.7,0,0,0,null,772,null,{"v":1,"d":"100%"},null,null,0,0,0,0,null,1,1,1,0,0,0,null,0,0,0,1,0,0,0,0]
["16560100",null,0,1,65,60,10,11.5,0,0,0,0,727,0,0,0,1.371,1.08,1.08,1.08,73,0,0,0,4,0,0,0,{"v":9.688577997643998E-5,"d":"0.00"},{"v":0,"d":"0.00"},{"v":0,"d":"0.00"},{"v":0,"d":"0.00"},3.969E-4,1.7346,2,0.000367347,0,0,0,0.98,0.98,0.98,0,0,0,0,0,0,{"v":0,"d":"0.00"},{"v":0,"d":"0.00"},{"v":0,"d":"0.00"},0.4,0,0,0,null,727,null,{"v":1,"d":"100%"},null,null,0,0,0,0,null,1,1,1,0,0,0,null,0,0,0,1,0,0,0,0]
["16560110",null,0,1,65,60,11,11.5,0,0,0,0,926,0,0,0,1.437,1.1,1.1,1.1,83,0,0,0,4,0,0,0,{"v":1.6861989915287995E-4,"d":"0.00"},{"v":0,"d":"0.00"},{"v":0,"d":"0.00"},{"v":0,"d":"0.00"},3.969E-4,1.7346,4,0.000574288,0,0,0,0.95,0.95,0.95,0,0,0,0,0,0,{"v":0,"d":"0.00"},{"v":0,"d":"0.00"},{"v":0,"d":"0.00"},0.8,0,0,0,null,926,null,{"v":1,"d":"100%"},null,null,0,0,0,0,null,1,1,1,0,0,0,null,0,0,0,1,0,0,0,0]
["16560150",null,0,1,65,60,15,16.5,0,0,0,0,1153,0,0,0,1.355,1.08,1.08,1.08,119,0,0,0,6,0,0,0,{"v":2.0380687582429043E-4,"d":"0.00"},{"v":0,"d":"0.00"},{"v":0,"d":"0.00"},{"v":0,"d":"0.00"},0.0002083,1.724,2,0.000461829,0,0,0,1.01,1.01,1.01,0,0,0,0,0,0,{"v":0,"d":"0.00"},{"v":0,"d":"0.00"},{"v":0,"d":"0.00"},0.6,0,0,0,null,1153,null,{"v":1,"d":"100%"},null,null,0,0,0,0,null,1,1,1,0,0,0,null,0,0,0,1,0,0,0,0]
["16560160",null,0,1,65,60,16,16.5,0,0,0,0,1304,0,0,0,{"v":1.47,"d":"1.470"},1.1,1.1,1.1,111,0,0,0,6,0,0,0,{"v":5.7312563804858083E-4,"d":"0.00"},{"v":0,"d":"0.00"},{"v":0,"d":"0.00"},{"v":0,"d":"0.00"},0.0002083,1.724,4,1.392796E-3,0,0,0,0.95,0.95,0.95,0,0,0,0,0,0,{"v":0,"d":"0.00"},{"v":0,"d":"0.00"},{"v":0,"d":"0.00"},1.2,0,0,0,null,1304,null,{"v":1,"d":"100%"},null,null,0,0,0,0,null,1,1,1,0,0,0,null,0,0,0,1,0,0,0,0]
["16560200",null,0,1,65,60,20,21.5,0,0,0,0,1611,0,0,0,1.355,1.08,1.08,1.08,166,0,0,0,9,0,0,0,{"v":3.4909351575838763E-4,"d":"0.00"},{"v":0,"d":"0.00"},{"v":0,"d":"0.00"},{"v":0,"d":"0.00"},0.0001276,1.7219,2,3.76611E-4,0,0,0,0.95,0.95,0.95,0,0,0,0,0,0,{"v":0,"d":"0.00"},{"v":0,"d":"0.00"},{"v":0,"d":"0.00"},0.8,0,0,0,null,1611,null,{"v":1,"d":"100%"},null,null,0,0,0,0,null,1,1,1,0,0,0,null,0,0,0,1,0,0,0,0]
["16560210",null,0,1,65,60,21,21.5,0,0,0,0,1818,0,0,0,1.497,1.05,1.05,1.05,147,0,0,0,8,0,0,0,{"v":4.0437827017624211E-4,"d":"0.00"},{"v":0,"d":"0.00"},{"v":0,"d":"0.00"},{"v":0,"d":"0.00"},0.0001276,1.7219,4,0.000514201,0,0,0,0.85,0.85,0.85,0,0,0,0,0,0,{"v":0,"d":"0.00"},{"v":0,"d":"0.00"},{"v":0,"d":"0.00"},1.6,0,0,0,null,1818,null,{"v":1,"d":"100%"},null,null,0,0,0,0,null,1,1,1,0,0,0,null,0,0,0,1,0,0,0,0]
["16570100",null,0,1,65,70,10,11.5,0,0,0,0,848,0,0,0,1.371,1.08,1.08,1.08,85,0,0,0,4,0,0,0,{"v":1.055010804975891E-4,"d":"0.00"},{"v":0,"d":"0.00"},{"v":0,"d":"0.00"},{"v":0,"d":"0.00"},{"$f":"IF($G202=$CO$103,CP$103,IF($G202=$CO$104,CP$104,IF($G202=$CO$105,CP$105,IF($G202=$CO$107,CP$107,IF($G202=$CO$108,CP$108,IF($G202=$CO$109,CP$109,IF($G202=$CO$111,CP$111,IF($G202=$CO$112,CP$112,IF($G202=$CO$113,CP$113,IF($G202=$CO$115,CP$115,IF($G202=$CO$116,CP$116,IF($G202=$CO$117,CP$117,IF($G202=$CO$119,CP$119,IF($G202=$CO$120,CP$120,))))))))))))))","v":3.969E-4},{"$f":"IF($G202=$CO$103,CQ$103,IF($G202=$CO$104,CQ$104,IF($G202=$CO$105,CQ$105,IF($G202=$CO$107,CQ$107,IF($G202=$CO$108,CQ$108,IF($G202=$CO$109,CQ$109,IF($G202=$CO$111,CQ$111,IF($G202=$CO$112,CQ$112,IF($G202=$CO$113,CQ$113,IF($G202=$CO$115,CQ$115,IF($G202=$CO$116,CQ$116,IF($G202=$CO$117,CQ$117,IF($G202=$CO$119,CQ$119,IF($G202=$CO$120,CQ$120,))))))))))))))","v":1.7346},{"$f":"IF($G202=$CO$103,CR$103,IF($G202=$CO$104,CR$104,IF($G202=$CO$105,CR$105,IF($G202=$CO$107,CR$107,IF($G202=$CO$108,CR$108,IF($G202=$CO$109,CR$109,IF($G202=$CO$111,CR$111,IF($G202=$CO$112,CR$112,IF($G202=$CO$113,CR$113,IF($G202=$CO$115,CR$115,IF($G202=$CO$116,CR$116,IF($G202=$CO$117,CR$117,IF($G202=$CO$119,CR$119,IF($G202=$CO$120,CR$120,))))))))))))))","v":2},{"$f":"IF($G202=$CO$103,CS$103,IF($G202=$CO$104,CS$104,IF($G202=$CO$105,CS$105,IF($G202=$CO$107,CS$107,IF($G202=$CO$108,CS$108,IF($G202=$CO$109,CS$109,IF($G202=$CO$111,CS$111,IF($G202=$CO$112,CS$112,IF($G202=$CO$113,CS$113,IF($G202=$CO$115,CS$115,IF($G202=$CO$116,CS$116,IF($G202=$CO$117,CS$117,IF($G202=$CO$119,CS$119,IF($G202=$CO$120,CS$120,))))))))))))))","v":0.000367347},0,0,0,0.98,0.98,0.98,0,0,0,0,0,0,{"v":0,"d":"0.00"},{"v":0,"d":"0.00"},{"v":0,"d":"0.00"},{"$f":"ROUND(IF(G202=10,$CO$92*F202,IF(G202=11,$CO$93*F202,IF(G202=15,$CO$94*F202,IF(G202=16,$CO$95*F202,IF(G202=20,$CO$96*F202,IF(G202=21,$CO$97*F202,)))))),1)","v":0.5},0,0,0,null,848,null,{"$f":"IF(C202=0,1,IF(G202=10,0.9,IF(G202=11,0.68,IF(G202=15,0.8,IF(G202=16,0.68,IF(G202=20,0.8,IF(G202=21,0.8)))))))","v":{"v":1,"d":"100%"}},null,null,0,0,0,0,null,{"$f":"IF((237.3*LN(($AV$1*EXP(17.27*($AS$3/($AS$3+237.3))))))/(17.27-LN(($AV$1*EXP(17.27*($AS$3/($AS$3+237.3))))))<(($AS$1+$AS$2)/2),1,IF(1/(1+((2258*((0.622/((101325/(1*611*EXP(17.27*((($AS$1+$AS$2)/2)/((($AS$1+$AS$2)/2)+237.3))))))-1)*1000-(0.622/((101325/($AV$1*611*EXP(17.27*($AS$3/($AS$3+237.3))))))-1)*1000))/(1005*((($AS$1+$AS$2)/2)-$AS$3))))>1,1,1/(1+((2258*((0.622/((101325/(1*611*EXP(17.27*((($AT$1+$AT$2)/2)/((($AT$1+$AT$2)/2)+237.3))))))-1)*1000-(0.622/((101325/($AV$1*611*EXP(17.27*($AT$3/($AT$3+237.3))))))-1)*1000))/(1005*((($AT$1+$AT$2)/2)-$AT$3))))))","v":1},1,1,{"$f":"AQ202/BO202","v":0},{"$f":"AR202/BP202","v":0},{"$f":"AS202/BQ202","v":0},null,{"$f":"BR202-AQ202","v":0},{"$f":"BS202-AR202","v":0},{"$f":"BT202-AS202","v":0},1,0,0,0,0]
["16570110",null,0,1,65,70,11,11.5,0,0,0,0,1080,0,0,0,{"$f":"IF(E203=35,IF(G203=10,1.399,IF(G203=11,1.44,IF(G203=15,1.39,IF(G203=16,1.458,IF(G203=20,1.39,IF(G203=21,1.472,1)))))),IF(E203=50,IF(G203=10,1.385,IF(G203=11,1.438,IF(G203=15,1.373,IF(G203=16,1.464,IF(G203=20,1.373,IF(G203=21,1.485,1)))))),IF(E203=65,IF(G203=10,1.371,IF(G203=11,1.437,IF(G203=15,1.355,IF(G203=16,1.47,IF(G203=20,1.355,IF(G203=21,1.497,1)))))),IF(E203=95,IF(G203=10,1.343,IF(G203=11,1.434,IF(G203=15,1.32,IF(G203=16,1.482,IF(G203=20,1.32,IF(G203=21,1.522,1)))))),\"ERROR\"))))","v":1.437},1.1,1.1,1.1,{"$f":"ROUND(M203*POWER((($S$1-$S$2)/LN(($S$1-$S$3)/($S$2-$S$3)))/((75-65)/LN((75-20)/(65-20))),Q203),0)","v":97},{"$f":"ROUND(N203*POWER((($S$1-$S$2)/LN(($S$1-$S$3)/($S$2-$S$3)))/((75-65)/LN((75-20)/(65-20))),R203),0)","v":0},{"$f":"ROUND(O203*POWER((($S$1-$S$2)/LN(($S$1-$S$3)/($S$2-$S$3)))/((75-65)/LN((75-20)/(65-20))),S203),0)","v":0},{"$f":"ROUND(P203*POWER((($S$1-$S$2)/LN(($S$1-$S$3)/($S$2-$S$3)))/((75-65)/LN((75-20)/(65-20))),T203),0)","v":0},{"$f":"ROUND(U203*3600/(4186*ABS($S$1-$S$2)),0)","v":5},{"$f":"ROUND(V203*3600/(4186*ABS($S$1-$S$2)),0)","v":0},{"$f":"ROUND(W203*3600/(4186*ABS($S$1-$S$2)),0)","v":0},{"$f":"ROUND(X203*3600/(4186*ABS($S$1-$S$2)),0)","v":0},{"$f":"(($AG203*(Y203^$AH203)*((($F203-14.4)*$AI203)/100))+($AJ203*(Y203^2)))*0.0098","v":{"v":2.8178376825381508E-4,"d":"0.00"}},{"$f":"(($AG203*(Z203^$AH203)*((($F203-14.4)*$AI203)/100))+($AJ203*(Z203^2)))*0.0098","v":{"v":0,"d":"0.00"}},{"$f":"(($AG203*(AA203^$AH203)*((($F203-14.4)*$AI203)/100))+($AJ203*(AA203^2)))*0.0098","v":{"v":0,"d":"0.00"}},{"$f":"(($AG203*(AB203^$AH203)*((($F203-14.4)*$AI203)/100))+($AJ203*(AB203^2)))*0.0098","v":{"v":0,"d":"0.00"}},3.969E-4,1.7346,4,0.000574288,0,0,0,{"$f":"IF($G203=10,0.98,IF($G203=11,0.95,IF($G203=15,1.01,IF($G203=16,0.95,IF($G203=20,0.95,IF($G203=21,0.85))))))","v":0.95},0.95,0.95,{"$f":"ROUND(AK203*POWER((($AT$1-$AT$2)/LN(($AT$1-$AT$3)/($AT$2-$AT$3)))/((16-18)/LN((16-27)/(18-27))),AN203),0)","v":0},{"$f":"ROUND(AL203*POWER((($AT$1-$AT$2)/LN(($AT$1-$AT$3)/($AT$2-$AT$3)))/((16-18)/LN((16-27)/(18-27))),AO203),0)","v":0},{"$f":"ROUND(AM203*POWER((($AT$1-$AT$2)/LN(($AT$1-$AT$3)/($AT$2-$AT$3)))/((16-18)/LN((16-27)/(18-27))),AP203),0)","v":0},{"$f":"ROUND(AQ203*3600/(4186*ABS($AT$1-$AT$2)),0)","v":0},{"$f":"ROUND(AR203*3600/(4186*ABS($AT$1-$AT$2)),0)","v":0},{"$f":"ROUND(AS203*3600/(4186*ABS($AT$1-$AT$2)),0)","v":0},{"$f":"(($AG203*(AT203^$AH203)*((($F203-14.4)*$AI203)/100))+($AJ203*(AT203^2)))*0.0098","v":{"v":0,"d":"0.00"}},{"$f":"(($AG203*(AU203^$AH203)*((($F203-14.4)*$AI203)/100))+($AJ203*(AU203^2)))*0.0098","v":{"v":0,"d":"0.00"}},{"$f":"(($AG203*(AV203^$AH203)*((($F203-14.4)*$AI203)/100))+($AJ203*(AV203^2)))*0.0098","v":{"v":0,"d":"0.00"}},0.9,0,0,0,null,1080,null,{"v":1,"d":"100%"},null,null,0,0,0,0,null,1,1,1,0,0,0,null,0,0,0,1,0,0,0,0]
["16570150",null,0,1,65,70,15,16.5,0,0,0,0,1345,0,0,0,1.355,{"$f":"IF($G204=10,1.08,IF($G204=11,1.1,IF($G204=15,1.08,IF($G204=16,1.1,IF($G204=20,1.08,IF($G204=21,1.05))))))","v":1.08},1.08,1.08,138,0,0,0,7,0,0,0,{"v":2.8677863739773915E-4,"d":"0.00"},{"v":0,"d":"0.00"},{"v":0,"d":"0.00"},{"v":0,"d":"0.00"},0.0002083,1.724,2,0.000461829,0,0,0,1.01,1.01,1.01,0,0,0,0,0,0,{"v":0,"d":"0.00"},{"v":0,"d":"0.00"},{"v":0,"d":"0.00"},0.7,0,0,0,null,1345,null,{"v":1,"d":"100%"},null,null,0,0,0,0,null,1,1,1,0,0,0,null,0,0,0,1,0,0,0,0]
["16570160",null,0,1,65,70,16,16.5,0,0,0,0,1521,0,0,0,{"v":1.47,"d":"1.470"},1.1,1.1,1.1,129,0,0,0,7,0,0,0,{"v":7.9883734239547812E-4,"d":"0.00"},{"v":0,"d":"0.00"},{"v":0,"d":"0.00"},{"v":0,"d":"0.00"},0.0002083,1.724,4,1.392796E-3,0,0,0,0.95,0.95,0.95,0,0,0,0,0,0,{"v":0,"d":"0.00"},{"v":0,"d":"0.00"},{"v":0,"d":"0.00"},1.4,0,0,0,null,1521,null,{"v":1,"d":"100%"},null,null,0,0,0,0,null,1,1,1,0,0,0,null,0,0,0,1,0,0,0,0]
["16570200",null,0,1,65,70,20,21.5,0,0,0,0,1880,0,0,0,1.355,1.08,1.08,1.08,193,0,0,0,10,0,0,0,{"v":4.4237499313888666E-4,"d":"0.00"},{"v":0,"d":"0.00"},{"v":0,"d":"0.00"},{"v":0,"d":"0.00"},0.0001276,1.7219,2,3.76611E-4,0,0,0,0.95,0.95,0.95,0,0,0,0,0,0,{"v":0,"d":"0.00"},{"v":0,"d":"0.00"},{"v":0,"d":"0.00"},0.9,0,0,0,null,1880,null,{"v":1,"d":"100%"},null,null,0,0,0,0,null,1,1,1,0,0,0,null,0,0,0,1,0,0,0,0]
["16570210",null,0,1,65,70,21,21.5,0,0,0,0,2121,0,0,0,1.497,1.05,1.05,1.05,172,0,0,0,9,0,0,0,{"v":5.3044325994413817E-4,"d":"0.00"},{"v":0,"d":"0.00"},{"v":0,"d":"0.00"},{"v":0,"d":"0.00"},0.0001276,1.7219,4,0.000514201,0,0,0,0.85,0.85,0.85,0,0,0,0,0,0,{"v":0,"d":"0.00"},{"v":0,"d":"0.00"},{"v":0,"d":"0.00"},1.9,0,0,0,null,2121,null,{"v":1,"d":"100%"},null,null,0,0,0,0,null,1,1,1,0,0,0,null,0,0,0,1,0,0,0,0]
["16580100",null,0,1,65,80,10,11.5,0,0,0,0,969,0,0,0,1.371,1.08,1.08,1.08,97,0,0,0,5,0,0,0,{"v":1.7322895799865354E-4,"d":"0.00"},{"v":0,"d":"0.00"},{"v":0,"d":"0.00"},{"v":0,"d":"0.00"},3.969E-4,1.7346,2,0.000367347,0,0,0,0.98,0.98,0.98,0,0,0,0,0,0,{"v":0,"d":"0.00"},{"v":0,"d":"0.00"},{"v":0,"d":"0.00"},0.5,0,0,0,null,969,null,{"v":1,"d":"100%"},null,null,0,0,0,0,null,1,1,1,0,0,0,null,0,0,0,1,0,0,0,0]
["16580110",null,0,1,65,80,11,11.5,0,0,0,0,1234,0,0,0,1.437,1.1,1.1,1.1,111,0,0,0,6,0,0,0,{"v":4.3098570150701892E-4,"d":"0.00"},{"v":0,"d":"0.00"},{"v":0,"d":"0.00"},{"v":0,"d":"0.00"},3.969E-4,1.7346,4,0.000574288,0,0,0,0.95,0.95,0.95,0,0,0,0,0,0,{"v":0,"d":"0.00"},{"v":0,"d":"0.00"},{"v":0,"d":"0.00"},1.1,0,0,0,null,1234,null,{"v":1,"d":"100%"},null,null,0,0,0,0,null,1,1,1,0,0,0,null,0,0,0,1,0,0,0,0]
["16580150",null,0,1,65,80,15,16.5,0,0,0,0,{"$f":"BE210*BG210","v":1538},0,0,0,1.355,1.08,1.08,1.08,158,0,0,0,8,0,0,0,{"v":3.8621449342149226E-4,"d":"0.00"},{"v":0,"d":"0.00"},{"v":0,"d":"0.00"},{"v":0,"d":"0.00"},0.0002083,1.724,2,0.000461829,0,0,0,1.01,1.01,1.01,0,0,0,0,0,0,{"v":0,"d":"0.00"},{"v":0,"d":"0.00"},{"v":0,"d":"0.00"},0.8,0,0,0,null,1538,null,{"v":1,"d":"100%"},null,null,0,0,0,0,null,1,1,1,0,0,0,null,0,0,0,1,0,0,0,0]
["16580160",null,0,1,65,80,16,16.5,0,0,0,0,1738,0,0,0,{"v":1.47,"d":"1.470"},1.1,1.1,1.1,147,0,0,0,8,0,0,0,{"v":1.0666723404429844E-3,"d":"0.00"},{"v":0,"d":"0.00"},{"v":0,"d":"0.00"},{"v":0,"d":"0.00"},0.0002083,1.724,4,1.392796E-3,0,0,0,0.95,0.95,0.95,0,0,0,0,0,0,{"v":0,"d":"0.00"},{"v":0,"d":"0.00"},{"v":0,"d":"0.00"},1.6,0,0,0,null,1738,null,{"v":1,"d":"100%"},null,null,0,0,0,0,null,1,1,1,0,0,0,null,0,0,0,1,0,0,0,0]
["16580200",null,0,1,65,80,20,21.5,0,0,0,0,2148,0,0,0,1.355,1.08,1.08,1.08,221,0,0,0,11,0,0,0,{"v":5.4848777942901564E-4,"d":"0.00"},{"v":0,"d":"0.00"},{"v":0,"d":"0.00"},{"v":0,"d":"0.00"},0.0001276,1.7219,2,3.76611E-4,0,0,0,0.95,0.95,0.95,0,0,0,0,0,0,{"v":0,"d":"0.00"},{"v":0,"d":"0.00"},{"v":0,"d":"0.00"},1.1,0,0,0,null,2148,null,{"v":1,"d":"100%"},null,null,0,0,0,0,null,1,1,1,0,0,0,null,0,0,0,1,0,0,0,0]
["16580210",null,0,1,65,80,21,21.5,0,0,0,0,2424,0,0,0,1.497,1.05,1.05,1.05,196,0,0,0,10,0,0,0,{"v":6.7687495057233683E-4,"d":"0.00"},{"v":0,"d":"0.00"},{"v":0,"d":"0.00"},{"v":0,"d":"0.00"},0.0001276,1.7219,4,0.000514201,0,0,0,0.85,0.85,0.85,0,0,0,0,0,0,{"v":0,"d":"0.00"},{"v":0,"d":"0.00"},{"v":0,"d":"0.00"},2.1,0,0,0,null,2424,null,{"v":1,"d":"100%"},null,null,0,0,0,0,null,1,1,1,0,0,0,null,0,0,0,1,0,0,0,0]
["16590100",null,0,1,65,90,10,11.5,0,0,0,0,1090,0,0,0,1.371,1.08,1.08,1.08,109,0,0,0,6,0,0,0,{"v":0.000261195244695203,"d":"0.00"},{"v":0,"d":"0.00"},{"v":0,"d":"0.00"},{"v":0,"d":"0.00"},3.969E-4,1.7346,2,0.000367347,0,0,0,0.98,0.98,0.98,0,0,0,0,0,0,{"v":0,"d":"0.00"},{"v":0,"d":"0.00"},{"v":0,"d":"0.00"},0.6,0,0,0,null,1090,null,{"v":1,"d":"100%"},null,null,0,0,0,0,null,1,1,1,0,0,0,null,0,0,0,1,0,0,0,0]
["16590110",null,0,1,65,90,11,11.5,0,0,0,0,1389,0,0,0,1.437,1.1,1.1,1.1,125,0,0,0,6,0,0,0,{"v":0.000465799252590406,"d":"0.00"},{"v":0,"d":"0.00"},{"v":0,"d":"0.00"},{"v":0,"d":"0.00"},3.969E-4,1.7346,4,0.000574288,0,0,0,0.95,0.95,0.95,0,0,0,0,0,0,{"v":0,"d":"0.00"},{"v":0,"d":"0.00"},{"v":0,"d":"0.00"},1.2,0,0,0,null,1389,null,{"v":1,"d":"100%"},null,null,0,0,0,0,null,1,1,1,0,0,0,null,0,0,0,1,0,0,0,0]
["16590150",null,0,1,65,90,15,16.5,0,0,0,0,1730,0,0,0,1.355,1.08,1.08,1.08,178,0,0,0,9,0,0,0,{"v":5.0292665468970935E-4,"d":"0.00"},{"v":0,"d":"0.00"},{"v":0,"d":"0.00"},{"v":0,"d":"0.00"},0.0002083,1.724,2,0.000461829,0,0,0,1.01,1.01,1.01,0,0,0,0,0,0,{"v":0,"d":"0.00"},{"v":0,"d":"0.00"},{"v":0,"d":"0.00"},0.9,0,0,0,null,1730,null,{"v":1,"d":"100%"},null,null,0,0,0,0,null,1,1,1,0,0,0,null,0,0,0,1,0,{"$f":"ROUND(IF($C202=0,0,IF($C202=10,IF($G202=10,2539,IF($G202=11,3445,IF($G202=15,2539*1.3,IF($G202=16,3445*1.3,IF($G202=20,(2539*1.45),IF($G202=21,(3445*1.55))))))),IF($C202=15,IF($G202=10,0,IF($G202=11,0,IF($G202=15,3238,IF($G202=16,4735,IF($G202=20,4062,IF($G202=21,6098))))))))),0)","v":0},{"$f":"ROUND(IF($C202=0,0,IF($C202=10,IF($G202=10,352,IF($G202=11,577,IF($G202=15,442*1.15,IF($G202=16,725*1.15,IF($G202=20,(352*1.3),IF($G202=21,(577*1.3))))))),IF($C202=15,IF($G202=10,0,IF($G202=11,0,IF($G202=15,442,IF($G202=16,725,IF($G202=20,502,IF($G202=21,791))))))))),0)","v":0},0]
["16590160",null,0,1,65,90,16,16.5,0,0,0,0,1956,0,0,0,{"v":1.47,"d":"1.470"},1.1,1.1,1.1,166,0,0,0,9,0,0,0,{"v":1.3782550537794187E-3,"d":"0.00"},{"v":0,"d":"0.00"},{"v":0,"d":"0.00"},{"v":0,"d":"0.00"},0.0002083,1.724,4,1.392796E-3,0,0,0,0.95,0.95,0.95,0,0,0,0,0,0,{"v":0,"d":"0.00"},{"v":0,"d":"0.00"},{"v":0,"d":"0.00"},1.8,0,0,0,null,1956,null,{"v":1,"d":"100%"},null,null,0,0,0,0,null,1,1,1,0,0,0,null,0,0,0,1,{"$f":"ROUND(IF($C203=0,0,IF($C203=10,IF($G203=10,1127,IF($G203=11,2263,\"UNDEFINED\")),IF($C203=15,IF($G203=10,\"NOT POSSIBLE\",IF($G203=11,\"NOT POSSIBLE\",IF($G203=15,1615,IF($G203=16,3238,IF($G203=20,2298,IF($G203=21,2489)))))),\"ERROR\"))),0)","v":0},0,0,{"$f":"ROUND(IF($C203=0,0,IF($C203=10,IF($G203=10,62,IF($G203=11,50,\"UNDEFINED\")),IF($C203=15,IF($G203=10,\"NOT POSSIBLE\",IF($G203=11,\"NOT POSSIBLE\",IF($G203=15,63,IF($G203=16,75,IF($G203=20,78,IF($G203=21,92)))))),\"ERROR\"))),0)","v":0}]
["16590200",null,0,1,65,90,20,21.5,0,0,0,0,2417,0,0,0,1.355,1.08,1.08,1.08,249,0,0,0,13,0,0,0,{"v":7.8032000545631155E-4,"d":"0.00"},{"v":0,"d":"0.00"},{"v":0,"d":"0.00"},{"v":0,"d":"0.00"},0.0001276,1.7219,2,3.76611E-4,0,0,0,0.95,0.95,0.95,0,0,0,0,0,0,{"v":0,"d":"0.00"},{"v":0,"d":"0.00"},{"v":0,"d":"0.00"},1.2,0,0,0,null,2417,null,{"v":1,"d":"100%"},null,null,0,0,0,0,null,1,1,1,0,0,0,null,0,0,0,1,0,0,0,0]
["16590210",null,0,1,65,90,21,21.5,0,0,0,0,2727,0,0,0,1.497,1.05,1.05,1.05,221,0,0,0,11,0,0,0,{"v":0.000844612278896146,"d":"0.00"},{"v":0,"d":"0.00"},{"v":0,"d":"0.00"},{"v":0,"d":"0.00"},0.0001276,1.7219,4,0.000514201,0,0,0,0.85,0.85,0.85,0,0,0,0,0,0,{"v":0,"d":"0.00"},{"v":0,"d":"0.00"},{"v":0,"d":"0.00"},2.4,0,0,0,null,2727,null,{"v":1,"d":"100%"},null,null,0,0,0,0,null,1,1,1,0,0,0,null,0,0,0,1,0,0,0,0]
["165100100",null,0,1,65,100,10,11.5,0,0,0,0,1211,0,0,0,1.371,1.08,1.08,1.08,121,0,0,0,6,0,0,0,{"$f":"(($AG220*(Y220^$AH220)*((($F220-14.4)*$AI220)/100))+($AJ220*(Y220^2)))*0.0098","v":{"v":2.786020202368965E-4,"d":"0.00"}},{"v":0,"d":"0.00"},{"v":0,"d":"0.00"},{"v":0,"d":"0.00"},3.969E-4,1.7346,2,0.000367347,0,0,0,0.98,0.98,0.98,0,0,0,0,0,0,{"v":0,"d":"0.00"},{"v":0,"d":"0.00"},{"v":0,"d":"0.00"},0.7,0,0,0,null,1211,null,{"v":1,"d":"100%"},null,null,0,0,0,0,null,1,1,1,0,0,0,null,0,0,0,1,0,0,0,0]
["165100110",null,0,1,65,100,11,11.5,0,0,0,0,1543,0,0,0,1.437,1.1,1.1,1.1,138,0,0,0,7,0,0,0,{"v":6.6513010101483647E-4,"d":"0.00"},{"v":0,"d":"0.00"},{"v":0,"d":"0.00"},{"v":0,"d":"0.00"},3.969E-4,1.7346,4,0.000574288,0,0,0,0.95,0.95,0.95,0,0,0,0,0,0,{"v":0,"d":"0.00"},{"v":0,"d":"0.00"},{"v":0,"d":"0.00"},1.3,0,0,0,null,1543,null,{"v":1,"d":"100%"},null,null,0,0,0,0,null,1,1,1,0,0,0,null,0,0,0,1,0,0,0,0]
["165100150",null,0,1,65,100,15,16.5,0,0,0,0,1922,0,0,0,1.355,1.08,1.08,1.08,198,0,0,0,10,0,0,0,{"v":6.3769782748361007E-4,"d":"0.00"},{"v":0,"d":"0.00"},{"v":0,"d":"0.00"},{"v":0,"d":"0.00"},0.0002083,1.724,2,0.000461829,0,0,0,1.01,1.01,1.01,0,0,0,0,0,0,{"v":0,"d":"0.00"},{"v":0,"d":"0.00"},{"v":0,"d":"0.00"},{"v":1,"d":"1.0"},0,0,0,null,1922,null,{"v":1,"d":"100%"},null,null,0,0,0,0,null,1,1,1,0,0,0,null,0,0,0,1,0,0,0,0]
["165100160",null,0,1,65,100,16,16.5,0,0,0,0,2173,0,0,0,{"v":1.47,"d":"1.470"},1.1,1.1,1.1,184,0,0,0,9,0,0,0,{"v":1.414320343326961E-3,"d":"0.00"},{"v":0,"d":"0.00"},{"v":0,"d":"0.00"},{"v":0,"d":"0.00"},0.0002083,1.724,4,1.392796E-3,0,0,0,0.95,0.95,0.95,0,0,0,0,0,0,{"v":0,"d":"0.00"},{"v":0,"d":"0.00"},{"v":0,"d":"0.00"},{"v":2,"d":"2.0"},0,0,0,null,2173,null,{"v":1,"d":"100%"},null,null,0,0,0,0,null,1,1,1,0,0,0,null,0,0,0,1,0,0,0,0]
["165100200",null,0,1,65,100,20,21.5,0,0,0,0,2685,0,0,0,1.355,1.08,1.08,1.08,276,0,0,0,14,0,0,0,{"v":9.248124532164983E-4,"d":"0.00"},{"v":0,"d":"0.00"},{"v":0,"d":"0.00"},{"v":0,"d":"0.00"},0.0001276,1.7219,2,3.76611E-4,0,0,0,0.95,0.95,0.95,0,0,0,0,0,0,{"v":0,"d":"0.00"},{"v":0,"d":"0.00"},{"v":0,"d":"0.00"},1.3,0,0,0,null,2685,null,{"v":1,"d":"100%"},null,null,0,0,0,0,null,1,1,1,0,0,0,null,0,0,0,1,0,0,0,0]
["165100210",null,0,1,65,100,21,21.5,0,0,0,0,3030,0,0,0,1.497,1.05,1.05,1.05,246,0,0,0,13,0,0,0,{"v":1.206195882367732E-3,"d":"0.00"},{"v":0,"d":"0.00"},{"v":0,"d":"0.00"},{"v":0,"d":"0.00"},0.0001276,1.7219,4,0.000514201,0,0,0,0.85,0.85,0.85,0,0,0,0,0,0,{"v":0,"d":"0.00"},{"v":0,"d":"0.00"},{"v":0,"d":"0.00"},2.7,0,0,0,null,3030,null,{"v":1,"d":"100%"},null,null,0,0,0,0,null,1,1,1,0,0,0,null,0,0,0,1,0,0,0,0]
["165110100",null,0,1,65,110,10,11.5,0,0,0,0,1332,0,0,0,1.371,1.08,1.08,1.08,133,0,0,0,7,0,0,0,{"v":3.9382134672744372E-4,"d":"0.00"},{"v":0,"d":"0.00"},{"v":0,"d":"0.00"},{"v":0,"d":"0.00"},3.969E-4,1.7346,2,0.000367347,0,0,0,0.98,0.98,0.98,0,0,0,0,0,0,{"v":0,"d":"0.00"},{"v":0,"d":"0.00"},{"v":0,"d":"0.00"},0.7,0,0,0,null,1332,null,{"v":1,"d":"100%"},null,null,0,0,0,0,null,1,1,1,0,0,0,null,0,0,0,1,0,0,0,0]
["165110110",null,0,1,65,110,11,11.5,0,0,0,0,1697,0,0,0,1.437,1.1,1.1,1.1,152,0,0,0,8,0,0,0,{"v":9.0837565905230611E-4,"d":"0.00"},{"v":0,"d":"0.00"},{"v":0,"d":"0.00"},{"v":0,"d":"0.00"},3.969E-4,1.7346,4,0.000574288,0,0,0,0.95,0.95,0.95,0,0,0,0,0,0,{"v":0,"d":"0.00"},{"v":0,"d":"0.00"},{"v":0,"d":"0.00"},1.5,0,0,0,null,1697,null,{"v":1,"d":"100%"},null,null,0,0,0,0,null,1,1,1,0,0,0,null,0,0,0,1,0,0,0,0]
["165110150",null,0,1,65,110,15,16.5,0,0,0,0,2114,0,0,0,1.355,1.08,1.08,1.08,217,0,0,0,11,0,0,0,{"v":0.000791285597918112,"d":"0.00"},{"v":0,"d":"0.00"},{"v":0,"d":"0.00"},{"v":0,"d":"0.00"},0.0002083,1.724,2,0.000461829,0,0,0,1.01,1.01,1.01,0,0,0,0,0,0,{"v":0,"d":"0.00"},{"v":0,"d":"0.00"},{"v":0,"d":"0.00"},1.1,0,0,0,null,2114,null,{"v":1,"d":"100%"},null,null,0,0,0,0,null,1,1,1,0,0,0,null,0,0,0,1,0,0,0,0]
["165110160",null,0,1,65,110,16,16.5,0,0,0,0,2390,0,0,0,{"v":1.47,"d":"1.470"},1.1,1.1,1.1,203,0,0,0,10,0,0,0,{"v":1.7783998219493718E-3,"d":"0.00"},{"v":0,"d":"0.00"},{"v":0,"d":"0.00"},{"v":0,"d":"0.00"},0.0002083,1.724,4,1.392796E-3,0,0,0,0.95,0.95,0.95,0,0,0,0,0,0,{"v":0,"d":"0.00"},{"v":0,"d":"0.00"},{"v":0,"d":"0.00"},2.2,0,0,0,null,2390,null,{"v":1,"d":"100%"},null,null,0,0,0,0,null,1,1,1,0,0,0,null,0,0,0,1,0,0,0,0]
["165110200",null,0,1,65,110,20,21.5,0,0,0,0,2954,0,0,0,1.355,1.08,1.08,1.08,304,0,0,0,16,0,0,0,{"v":1.2279410032892304E-3,"d":"0.00"},{"v":0,"d":"0.00"},{"v":0,"d":"0.00"},{"v":0,"d":"0.00"},0.0001276,1.7219,2,3.76611E-4,0,0,0,0.95,0.95,0.95,0,0,0,0,0,0,{"v":0,"d":"0.00"},{"v":0,"d":"0.00"},{"v":0,"d":"0.00"},1.5,0,0,0,null,2954,null,{"v":1,"d":"100%"},null,null,0,0,0,0,null,1,1,1,0,0,0,null,0,0,0,1,0,0,0,0]
["165110210",null,0,1,65,110,21,21.5,0,0,0,0,3333,0,0,0,1.497,1.05,1.05,1.05,270,0,0,0,14,0,0,0,{"v":1.4375736603845152E-3,"d":"0.00"},{"v":0,"d":"0.00"},{"v":0,"d":"0.00"},{"v":0,"d":"0.00"},0.0001276,1.7219,4,0.000514201,0,0,0,0.85,0.85,0.85,0,0,0,0,0,0,{"v":0,"d":"0.00"},{"v":0,"d":"0.00"},{"v":0,"d":"0.00"},2.9,0,0,0,null,3333,null,{"v":1,"d":"100%"},null,null,0,0,0,0,null,1,1,1,0,0,0,null,0,0,0,1,0,0,0,0]
["165120100",null,0,1,65,120,10,11.5,0,0,0,0,1453,0,0,0,1.371,1.08,1.08,1.08,146,0,0,0,8,0,0,0,{"v":5.3316176961215231E-4,"d":"0.00"},{"v":0,"d":"0.00"},{"v":0,"d":"0.00"},{"v":0,"d":"0.00"},3.969E-4,1.7346,2,0.000367347,0,0,0,0.98,0.98,0.98,0,0,0,0,0,0,{"v":0,"d":"0.00"},{"v":0,"d":"0.00"},{"v":0,"d":"0.00"},0.8,0,0,0,null,1453,null,{"v":1,"d":"100%"},null,null,0,0,0,0,null,1,1,1,0,0,0,null,0,0,0,1,0,0,0,0]
["165120110",null,0,1,65,120,11,11.5,0,0,0,0,1852,0,0,0,1.437,1.1,1.1,1.1,166,0,0,0,9,0,0,0,{"v":1.198649710980372E-3,"d":"0.00"},{"v":0,"d":"0.00"},{"v":0,"d":"0.00"},{"v":0,"d":"0.00"},3.969E-4,1.7346,4,0.000574288,0,0,0,0.95,0.95,0.95,0,0,0,0,0,0,{"v":0,"d":"0.00"},{"v":0,"d":"0.00"},{"v":0,"d":"0.00"},1.6,0,0,0,null,1852,null,{"v":1,"d":"100%"},null,null,0,0,0,0,null,1,1,1,0,0,0,null,0,0,0,1,0,0,0,0]
["165120150",null,0,1,65,120,15,16.5,0,0,0,0,2306,0,0,0,1.355,1.08,1.08,1.08,237,0,0,0,12,0,0,0,{"v":9.6442577413958987E-4,"d":"0.00"},{"v":0,"d":"0.00"},{"v":0,"d":"0.00"},{"v":0,"d":"0.00"},0.0002083,1.724,2,0.000461829,0,0,0,1.01,1.01,1.01,0,0,0,0,0,0,{"v":0,"d":"0.00"},{"v":0,"d":"0.00"},{"v":0,"d":"0.00"},1.2,0,0,0,null,2306,null,{"v":1,"d":"100%"},null,null,0,0,0,0,null,1,1,1,0,0,0,null,0,0,0,1,0,0,0,0]
["165120160",null,0,1,65,120,16,16.5,0,0,0,0,2608,0,0,0,{"v":1.47,"d":"1.470"},1.1,1.1,1.1,221,0,0,0,11,0,0,0,{"v":0.002189847582202356,"d":"0.00"},{"v":0,"d":"0.00"},{"v":0,"d":"0.00"},{"v":0,"d":"0.00"},0.0002083,1.724,4,1.392796E-3,0,0,0,0.95,0.95,0.95,0,0,0,0,0,0,{"v":0,"d":"0.00"},{"v":0,"d":"0.00"},{"v":0,"d":"0.00"},2.4,0,0,0,null,2608,null,{"v":1,"d":"100%"},null,null,0,0,0,0,null,1,1,1,0,0,0,null,0,0,0,1,0,0,0,0]
["165120200",null,0,1,65,120,20,21.5,0,0,0,0,3222,0,0,0,1.355,1.08,1.08,1.08,331,0,0,0,17,0,0,0,{"v":1.4137584930880775E-3,"d":"0.00"},{"v":0,"d":"0.00"},{"v":0,"d":"0.00"},{"v":0,"d":"0.00"},0.0001276,1.7219,2,3.76611E-4,0,0,0,0.95,0.95,0.95,0,0,0,0,0,0,{"v":0,"d":"0.00"},{"v":0,"d":"0.00"},{"v":0,"d":"0.00"},1.6,0,0,0,null,3222,null,{"v":1,"d":"100%"},null,null,0,0,0,0,null,1,1,1,0,0,0,null,0,0,0,1,0,0,0,0]
["165120210",null,0,1,65,120,21,21.5,0,0,0,0,3636,0,0,0,1.497,1.05,1.05,1.05,295,0,0,0,15,0,0,0,{"v":1.6934576515935489E-3,"d":"0.00"},{"v":0,"d":"0.00"},{"v":0,"d":"0.00"},{"v":0,"d":"0.00"},0.0001276,1.7219,4,0.000514201,0,0,0,0.85,0.85,0.85,0,0,0,0,0,0,{"v":0,"d":"0.00"},{"v":0,"d":"0.00"},{"v":0,"d":"0.00"},3.2,0,0,0,null,3636,null,{"v":1,"d":"100%"},null,null,0,0,0,0,null,1,1,1,0,0,0,null,0,0,0,1,0,0,0,0]
["165140100",null,0,1,65,140,10,11.5,0,0,0,0,1695,0,0,0,1.371,1.08,1.08,1.08,170,0,0,0,9,0,0,0,{"v":7.3332900224817594E-4,"d":"0.00"},{"v":0,"d":"0.00"},{"v":0,"d":"0.00"},{"v":0,"d":"0.00"},3.969E-4,1.7346,2,0.000367347,0,0,0,0.98,0.98,0.98,0,0,0,0,0,0,{"v":0,"d":"0.00"},{"v":0,"d":"0.00"},{"v":0,"d":"0.00"},0.9,0,0,0,null,1695,null,{"v":1,"d":"100%"},null,null,0,0,0,0,null,1,1,1,0,0,0,null,0,0,0,1,0,0,0,0]
["165140110",null,0,1,65,140,11,11.5,0,0,0,0,2160,0,0,0,1.437,1.1,1.1,1.1,194,0,0,0,10,0,0,0,{"v":0.001623414896484442,"d":"0.00"},{"v":0,"d":"0.00"},{"v":0,"d":"0.00"},{"v":0,"d":"0.00"},3.969E-4,1.7346,4,0.000574288,0,0,0,0.95,0.95,0.95,0,0,0,0,0,0,{"v":0,"d":"0.00"},{"v":0,"d":"0.00"},{"v":0,"d":"0.00"},1.9,0,0,0,null,2160,null,{"v":1,"d":"100%"},null,null,0,0,0,0,null,1,1,1,0,0,0,null,0,0,0,1,0,0,0,0]
["165140150",null,0,1,65,140,15,16.5,0,0,0,0,2691,0,0,0,1.355,1.08,1.08,1.08,277,0,0,0,14,0,0,0,{"v":0.001372212910806399,"d":"0.00"},{"v":0,"d":"0.00"},{"v":0,"d":"0.00"},{"v":0,"d":"0.00"},0.0002083,1.724,2,0.000461829,0,0,0,1.01,1.01,1.01,0,0,0,0,0,0,{"v":0,"d":"0.00"},{"v":0,"d":"0.00"},{"v":0,"d":"0.00"},1.4,0,0,0,null,2691,null,{"v":1,"d":"100%"},null,null,0,0,0,0,null,1,1,1,0,0,0,null,0,0,0,1,0,0,0,0]
["165140160",null,0,1,65,140,16,16.5,0,0,0,0,3042,0,0,0,{"v":1.47,"d":"1.470"},1.1,1.1,1.1,258,0,0,0,13,0,0,0,{"v":3.1606414646800545E-3,"d":"0.00"},{"v":0,"d":"0.00"},{"v":0,"d":"0.00"},{"v":0,"d":"0.00"},0.0002083,1.724,4,1.392796E-3,0,0,0,0.95,0.95,0.95,0,0,0,0,0,0,{"v":0,"d":"0.00"},{"v":0,"d":"0.00"},{"v":0,"d":"0.00"},2.8,0,0,0,null,3042,null,{"v":1,"d":"100%"},null,null,0,0,0,0,null,1,1,1,0,0,0,null,0,0,0,1,0,0,0,0]
["165140200",null,0,1,65,140,20,21.5,0,0,0,0,3759,0,0,0,1.355,1.08,1.08,1.08,387,0,0,0,20,0,0,0,{"v":2.0225003285602927E-3,"d":"0.00"},{"v":0,"d":"0.00"},{"v":0,"d":"0.00"},{"v":0,"d":"0.00"},0.0001276,1.7219,2,3.76611E-4,0,0,0,0.95,0.95,0.95,0,0,0,0,0,0,{"v":0,"d":"0.00"},{"v":0,"d":"0.00"},{"v":0,"d":"0.00"},1.9,0,0,0,null,3759,null,{"v":1,"d":"100%"},null,null,0,0,0,0,null,1,1,1,0,0,0,null,0,0,0,1,0,0,0,0]
["165140210",null,0,1,65,140,21,21.5,0,0,0,0,4242,0,0,0,1.497,1.05,1.05,1.05,344,0,0,0,18,0,0,0,{"v":2.543820513426122E-3,"d":"0.00"},{"v":0,"d":"0.00"},{"v":0,"d":"0.00"},{"v":0,"d":"0.00"},0.0001276,1.7219,4,0.000514201,0,0,0,0.85,0.85,0.85,0,0,0,0,0,0,{"v":0,"d":"0.00"},{"v":0,"d":"0.00"},{"v":0,"d":"0.00"},3.7,0,0,0,null,4242,null,{"v":1,"d":"100%"},null,null,0,0,0,0,null,1,1,1,0,0,0,null,0,0,0,1,0,0,0,0]
["165160100",null,0,1,65,160,10,11.5,0,0,0,0,1938,0,0,0,1.371,1.08,1.08,1.08,194,0,0,0,10,0,0,0,{"v":0.000974750071083339,"d":"0.00"},{"v":0,"d":"0.00"},{"v":0,"d":"0.00"},{"v":0,"d":"0.00"},3.969E-4,1.7346,2,0.000367347,0,0,0,0.98,0.98,0.98,0,0,0,0,0,0,{"v":0,"d":"0.00"},{"v":0,"d":"0.00"},{"v":0,"d":"0.00"},1.1,0,0,0,null,1938,null,{"v":1,"d":"100%"},null,null,0,0,0,0,null,1,1,1,0,0,0,null,0,0,0,1,0,0,0,0]
["165160110",null,0,1,65,160,11,11.5,0,0,0,0,2469,0,0,0,1.437,1.1,1.1,1.1,221,0,0,0,11,0,0,0,{"v":0.00213152597830372,"d":"0.00"},{"v":0,"d":"0.00"},{"v":0,"d":"0.00"},{"v":0,"d":"0.00"},3.969E-4,1.7346,4,0.000574288,0,0,0,0.95,0.95,0.95,0,0,0,0,0,0,{"v":0,"d":"0.00"},{"v":0,"d":"0.00"},{"v":0,"d":"0.00"},2.1,0,0,0,null,2469,null,{"v":1,"d":"100%"},null,null,0,0,0,0,null,1,1,1,0,0,0,null,0,0,0,1,0,0,0,0]
["165160150",null,0,1,65,160,15,16.5,0,0,0,0,3075,0,0,0,1.355,1.08,1.08,1.08,316,0,0,0,16,0,0,0,{"v":0.001866597973963768,"d":"0.00"},{"v":0,"d":"0.00"},{"v":0,"d":"0.00"},{"v":0,"d":"0.00"},0.0002083,1.724,2,0.000461829,0,0,0,1.01,1.01,1.01,0,0,0,0,0,0,{"v":0,"d":"0.00"},{"v":0,"d":"0.00"},{"v":0,"d":"0.00"},1.6,0,0,0,null,3075,null,{"v":1,"d":"100%"},null,null,0,0,0,0,null,1,1,1,0,0,0,null,0,0,0,1,0,0,0,0]
["165160160",null,0,1,65,160,16,16.5,0,0,0,0,3477,0,0,0,{"v":1.47,"d":"1.470"},1.1,1.1,1.1,295,0,0,0,15,0,0,0,{"v":0.004337944314063868,"d":"0.00"},{"v":0,"d":"0.00"},{"v":0,"d":"0.00"},{"v":0,"d":"0.00"},0.0002083,1.724,4,1.392796E-3,0,0,0,0.95,0.95,0.95,0,0,0,0,0,0,{"v":0,"d":"0.00"},{"v":0,"d":"0.00"},{"v":0,"d":"0.00"},3.2,0,0,0,null,3477,null,{"v":1,"d":"100%"},null,null,0,0,0,0,null,1,1,1,0,0,0,null,0,0,0,1,0,0,0,0]
["165160200",null,0,1,65,160,20,21.5,0,0,0,0,4296,0,0,0,1.355,1.08,1.08,1.08,442,0,0,0,23,0,0,0,{"v":0.002757855781337433,"d":"0.00"},{"v":0,"d":"0.00"},{"v":0,"d":"0.00"},{"v":0,"d":"0.00"},0.0001276,1.7219,2,3.76611E-4,0,0,0,0.95,0.95,0.95,0,0,0,0,0,0,{"v":0,"d":"0.00"},{"v":0,"d":"0.00"},{"v":0,"d":"0.00"},2.1,0,0,0,null,4296,null,{"v":1,"d":"100%"},null,null,0,0,0,0,null,1,1,1,0,0,0,null,0,0,0,1,0,0,0,0]
["165160210",null,0,1,65,160,21,21.5,0,0,0,0,4848,0,0,0,1.497,1.05,1.05,1.05,393,0,0,0,20,0,0,0,{"v":3.2819826710569844E-3,"d":"0.00"},{"v":0,"d":"0.00"},{"v":0,"d":"0.00"},{"v":0,"d":"0.00"},0.0001276,1.7219,4,0.000514201,0,0,0,0.85,0.85,0.85,0,0,0,0,0,0,{"v":0,"d":"0.00"},{"v":0,"d":"0.00"},{"v":0,"d":"0.00"},4.3,0,0,0,null,4848,null,{"v":1,"d":"100%"},null,null,0,0,0,0,null,1,1,1,0,0,0,null,0,0,0,1,0,0,0,0]
["165180100",null,0,1,65,180,10,11.5,0,0,0,0,2180,0,0,0,1.371,1.08,1.08,1.08,218,0,0,0,11,0,0,0,{"v":1.2604923815452476E-3,"d":"0.00"},{"v":0,"d":"0.00"},{"v":0,"d":"0.00"},{"v":0,"d":"0.00"},3.969E-4,1.7346,2,0.000367347,0,0,0,0.98,0.98,0.98,0,0,0,0,0,0,{"v":0,"d":"0.00"},{"v":0,"d":"0.00"},{"v":0,"d":"0.00"},1.2,0,0,0,null,2180,null,{"v":1,"d":"100%"},null,null,0,0,0,0,null,1,1,1,0,0,0,null,0,0,0,1,0,0,0,0]
["165180110",null,0,1,65,180,11,11.5,0,0,0,0,2777,0,0,0,1.437,1.1,1.1,1.1,249,0,0,0,13,0,0,0,{"v":3.155450690811462E-3,"d":"0.00"},{"v":0,"d":"0.00"},{"v":0,"d":"0.00"},{"v":0,"d":"0.00"},3.969E-4,1.7346,4,0.000574288,0,0,0,0.95,0.95,0.95,0,0,0,0,0,0,{"v":0,"d":"0.00"},{"v":0,"d":"0.00"},{"v":0,"d":"0.00"},2.4,0,0,0,null,2777,null,{"v":1,"d":"100%"},null,null,0,0,0,0,null,1,1,1,0,0,0,null,0,0,0,1,0,0,0,0]
["165180150",null,0,1,65,180,15,16.5,0,0,0,0,3460,0,0,0,1.355,1.08,1.08,1.08,356,0,0,0,18,0,0,0,{"v":2.4528957677069163E-3,"d":"0.00"},{"v":0,"d":"0.00"},{"v":0,"d":"0.00"},{"v":0,"d":"0.00"},0.0002083,1.724,2,0.000461829,0,0,0,1.01,1.01,1.01,0,0,0,0,0,0,{"v":0,"d":"0.00"},{"v":0,"d":"0.00"},{"v":0,"d":"0.00"},1.8,0,0,0,null,3460,null,{"v":1,"d":"100%"},null,null,0,0,0,0,null,1,1,1,0,0,0,null,0,0,0,1,0,0,0,0]
["165180160",null,0,1,65,180,16,16.5,0,0,0,0,3911,0,0,0,{"v":1.47,"d":"1.470"},1.1,1.1,1.1,332,0,0,0,17,0,0,0,{"v":5.7325207839870355E-3,"d":"0.01"},{"v":0,"d":"0.00"},{"v":0,"d":"0.00"},{"v":0,"d":"0.00"},0.0002083,1.724,4,1.392796E-3,0,0,0,0.95,0.95,0.95,0,0,0,0,0,0,{"v":0,"d":"0.00"},{"v":0,"d":"0.00"},{"v":0,"d":"0.00"},3.6,0,0,0,null,3911,null,{"v":1,"d":"100%"},null,null,0,0,0,0,null,1,1,1,0,0,0,null,0,0,0,1,0,0,0,0]
["165180200",null,0,1,65,180,20,21.5,0,0,0,0,4833,0,0,0,1.355,1.08,1.08,1.08,497,0,0,0,26,0,0,0,{"v":0.003626355649853515,"d":"0.00"},{"v":0,"d":"0.00"},{"v":0,"d":"0.00"},{"v":0,"d":"0.00"},0.0001276,1.7219,2,3.76611E-4,0,0,0,0.95,0.95,0.95,0,0,0,0,0,0,{"v":0,"d":"0.00"},{"v":0,"d":"0.00"},{"v":0,"d":"0.00"},2.4,0,0,0,null,4833,null,{"v":1,"d":"100%"},null,null,0,0,0,0,null,1,1,1,0,0,0,null,0,0,0,1,0,0,0,0]
["165180210",null,0,1,65,180,21,21.5,0,0,0,0,5454,0,0,0,1.497,1.05,1.05,1.05,442,0,0,0,23,0,0,0,{"v":0.004497850607424711,"d":"0.00"},{"v":0,"d":"0.00"},{"v":0,"d":"0.00"},{"v":0,"d":"0.00"},0.0001276,1.7219,4,0.000514201,0,0,0,0.85,0.85,0.85,0,0,0,0,0,0,{"v":0,"d":"0.00"},{"v":0,"d":"0.00"},{"v":0,"d":"0.00"},4.8,0,0,0,null,5454,null,{"v":1,"d":"100%"},null,null,0,0,0,0,null,1,1,1,0,0,0,null,0,0,0,1,0,0,0,0]
["165200100",null,0,1,65,200,10,11.5,0,0,0,0,2422,0,0,0,1.371,1.08,1.08,1.08,243,0,0,0,13,0,0,0,{"v":1.8436683574605292E-3,"d":"0.00"},{"v":0,"d":"0.00"},{"v":0,"d":"0.00"},{"v":0,"d":"0.00"},3.969E-4,1.7346,2,0.000367347,0,0,0,0.98,0.98,0.98,0,0,0,0,0,0,{"v":0,"d":"0.00"},{"v":0,"d":"0.00"},{"v":0,"d":"0.00"},1.3,0,0,0,null,2422,null,{"v":1,"d":"100%"},null,null,0,0,0,0,null,1,1,1,0,0,0,null,0,0,0,1,0,0,0,0]
["165200110",null,0,1,65,200,11,11.5,0,0,0,0,3086,0,0,0,1.437,1.1,1.1,1.1,277,0,0,0,14,0,0,0,{"v":0.003912526354905958,"d":"0.00"},{"v":0,"d":"0.00"},{"v":0,"d":"0.00"},{"v":0,"d":"0.00"},3.969E-4,1.7346,4,0.000574288,0,0,0,0.95,0.95,0.95,0,0,0,0,0,0,{"v":0,"d":"0.00"},{"v":0,"d":"0.00"},{"v":0,"d":"0.00"},2.7,0,0,0,null,3086,null,{"v":1,"d":"100%"},null,null,0,0,0,0,null,1,1,1,0,0,0,null,0,0,0,1,0,0,0,0]
["165200150",null,0,1,65,200,15,16.5,0,0,0,0,3844,0,0,0,1.355,1.08,1.08,1.08,395,0,0,0,20,0,0,0,{"v":3.1362338233380557E-3,"d":"0.00"},{"v":0,"d":"0.00"},{"v":0,"d":"0.00"},{"v":0,"d":"0.00"},0.0002083,1.724,2,0.000461829,0,0,0,1.01,1.01,1.01,0,0,0,0,0,0,{"v":0,"d":"0.00"},{"v":0,"d":"0.00"},{"v":0,"d":"0.00"},{"v":2,"d":"2.0"},0,0,0,null,3844,null,{"v":1,"d":"100%"},null,null,0,0,0,0,null,1,1,1,0,0,0,null,0,0,0,{"$f":"IF(SUM(BV258:BX258)=0,1,0)","v":1},0,0,0,0]
[{"$f":"CONCATENATE(D259,E259,F259,G259,C259)","v":"165200160"},null,0,1,65,200,16,{"$f":"IF(G259=10,11.5,IF(G259=11,11.5,IF(G259=15,16.5,IF(G259=16,16.5,IF(G259=20,21.5,IF(G259=21,21.5,))))))","v":16.5},0,0,0,0,4346,0,0,0,{"v":1.47,"d":"1.470"},1.1,1.1,1.1,369,0,0,0,19,0,0,0,{"v":0.007354739618813417,"d":"0.01"},{"v":0,"d":"0.00"},{"v":0,"d":"0.00"},{"v":0,"d":"0.00"},0.0002083,1.724,4,1.392796E-3,0,0,0,0.95,0.95,0.95,0,0,0,0,0,0,{"v":0,"d":"0.00"},{"v":0,"d":"0.00"},{"v":0,"d":"0.00"},{"v":4,"d":"4.0"},0,0,0,null,4346,null,{"v":1,"d":"100%"},null,null,0,0,0,0,null,1,1,1,0,0,0,null,0,0,0,1,0,0,0,0]
["165200200",null,0,1,65,200,20,21.5,0,0,0,0,5370,0,0,0,1.355,1.08,1.08,1.08,552,0,0,0,28,0,0,0,{"v":4.3341866622359825E-3,"d":"0.00"},{"v":0,"d":"0.00"},{"v":0,"d":"0.00"},{"v":0,"d":"0.00"},0.0001276,1.7219,2,3.76611E-4,0,0,0,0.95,0.95,0.95,0,0,0,0,0,0,{"v":0,"d":"0.00"},{"v":0,"d":"0.00"},{"v":0,"d":"0.00"},2.7,0,0,0,null,5370,null,{"v":1,"d":"100%"},null,null,0,0,0,0,null,1,1,1,0,0,0,null,0,0,0,1,0,0,0,0]
["165200210",null,0,1,65,200,21,21.5,0,0,0,0,6060,0,0,0,1.497,1.05,1.05,1.05,491,0,0,0,25,0,0,0,{"v":5.519913741146582E-3,"d":"0.01"},{"v":0,"d":"0.00"},{"v":0,"d":"0.00"},{"v":0,"d":"0.00"},0.0001276,1.7219,4,0.000514201,0,0,0,0.85,0.85,0.85,0,0,0,0,0,0,{"v":0,"d":"0.00"},{"v":0,"d":"0.00"},{"v":0,"d":"0.00"},5.3,0,0,0,null,6060,null,{"v":1,"d":"100%"},null,null,0,0,0,0,null,1,1,1,0,0,0,null,0,0,0,1,0,0,0,0]
["165220100",null,0,1,65,220,10,11.5,0,0,0,0,{"v":2484.840579710145,"d":"2485"},0,0,0,1.371,1.08,1.08,1.08,249,0,0,0,13,0,0,0,{"v":0.001976779160915328,"d":"0.00"},{"v":0,"d":"0.00"},{"v":0,"d":"0.00"},{"v":0,"d":"0.00"},3.969E-4,1.7346,2,0.000367347,0,0,0,0.98,0.98,0.98,0,0,0,0,0,0,{"v":0,"d":"0.00"},{"v":0,"d":"0.00"},{"v":0,"d":"0.00"},1.5,0,0,0,null,2484.840579710145,null,{"v":1,"d":"100%"},null,null,0,0,0,0,null,1,1,1,0,0,0,null,0,0,0,1,0,0,0,0]
["165220110",null,0,1,65,220,11,11.5,0,0,0,0,{"v":3166.333333333333,"d":"3166"},0,0,0,1.437,1.1,1.1,1.1,284,0,0,0,15,0,0,0,{"v":4.774132101743339E-3,"d":"0.00"},{"v":0,"d":"0.00"},{"v":0,"d":"0.00"},{"v":0,"d":"0.00"},3.969E-4,1.7346,4,0.000574288,0,0,0,0.95,0.95,0.95,0,0,0,0,0,0,{"v":0,"d":"0.00"},{"v":0,"d":"0.00"},{"v":0,"d":"0.00"},2.9,0,0,0,null,3166.333333333333,null,{"v":1,"d":"100%"},null,null,0,0,0,0,null,1,1,1,0,0,0,null,0,0,0,1,0,0,0,0]
["165220150",null,0,1,65,220,15,16.5,0,0,0,0,{"v":3944.4492753623185,"d":"3944"},0,0,0,1.355,1.08,1.08,1.08,406,0,0,0,21,0,0,0,{"v":3.5935563504926075E-3,"d":"0.00"},{"v":0,"d":"0.00"},{"v":0,"d":"0.00"},{"v":0,"d":"0.00"},0.0002083,1.724,2,0.000461829,0,0,0,1.01,1.01,1.01,0,0,0,0,0,0,{"v":0,"d":"0.00"},{"v":0,"d":"0.00"},{"v":0,"d":"0.00"},2.2,0,0,0,null,3944.4492753623185,null,{"v":1,"d":"100%"},null,null,0,0,0,0,null,1,1,1,0,0,0,null,0,0,0,1,0,0,0,0]
["165220160",null,0,1,65,220,16,16.5,0,0,0,0,{"v":4459.202898550724,"d":"4459"},0,0,0,{"v":1.47,"d":"1.470"},1.1,1.1,1.1,378,0,0,0,20,0,0,0,{"v":8.397235189292071E-3,"d":"0.01"},{"v":0,"d":"0.00"},{"v":0,"d":"0.00"},{"v":0,"d":"0.00"},0.0002083,1.724,4,1.392796E-3,0,0,0,0.95,0.95,0.95,0,0,0,0,0,0,{"v":0,"d":"0.00"},{"v":0,"d":"0.00"},{"v":0,"d":"0.00"},4.4,0,0,0,null,4459.202898550724,null,{"v":1,"d":"100%"},null,null,0,0,0,0,null,1,1,1,0,0,0,null,0,0,0,1,0,0,0,0]
["165220200",null,0,1,65,220,20,21.5,0,0,0,0,{"v":5510.08695652174,"d":"5510"},0,0,0,1.355,1.08,1.08,1.08,567,0,0,0,29,0,0,0,{"v":4.799199477923081E-3,"d":"0.00"},{"v":0,"d":"0.00"},{"v":0,"d":"0.00"},{"v":0,"d":"0.00"},{"$f":"IF($G266=$CO$103,CP$103,IF($G266=$CO$104,CP$104,IF($G266=$CO$105,CP$105,IF($G266=$CO$107,CP$107,IF($G266=$CO$108,CP$108,IF($G266=$CO$109,CP$109,IF($G266=$CO$111,CP$111,IF($G266=$CO$112,CP$112,IF($G266=$CO$113,CP$113,IF($G266=$CO$115,CP$115,IF($G266=$CO$116,CP$116,IF($G266=$CO$117,CP$117,IF($G266=$CO$119,CP$119,IF($G266=$CO$120,CP$120,))))))))))))))","v":0.0001276},{"$f":"IF($G266=$CO$103,CQ$103,IF($G266=$CO$104,CQ$104,IF($G266=$CO$105,CQ$105,IF($G266=$CO$107,CQ$107,IF($G266=$CO$108,CQ$108,IF($G266=$CO$109,CQ$109,IF($G266=$CO$111,CQ$111,IF($G266=$CO$112,CQ$112,IF($G266=$CO$113,CQ$113,IF($G266=$CO$115,CQ$115,IF($G266=$CO$116,CQ$116,IF($G266=$CO$117,CQ$117,IF($G266=$CO$119,CQ$119,IF($G266=$CO$120,CQ$120,))))))))))))))","v":1.7219},{"$f":"IF($G266=$CO$103,CR$103,IF($G266=$CO$104,CR$104,IF($G266=$CO$105,CR$105,IF($G266=$CO$107,CR$107,IF($G266=$CO$108,CR$108,IF($G266=$CO$109,CR$109,IF($G266=$CO$111,CR$111,IF($G266=$CO$112,CR$112,IF($G266=$CO$113,CR$113,IF($G266=$CO$115,CR$115,IF($G266=$CO$116,CR$116,IF($G266=$CO$117,CR$117,IF($G266=$CO$119,CR$119,IF($G266=$CO$120,CR$120,))))))))))))))","v":2},{"$f":"IF($G266=$CO$103,CS$103,IF($G266=$CO$104,CS$104,IF($G266=$CO$105,CS$105,IF($G266=$CO$107,CS$107,IF($G266=$CO$108,CS$108,IF($G266=$CO$109,CS$109,IF($G266=$CO$111,CS$111,IF($G266=$CO$112,CS$112,IF($G266=$CO$113,CS$113,IF($G266=$CO$115,CS$115,IF($G266=$CO$116,CS$116,IF($G266=$CO$117,CS$117,IF($G266=$CO$119,CS$119,IF($G266=$CO$120,CS$120,))))))))))))))","v":3.76611E-4},0,0,0,0.95,0.95,0.95,0,0,0,0,0,0,{"v":0,"d":"0.00"},{"v":0,"d":"0.00"},{"v":0,"d":"0.00"},{"$f":"ROUND(IF(G266=10,$CO$92*F266,IF(G266=11,$CO$93*F266,IF(G266=15,$CO$94*F266,IF(G266=16,$CO$95*F266,IF(G266=20,$CO$96*F266,IF(G266=21,$CO$97*F266,)))))),1)","v":2.9},0,0,0,null,5510.08695652174,null,{"$f":"IF(C266=0,1,IF(G266=10,0.9,IF(G266=11,0.68,IF(G266=15,0.8,IF(G266=16,0.68,IF(G266=20,0.8,IF(G266=21,0.8)))))))","v":{"v":1,"d":"100%"}},null,null,0,0,0,0,null,{"$f":"IF((237.3*LN(($AV$1*EXP(17.27*($AS$3/($AS$3+237.3))))))/(17.27-LN(($AV$1*EXP(17.27*($AS$3/($AS$3+237.3))))))<(($AS$1+$AS$2)/2),1,IF(1/(1+((2258*((0.622/((101325/(1*611*EXP(17.27*((($AS$1+$AS$2)/2)/((($AS$1+$AS$2)/2)+237.3))))))-1)*1000-(0.622/((101325/($AV$1*611*EXP(17.27*($AS$3/($AS$3+237.3))))))-1)*1000))/(1005*((($AS$1+$AS$2)/2)-$AS$3))))>1,1,1/(1+((2258*((0.622/((101325/(1*611*EXP(17.27*((($AT$1+$AT$2)/2)/((($AT$1+$AT$2)/2)+237.3))))))-1)*1000-(0.622/((101325/($AV$1*611*EXP(17.27*($AT$3/($AT$3+237.3))))))-1)*1000))/(1005*((($AT$1+$AT$2)/2)-$AT$3))))))","v":1},1,1,{"$f":"AQ266/BO266","v":0},{"$f":"AR266/BP266","v":0},{"$f":"AS266/BQ266","v":0},null,{"$f":"BR266-AQ266","v":0},{"$f":"BS266-AR266","v":0},{"$f":"BT266-AS266","v":0},1,0,0,0,0]
["165220210",null,0,1,65,220,21,21.5,0,0,0,0,{"v":6218.08695652174,"d":"6218"},0,0,0,{"$f":"IF(E267=35,IF(G267=10,1.399,IF(G267=11,1.44,IF(G267=15,1.39,IF(G267=16,1.458,IF(G267=20,1.39,IF(G267=21,1.472,1)))))),IF(E267=50,IF(G267=10,1.385,IF(G267=11,1.438,IF(G267=15,1.373,IF(G267=16,1.464,IF(G267=20,1.373,IF(G267=21,1.485,1)))))),IF(E267=65,IF(G267=10,1.371,IF(G267=11,1.437,IF(G267=15,1.355,IF(G267=16,1.47,IF(G267=20,1.355,IF(G267=21,1.497,1)))))),IF(E267=95,IF(G267=10,1.343,IF(G267=11,1.434,IF(G267=15,1.32,IF(G267=16,1.482,IF(G267=20,1.32,IF(G267=21,1.522,1)))))),\"ERROR\"))))","v":1.497},1.05,1.05,1.05,{"$f":"ROUND(M267*POWER((($S$1-$S$2)/LN(($S$1-$S$3)/($S$2-$S$3)))/((75-65)/LN((75-20)/(65-20))),Q267),0)","v":504},{"$f":"ROUND(N267*POWER((($S$1-$S$2)/LN(($S$1-$S$3)/($S$2-$S$3)))/((75-65)/LN((75-20)/(65-20))),R267),0)","v":0},{"$f":"ROUND(O267*POWER((($S$1-$S$2)/LN(($S$1-$S$3)/($S$2-$S$3)))/((75-65)/LN((75-20)/(65-20))),S267),0)","v":0},{"$f":"ROUND(P267*POWER((($S$1-$S$2)/LN(($S$1-$S$3)/($S$2-$S$3)))/((75-65)/LN((75-20)/(65-20))),T267),0)","v":0},{"$f":"ROUND(U267*3600/(4186*ABS($S$1-$S$2)),0)","v":26},{"$f":"ROUND(V267*3600/(4186*ABS($S$1-$S$2)),0)","v":0},{"$f":"ROUND(W267*3600/(4186*ABS($S$1-$S$2)),0)","v":0},{"$f":"ROUND(X267*3600/(4186*ABS($S$1-$S$2)),0)","v":0},{"$f":"(($AG267*(Y267^$AH267)*((($F267-14.4)*$AI267)/100))+($AJ267*(Y267^2)))*0.0098","v":{"v":6.2158068615415785E-3,"d":"0.01"}},{"$f":"(($AG267*(Z267^$AH267)*((($F267-14.4)*$AI267)/100))+($AJ267*(Z267^2)))*0.0098","v":{"v":0,"d":"0.00"}},{"$f":"(($AG267*(AA267^$AH267)*((($F267-14.4)*$AI267)/100))+($AJ267*(AA267^2)))*0.0098","v":{"v":0,"d":"0.00"}},{"$f":"(($AG267*(AB267^$AH267)*((($F267-14.4)*$AI267)/100))+($AJ267*(AB267^2)))*0.0098","v":{"v":0,"d":"0.00"}},0.0001276,1.7219,4,0.000514201,0,0,0,{"$f":"IF($G267=10,0.98,IF($G267=11,0.95,IF($G267=15,1.01,IF($G267=16,0.95,IF($G267=20,0.95,IF($G267=21,0.85))))))","v":0.85},0.85,0.85,{"$f":"ROUND(AK267*POWER((($AT$1-$AT$2)/LN(($AT$1-$AT$3)/($AT$2-$AT$3)))/((16-18)/LN((16-27)/(18-27))),AN267),0)","v":0},{"$f":"ROUND(AL267*POWER((($AT$1-$AT$2)/LN(($AT$1-$AT$3)/($AT$2-$AT$3)))/((16-18)/LN((16-27)/(18-27))),AO267),0)","v":0},{"$f":"ROUND(AM267*POWER((($AT$1-$AT$2)/LN(($AT$1-$AT$3)/($AT$2-$AT$3)))/((16-18)/LN((16-27)/(18-27))),AP267),0)","v":0},{"$f":"ROUND(AQ267*3600/(4186*ABS($AT$1-$AT$2)),0)","v":0},{"$f":"ROUND(AR267*3600/(4186*ABS($AT$1-$AT$2)),0)","v":0},{"$f":"ROUND(AS267*3600/(4186*ABS($AT$1-$AT$2)),0)","v":0},{"$f":"(($AG267*(AT267^$AH267)*((($F267-14.4)*$AI267)/100))+($AJ267*(AT267^2)))*0.0098","v":{"v":0,"d":"0.00"}},{"$f":"(($AG267*(AU267^$AH267)*((($F267-14.4)*$AI267)/100))+($AJ267*(AU267^2)))*0.0098","v":{"v":0,"d":"0.00"}},{"$f":"(($AG267*(AV267^$AH267)*((($F267-14.4)*$AI267)/100))+($AJ267*(AV267^2)))*0.0098","v":{"v":0,"d":"0.00"}},5.9,0,0,0,null,6218.08695652174,null,{"v":1,"d":"100%"},null,null,0,0,0,0,null,1,1,1,0,0,0,null,0,0,0,1,0,0,0,0]
["165240100",null,0,1,65,240,10,11.5,0,0,0,0,2906,0,0,0,1.371,{"$f":"IF($G268=10,1.08,IF($G268=11,1.1,IF($G268=15,1.08,IF($G268=16,1.1,IF($G268=20,1.08,IF($G268=21,1.05))))))","v":1.08},1.08,1.08,291,0,0,0,15,0,0,0,{"v":2.7345278225712477E-3,"d":"0.00"},{"v":0,"d":"0.00"},{"v":0,"d":"0.00"},{"v":0,"d":"0.00"},3.969E-4,1.7346,2,0.000367347,0,0,0,0.98,0.98,0.98,0,0,0,0,0,0,{"v":0,"d":"0.00"},{"v":0,"d":"0.00"},{"v":0,"d":"0.00"},1.6,0,0,0,null,2906,null,{"v":1,"d":"100%"},null,null,0,0,0,0,null,1,1,1,0,0,0,null,0,0,0,1,0,0,0,0]
["165240110",null,0,1,65,240,11,11.5,0,0,0,0,3703,0,0,0,1.437,1.1,1.1,1.1,332,0,0,0,17,0,0,0,{"v":0.006408866127035231,"d":"0.01"},{"v":0,"d":"0.00"},{"v":0,"d":"0.00"},{"v":0,"d":"0.00"},3.969E-4,1.7346,4,0.000574288,0,0,0,0.95,0.95,0.95,0,0,0,0,0,0,{"v":0,"d":"0.00"},{"v":0,"d":"0.00"},{"v":0,"d":"0.00"},3.2,0,0,0,null,3703,null,{"v":1,"d":"100%"},null,null,0,0,0,0,null,1,1,1,0,0,0,null,0,0,0,1,0,0,0,0]
["165240150",null,0,1,65,240,15,16.5,0,0,0,0,4613,0,0,0,1.355,1.08,1.08,1.08,475,0,0,0,25,0,0,0,{"v":0.0051964371757744,"d":"0.01"},{"v":0,"d":"0.00"},{"v":0,"d":"0.00"},{"v":0,"d":"0.00"},0.0002083,1.724,2,0.000461829,0,0,0,1.01,1.01,1.01,0,0,0,0,0,0,{"v":0,"d":"0.00"},{"v":0,"d":"0.00"},{"v":0,"d":"0.00"},2.4,0,0,0,null,4613,null,{"v":1,"d":"100%"},null,null,0,0,0,0,null,1,1,1,0,0,0,null,0,0,0,1,0,0,0,0]
["165240160",null,0,1,65,240,16,16.5,0,0,0,0,5215,0,0,0,{"v":1.47,"d":"1.470"},1.1,1.1,1.1,442,0,0,0,23,0,0,0,{"v":0.011321943359385774,"d":"0.01"},{"v":0,"d":"0.00"},{"v":0,"d":"0.00"},{"v":0,"d":"0.00"},0.0002083,1.724,4,1.392796E-3,0,0,0,0.95,0.95,0.95,0,0,0,0,0,0,{"v":0,"d":"0.00"},{"v":0,"d":"0.00"},{"v":0,"d":"0.00"},4.8,0,0,0,null,5215,null,{"v":1,"d":"100%"},null,null,0,0,0,0,null,1,1,1,0,0,0,null,0,0,0,1,0,0,0,0]
["165240200",null,0,1,65,240,20,21.5,0,0,0,0,6444,0,0,0,1.355,1.08,1.08,1.08,663,0,0,0,34,0,0,0,{"v":0.006712792527383482,"d":"0.01"},{"v":0,"d":"0.00"},{"v":0,"d":"0.00"},{"v":0,"d":"0.00"},0.0001276,1.7219,2,3.76611E-4,0,0,0,0.95,0.95,0.95,0,0,0,0,0,0,{"v":0,"d":"0.00"},{"v":0,"d":"0.00"},{"v":0,"d":"0.00"},3.2,0,0,0,null,6444,null,{"v":1,"d":"100%"},null,null,0,0,0,0,null,1,1,1,0,0,0,null,0,0,0,1,0,0,0,0]
["165240210",null,0,1,65,240,21,21.5,0,0,0,0,7272,0,0,0,1.497,1.05,1.05,1.05,589,0,0,0,30,0,0,0,{"v":0.008479198504088454,"d":"0.01"},{"v":0,"d":"0.00"},{"v":0,"d":"0.00"},{"v":0,"d":"0.00"},0.0001276,1.7219,4,0.000514201,0,0,0,0.85,0.85,0.85,0,0,0,0,0,0,{"v":0,"d":"0.00"},{"v":0,"d":"0.00"},{"v":0,"d":"0.00"},6.4,0,0,0,null,7272,null,{"v":1,"d":"100%"},null,null,0,0,0,0,null,1,1,1,0,0,0,null,0,0,0,1,0,0,0,0]
["165260100",null,0,1,65,260,10,11.5,0,0,0,0,{"$f":"BE274*BG274","v":{"v":3009.9887640449438,"d":"3010"}},0,0,0,1.371,1.08,1.08,1.08,301,0,0,0,16,0,0,0,{"v":3.2649226110535983E-3,"d":"0.00"},{"v":0,"d":"0.00"},{"v":0,"d":"0.00"},{"v":0,"d":"0.00"},3.969E-4,1.7346,2,0.000367347,0,0,0,0.98,0.98,0.98,0,0,0,0,0,0,{"v":0,"d":"0.00"},{"v":0,"d":"0.00"},{"v":0,"d":"0.00"},1.7,0,0,0,null,3009.9887640449438,null,{"v":1,"d":"100%"},null,null,0,0,0,0,null,1,1,1,0,0,0,null,0,0,0,1,0,0,0,0]
["165260110",null,0,1,65,260,11,11.5,0,0,0,0,{"v":3834.6067415730336,"d":"3835"},0,0,0,1.437,1.1,1.1,1.1,344,0,0,0,18,0,0,0,{"v":0.007572464790326342,"d":"0.01"},{"v":0,"d":"0.00"},{"v":0,"d":"0.00"},{"v":0,"d":"0.00"},3.969E-4,1.7346,4,0.000574288,0,0,0,0.95,0.95,0.95,0,0,0,0,0,0,{"v":0,"d":"0.00"},{"v":0,"d":"0.00"},{"v":0,"d":"0.00"},3.5,0,0,0,null,3834.6067415730336,null,{"v":1,"d":"100%"},null,null,0,0,0,0,null,1,1,1,0,0,0,null,0,0,0,1,0,0,0,0]
["165260150",null,0,1,65,260,15,16.5,0,0,0,0,{"v":4777.2808988764045,"d":"4777"},0,0,0,1.355,1.08,1.08,1.08,491,0,0,0,25,0,0,0,{"v":0.005406342721055818,"d":"0.01"},{"v":0,"d":"0.00"},{"v":0,"d":"0.00"},{"v":0,"d":"0.00"},0.0002083,1.724,2,0.000461829,0,0,0,1.01,1.01,1.01,0,0,0,0,0,0,{"v":0,"d":"0.00"},{"v":0,"d":"0.00"},{"v":0,"d":"0.00"},2.6,0,0,0,null,4777.2808988764045,null,{"v":1,"d":"100%"},null,null,0,0,0,0,null,1,1,1,0,0,0,null,0,0,0,1,0,0,0,0]
["165260160",null,0,1,65,260,16,16.5,0,0,0,0,{"v":5400.404494382022,"d":"5400"},0,0,0,{"v":1.47,"d":"1.470"},1.1,1.1,1.1,458,0,0,0,24,0,0,0,{"v":0.012666993878440912,"d":"0.01"},{"v":0,"d":"0.00"},{"v":0,"d":"0.00"},{"v":0,"d":"0.00"},0.0002083,1.724,4,1.392796E-3,0,0,0,0.95,0.95,0.95,0,0,0,0,0,0,{"v":0,"d":"0.00"},{"v":0,"d":"0.00"},{"v":0,"d":"0.00"},5.2,0,0,0,null,5400.404494382022,null,{"v":1,"d":"100%"},null,null,0,0,0,0,null,1,1,1,0,0,0,null,0,0,0,1,0,0,0,0]
["165260200",null,0,1,65,260,20,21.5,0,0,0,0,{"v":6673.2808988764045,"d":"6673"},0,0,0,1.355,1.08,1.08,1.08,686,0,0,0,35,0,0,0,{"v":7.3206209562589825E-3,"d":"0.01"},{"v":0,"d":"0.00"},{"v":0,"d":"0.00"},{"v":0,"d":"0.00"},0.0001276,1.7219,2,3.76611E-4,0,0,0,0.95,0.95,0.95,0,0,0,0,0,0,{"v":0,"d":"0.00"},{"v":0,"d":"0.00"},{"v":0,"d":"0.00"},3.5,0,0,0,null,6673.2808988764045,null,{"v":1,"d":"100%"},null,null,0,0,0,0,null,1,1,1,0,0,0,null,0,0,0,1,0,0,0,0]
["165260210",null,0,1,65,260,21,21.5,0,0,0,0,{"v":7530.741573033708,"d":"7531"},0,0,0,1.497,1.05,1.05,1.05,610,0,0,0,31,0,0,0,{"v":0.009385621964463523,"d":"0.01"},{"v":0,"d":"0.00"},{"v":0,"d":"0.00"},{"v":0,"d":"0.00"},0.0001276,1.7219,4,0.000514201,0,0,0,0.85,0.85,0.85,0,0,0,0,0,0,{"v":0,"d":"0.00"},{"v":0,"d":"0.00"},{"v":0,"d":"0.00"},6.9,0,0,0,null,7530.741573033708,null,{"v":1,"d":"100%"},null,null,0,0,0,0,null,1,1,1,0,0,0,null,0,0,0,1,0,0,0,0]
["165280100",null,0,1,65,280,10,11.5,0,0,0,0,3391,0,0,0,1.371,1.08,1.08,1.08,340,0,0,0,18,0,0,0,{"v":0.004274972176265058,"d":"0.00"},{"v":0,"d":"0.00"},{"v":0,"d":"0.00"},{"v":0,"d":"0.00"},3.969E-4,1.7346,2,0.000367347,0,0,0,0.98,0.98,0.98,0,0,0,0,0,0,{"v":0,"d":"0.00"},{"v":0,"d":"0.00"},{"v":0,"d":"0.00"},1.9,0,0,0,null,3391,null,{"v":1,"d":"100%"},null,null,0,0,0,0,null,1,1,1,0,0,0,null,0,0,0,1,0,{"$f":"ROUND(IF($C266=0,0,IF($C266=10,IF($G266=10,2539,IF($G266=11,3445,IF($G266=15,2539*1.3,IF($G266=16,3445*1.3,IF($G266=20,(2539*1.45),IF($G266=21,(3445*1.55))))))),IF($C266=15,IF($G266=10,0,IF($G266=11,0,IF($G266=15,3238,IF($G266=16,4735,IF($G266=20,4062,IF($G266=21,6098))))))))),0)","v":0},{"$f":"ROUND(IF($C266=0,0,IF($C266=10,IF($G266=10,352,IF($G266=11,577,IF($G266=15,442*1.15,IF($G266=16,725*1.15,IF($G266=20,(352*1.3),IF($G266=21,(577*1.3))))))),IF($C266=15,IF($G266=10,0,IF($G266=11,0,IF($G266=15,442,IF($G266=16,725,IF($G266=20,502,IF($G266=21,791))))))))),0)","v":0},0]
["165280110",null,0,1,65,280,11,11.5,0,0,0,0,4320,0,0,0,1.437,1.1,1.1,1.1,387,0,0,0,20,0,0,0,{"v":0.009715041159201871,"d":"0.01"},{"v":0,"d":"0.00"},{"v":0,"d":"0.00"},{"v":0,"d":"0.00"},3.969E-4,1.7346,4,0.000574288,0,0,0,0.95,0.95,0.95,0,0,0,0,0,0,{"v":0,"d":"0.00"},{"v":0,"d":"0.00"},{"v":0,"d":"0.00"},3.7,0,0,0,null,4320,null,{"v":1,"d":"100%"},null,null,0,0,0,0,null,1,1,1,0,0,0,null,0,0,0,1,{"$f":"ROUND(IF($C267=0,0,IF($C267=10,IF($G267=10,1127,IF($G267=11,2263,\"UNDEFINED\")),IF($C267=15,IF($G267=10,\"NOT POSSIBLE\",IF($G267=11,\"NOT POSSIBLE\",IF($G267=15,1615,IF($G267=16,3238,IF($G267=20,2298,IF($G267=21,2489)))))),\"ERROR\"))),0)","v":0},0,0,{"$f":"ROUND(IF($C267=0,0,IF($C267=10,IF($G267=10,62,IF($G267=11,50,\"UNDEFINED\")),IF($C267=15,IF($G267=10,\"NOT POSSIBLE\",IF($G267=11,\"NOT POSSIBLE\",IF($G267=15,63,IF($G267=16,75,IF($G267=20,78,IF($G267=21,92)))))),\"ERROR\"))),0)","v":0}]
["165280150",null,0,1,65,280,15,16.5,0,0,0,0,5382,0,0,0,1.355,1.08,1.08,1.08,554,0,0,0,29,0,0,0,{"v":0.007406675784493865,"d":"0.01"},{"v":0,"d":"0.00"},{"v":0,"d":"0.00"},{"v":0,"d":"0.00"},0.0002083,1.724,2,0.000461829,0,0,0,1.01,1.01,1.01,0,0,0,0,0,0,{"v":0,"d":"0.00"},{"v":0,"d":"0.00"},{"v":0,"d":"0.00"},2.8,0,0,0,null,5382,null,{"v":1,"d":"100%"},null,null,0,0,0,0,null,1,1,1,0,0,0,null,0,0,0,1,0,0,0,0]
["165280160",null,0,1,65,280,16,16.5,0,0,0,0,6084,0,0,0,{"v":1.47,"d":"1.470"},1.1,1.1,1.1,516,0,0,0,27,0,0,0,{"v":0.01631652902536809,"d":"0.02"},{"v":0,"d":"0.00"},{"v":0,"d":"0.00"},{"v":0,"d":"0.00"},0.0002083,1.724,4,1.392796E-3,0,0,0,0.95,0.95,0.95,0,0,0,0,0,0,{"v":0,"d":"0.00"},{"v":0,"d":"0.00"},{"v":0,"d":"0.00"},5.6,0,0,0,null,6084,null,{"v":1,"d":"100%"},null,null,0,0,0,0,null,1,1,1,0,0,0,null,0,0,0,1,0,0,0,0]
["165280200",null,0,1,65,280,20,21.5,0,0,0,0,7518,0,0,0,1.355,1.08,1.08,1.08,773,0,0,0,40,0,0,0,{"v":0.009715233633681115,"d":"0.01"},{"v":0,"d":"0.00"},{"v":0,"d":"0.00"},{"v":0,"d":"0.00"},0.0001276,1.7219,2,3.76611E-4,0,0,0,0.95,0.95,0.95,0,0,0,0,0,0,{"v":0,"d":"0.00"},{"v":0,"d":"0.00"},{"v":0,"d":"0.00"},3.7,0,0,0,null,7518,null,{"v":1,"d":"100%"},null,null,0,0,0,0,null,1,1,1,0,0,0,null,0,0,0,1,0,0,0,0]
["165280210",null,0,1,65,280,21,21.5,0,0,0,0,8484,0,0,0,1.497,1.05,1.05,1.05,688,0,0,0,36,0,0,0,{"v":0.012886445015468819,"d":"0.01"},{"v":0,"d":"0.00"},{"v":0,"d":"0.00"},{"v":0,"d":"0.00"},0.0001276,1.7219,4,0.000514201,0,0,0,0.85,0.85,0.85,0,0,0,0,0,0,{"v":0,"d":"0.00"},{"v":0,"d":"0.00"},{"v":0,"d":"0.00"},7.5,0,0,0,null,8484,null,{"v":1,"d":"100%"},null,null,0,0,0,0,null,1,1,1,0,0,0,null,0,0,0,1,0,0,0,0]
[{"$f":"CONCATENATE(D286,E286,F286,G286,C286)","v":"19560100"},null,0,1,95,60,10,{"$f":"IF(G286=10,11.5,IF(G286=11,11.5,IF(G286=15,16.5,IF(G286=16,16.5,IF(G286=20,21.5,IF(G286=21,21.5,))))))","v":11.5},0,0,0,0,836,0,0,0,1.343,1.08,1.08,1.08,88,0,0,0,5,0,0,0,{"v":1.478542802551616E-4,"d":"0.00"},{"v":0,"d":"0.00"},{"v":0,"d":"0.00"},{"v":0,"d":"0.00"},3.969E-4,1.7346,2,0.000367347,0,0,0,0.98,0.98,0.98,0,0,0,0,0,0,{"v":0,"d":"0.00"},{"v":0,"d":"0.00"},{"v":0,"d":"0.00"},0.4,0,0,0,null,836,null,{"v":1,"d":"100%"},null,null,0,0,0,0,null,1,1,1,0,0,0,null,0,0,0,{"$f":"IF(SUM(BV286:BX286)=0,1,0)","v":1},0,0,0,0]
["19560110",null,0,1,95,60,11,11.5,0,0,0,0,1078,0,0,0,1.434,1.1,1.1,1.1,97,0,0,0,5,0,0,0,{"v":2.5640909051032317E-4,"d":"0.00"},{"v":0,"d":"0.00"},{"v":0,"d":"0.00"},{"v":0,"d":"0.00"},3.969E-4,1.7346,4,0.000574288,0,0,0,0.95,0.95,0.95,0,0,0,0,0,0,{"v":0,"d":"0.00"},{"v":0,"d":"0.00"},{"v":0,"d":"0.00"},0.8,0,0,0,null,1078,null,{"v":1,"d":"100%"},null,null,0,0,0,0,null,1,1,1,0,0,0,null,0,0,0,1,0,0,0,0]
["19560150",null,0,1,95,60,15,16.5,0,0,0,0,1288,0,0,0,{"v":1.32,"d":"1.320"},1.08,1.08,1.08,141,0,0,0,7,0,0,0,{"v":2.7508648782980044E-4,"d":"0.00"},{"v":0,"d":"0.00"},{"v":0,"d":"0.00"},{"v":0,"d":"0.00"},0.0002083,1.724,2,0.000461829,0,0,0,1.01,1.01,1.01,0,0,0,0,0,0,{"v":0,"d":"0.00"},{"v":0,"d":"0.00"},{"v":0,"d":"0.00"},0.6,0,0,0,null,1288,null,{"v":1,"d":"100%"},null,null,0,0,0,0,null,1,1,1,0,0,0,null,0,0,0,1,0,0,0,0]
["19560160",null,0,1,95,60,16,16.5,0,0,0,0,1606,0,0,0,1.482,1.1,1.1,1.1,133,0,0,0,7,0,0,0,{"v":7.7545304325960082E-4,"d":"0.00"},{"v":0,"d":"0.00"},{"v":0,"d":"0.00"},{"v":0,"d":"0.00"},0.0002083,1.724,4,1.392796E-3,0,0,0,0.95,0.95,0.95,0,0,0,0,0,0,{"v":0,"d":"0.00"},{"v":0,"d":"0.00"},{"v":0,"d":"0.00"},1.2,0,0,0,null,1606,null,{"v":1,"d":"100%"},null,null,0,0,0,0,null,1,1,1,0,0,0,null,0,0,0,1,0,0,0,0]
["19560200",null,0,1,95,60,20,21.5,0,0,0,0,1795,0,0,0,{"v":1.32,"d":"1.320"},1.08,1.08,1.08,196,0,0,0,10,0,0,0,{"v":4.2919222099160485E-4,"d":"0.00"},{"v":0,"d":"0.00"},{"v":0,"d":"0.00"},{"v":0,"d":"0.00"},0.0001276,1.7219,2,3.76611E-4,0,0,0,0.95,0.95,0.95,0,0,0,0,0,0,{"v":0,"d":"0.00"},{"v":0,"d":"0.00"},{"v":0,"d":"0.00"},0.8,0,0,0,null,1795,null,{"v":1,"d":"100%"},null,null,0,0,0,0,null,1,1,1,0,0,0,null,0,0,0,1,0,0,0,0]
["19560210",null,0,1,95,60,21,21.5,0,0,0,0,2352,0,0,0,1.522,1.05,1.05,1.05,183,0,0,0,9,0,0,0,{"v":5.0845216171677523E-4,"d":"0.00"},{"v":0,"d":"0.00"},{"v":0,"d":"0.00"},{"v":0,"d":"0.00"},0.0001276,1.7219,4,0.000514201,0,0,0,0.85,0.85,0.85,0,0,0,0,0,0,{"v":0,"d":"0.00"},{"v":0,"d":"0.00"},{"v":0,"d":"0.00"},1.6,0,0,0,null,2352,null,{"v":1,"d":"100%"},null,null,0,0,0,0,null,1,1,1,0,0,0,null,0,0,0,1,0,0,0,0]
["19570100",null,0,1,95,70,10,11.5,0,0,0,0,975,0,0,0,1.343,1.08,1.08,1.08,102,0,0,0,5,0,0,0,{"v":1.6054161912690756E-4,"d":"0.00"},{"v":0,"d":"0.00"},{"v":0,"d":"0.00"},{"v":0,"d":"0.00"},3.969E-4,1.7346,2,0.000367347,0,0,0,0.98,0.98,0.98,0,0,0,0,0,0,{"v":0,"d":"0.00"},{"v":0,"d":"0.00"},{"v":0,"d":"0.00"},0.5,0,0,0,null,975,null,{"v":1,"d":"100%"},null,null,0,0,0,0,null,1,1,1,0,0,0,null,0,0,0,1,0,0,0,0]
["19570110",null,0,1,95,70,11,11.5,0,0,0,0,1257,0,0,0,1.434,1.1,1.1,1.1,113,0,0,0,6,0,0,0,{"v":3.9617215042363191E-4,"d":"0.00"},{"v":0,"d":"0.00"},{"v":0,"d":"0.00"},{"v":0,"d":"0.00"},3.969E-4,1.7346,4,0.000574288,0,0,0,0.95,0.95,0.95,0,0,0,0,0,0,{"v":0,"d":"0.00"},{"v":0,"d":"0.00"},{"v":0,"d":"0.00"},0.9,0,0,0,null,1257,null,{"v":1,"d":"100%"},null,null,0,0,0,0,null,1,1,1,0,0,0,null,0,0,0,1,0,0,0,0]
["19570150",null,0,1,95,70,15,16.5,0,0,0,0,1502,0,0,0,{"v":1.32,"d":"1.320"},1.08,1.08,1.08,164,0,0,0,8,0,0,0,{"v":3.7149569088772822E-4,"d":"0.00"},{"v":0,"d":"0.00"},{"v":0,"d":"0.00"},{"v":0,"d":"0.00"},0.0002083,1.724,2,0.000461829,0,0,0,1.01,1.01,1.01,0,0,0,0,0,0,{"v":0,"d":"0.00"},{"v":0,"d":"0.00"},{"v":0,"d":"0.00"},0.7,0,0,0,null,1502,null,{"v":1,"d":"100%"},null,null,0,0,0,0,null,1,1,1,0,0,0,null,0,0,0,1,0,0,0,0]
["19570160",null,0,1,95,70,16,16.5,0,0,0,0,1874,0,0,0,1.482,1.1,1.1,1.1,156,0,0,0,8,0,0,0,{"v":1.0372347353754564E-3,"d":"0.00"},{"v":0,"d":"0.00"},{"v":0,"d":"0.00"},{"v":0,"d":"0.00"},0.0002083,1.724,4,1.392796E-3,0,0,0,0.95,0.95,0.95,0,0,0,0,0,0,{"v":0,"d":"0.00"},{"v":0,"d":"0.00"},{"v":0,"d":"0.00"},1.4,0,0,0,null,1874,null,{"v":1,"d":"100%"},null,null,0,0,0,0,null,1,1,1,0,0,0,null,0,0,0,1,0,0,0,0]
["19570200",null,0,1,95,70,20,21.5,0,0,0,0,2094,0,0,0,{"v":1.32,"d":"1.320"},1.08,1.08,1.08,228,0,0,0,12,0,0,0,{"v":0.000631801805904603,"d":"0.00"},{"v":0,"d":"0.00"},{"v":0,"d":"0.00"},{"v":0,"d":"0.00"},0.0001276,1.7219,2,3.76611E-4,0,0,0,0.95,0.95,0.95,0,0,0,0,0,0,{"v":0,"d":"0.00"},{"v":0,"d":"0.00"},{"v":0,"d":"0.00"},0.9,0,0,0,null,2094,null,{"v":1,"d":"100%"},null,null,0,0,0,0,null,1,1,1,0,0,0,null,0,0,0,1,0,0,0,0]
["19570210",null,0,1,95,70,21,21.5,0,0,0,0,2744,0,0,0,1.522,1.05,1.05,1.05,213,0,0,0,11,0,0,0,{"v":7.8247663521991686E-4,"d":"0.00"},{"v":0,"d":"0.00"},{"v":0,"d":"0.00"},{"v":0,"d":"0.00"},0.0001276,1.7219,4,0.000514201,0,0,0,0.85,0.85,0.85,0,0,0,0,0,0,{"v":0,"d":"0.00"},{"v":0,"d":"0.00"},{"v":0,"d":"0.00"},1.9,0,0,0,null,2744,null,{"v":1,"d":"100%"},null,null,0,0,0,0,null,1,1,1,0,0,0,null,0,0,0,1,0,0,0,0]
["19580100",null,0,1,95,80,10,11.5,0,0,0,0,1114,0,0,0,1.343,1.08,1.08,1.08,117,0,0,0,6,0,0,0,{"v":2.4378846915350949E-4,"d":"0.00"},{"v":0,"d":"0.00"},{"v":0,"d":"0.00"},{"v":0,"d":"0.00"},3.969E-4,1.7346,2,0.000367347,0,0,0,0.98,0.98,0.98,0,0,0,0,0,0,{"v":0,"d":"0.00"},{"v":0,"d":"0.00"},{"v":0,"d":"0.00"},0.5,0,0,0,null,1114,null,{"v":1,"d":"100%"},null,null,0,0,0,0,null,1,1,1,0,0,0,null,0,0,0,1,0,0,0,0]
["19580110",null,0,1,95,80,11,11.5,0,0,0,0,1437,0,0,0,1.434,1.1,1.1,1.1,129,0,0,0,7,0,0,0,{"v":5.7415883853473445E-4,"d":"0.00"},{"v":0,"d":"0.00"},{"v":0,"d":"0.00"},{"v":0,"d":"0.00"},3.969E-4,1.7346,4,0.000574288,0,0,0,0.95,0.95,0.95,0,0,0,0,0,0,{"v":0,"d":"0.00"},{"v":0,"d":"0.00"},{"v":0,"d":"0.00"},1.1,0,0,0,null,1437,null,{"v":1,"d":"100%"},null,null,0,0,0,0,null,1,1,1,0,0,0,null,0,0,0,1,0,0,0,0]
["19580150",null,0,1,95,80,15,16.5,0,0,0,0,1717,0,0,0,{"v":1.32,"d":"1.320"},1.08,1.08,1.08,187,0,0,0,10,0,0,0,{"v":5.9444890050145815E-4,"d":"0.00"},{"v":0,"d":"0.00"},{"v":0,"d":"0.00"},{"v":0,"d":"0.00"},0.0002083,1.724,2,0.000461829,0,0,0,1.01,1.01,1.01,0,0,0,0,0,0,{"v":0,"d":"0.00"},{"v":0,"d":"0.00"},{"v":0,"d":"0.00"},0.8,0,0,0,null,1717,null,{"v":1,"d":"100%"},null,null,0,0,0,0,null,1,1,1,0,0,0,null,0,0,0,1,0,0,0,0]
["19580160",null,0,1,95,80,16,16.5,0,0,0,0,2142,0,0,0,1.482,1.1,1.1,1.1,178,0,0,0,9,0,0,0,{"v":1.3421897642318765E-3,"d":"0.00"},{"v":0,"d":"0.00"},{"v":0,"d":"0.00"},{"v":0,"d":"0.00"},0.0002083,1.724,4,1.392796E-3,0,0,0,0.95,0.95,0.95,0,0,0,0,0,0,{"v":0,"d":"0.00"},{"v":0,"d":"0.00"},{"v":0,"d":"0.00"},1.6,0,0,0,null,2142,null,{"v":1,"d":"100%"},null,null,0,0,0,0,null,1,1,1,0,0,0,null,0,0,0,1,0,0,0,0]
["19580200",null,0,1,95,80,20,21.5,0,0,0,0,2394,0,0,0,{"v":1.32,"d":"1.320"},1.08,1.08,1.08,261,0,0,0,13,0,0,0,{"v":7.5960877962875711E-4,"d":"0.00"},{"v":0,"d":"0.00"},{"v":0,"d":"0.00"},{"v":0,"d":"0.00"},0.0001276,1.7219,2,3.76611E-4,0,0,0,0.95,0.95,0.95,0,0,0,0,0,0,{"v":0,"d":"0.00"},{"v":0,"d":"0.00"},{"v":0,"d":"0.00"},1.1,0,0,0,null,2394,null,{"v":1,"d":"100%"},null,null,0,0,0,0,null,1,1,1,0,0,0,null,0,0,0,1,0,0,0,0]
["19580210",null,0,1,95,80,21,21.5,0,0,0,0,3136,0,0,0,1.522,1.05,1.05,1.05,244,0,0,0,13,0,0,0,{"v":1.1233509790575143E-3,"d":"0.00"},{"v":0,"d":"0.00"},{"v":0,"d":"0.00"},{"v":0,"d":"0.00"},0.0001276,1.7219,4,0.000514201,0,0,0,0.85,0.85,0.85,0,0,0,0,0,0,{"v":0,"d":"0.00"},{"v":0,"d":"0.00"},{"v":0,"d":"0.00"},2.1,0,0,0,null,3136,null,{"v":1,"d":"100%"},null,null,0,0,0,0,null,1,1,1,0,0,0,null,0,0,0,1,0,0,0,0]
["19590100",null,0,1,95,90,10,11.5,0,0,0,0,1254,0,0,0,1.343,1.08,1.08,1.08,132,0,0,0,7,0,0,0,{"v":3.4833571548739271E-4,"d":"0.00"},{"v":0,"d":"0.00"},{"v":0,"d":"0.00"},{"v":0,"d":"0.00"},3.969E-4,1.7346,2,0.000367347,0,0,0,0.98,0.98,0.98,0,0,0,0,0,0,{"v":0,"d":"0.00"},{"v":0,"d":"0.00"},{"v":0,"d":"0.00"},0.6,0,0,0,null,1254,null,{"v":1,"d":"100%"},null,null,0,0,0,0,null,1,1,1,0,0,0,null,0,0,0,1,0,0,0,0]
["19590110",null,0,1,95,90,11,11.5,0,0,0,0,1616,0,0,0,1.434,1.1,1.1,1.1,146,0,0,0,8,0,0,0,{"v":7.9369318510830894E-4,"d":"0.00"},{"v":0,"d":"0.00"},{"v":0,"d":"0.00"},{"v":0,"d":"0.00"},3.969E-4,1.7346,4,0.000574288,0,0,0,0.95,0.95,0.95,0,0,0,0,0,0,{"v":0,"d":"0.00"},{"v":0,"d":"0.00"},{"v":0,"d":"0.00"},1.2,0,0,0,null,1616,null,{"v":1,"d":"100%"},null,null,0,0,0,0,null,1,1,1,0,0,0,null,0,0,0,1,0,0,0,0]
["19590150",null,0,1,95,90,15,16.5,0,0,0,0,1931,0,0,0,{"v":1.32,"d":"1.320"},1.08,1.08,1.08,211,0,0,0,11,0,0,0,{"v":7.4031305195197976E-4,"d":"0.00"},{"v":0,"d":"0.00"},{"v":0,"d":"0.00"},{"v":0,"d":"0.00"},0.0002083,1.724,2,0.000461829,0,0,0,1.01,1.01,1.01,0,0,0,0,0,0,{"v":0,"d":"0.00"},{"v":0,"d":"0.00"},{"v":0,"d":"0.00"},0.9,0,0,0,null,1931,null,{"v":1,"d":"100%"},null,null,0,0,0,0,null,1,1,1,0,0,0,null,0,0,0,1,0,0,0,0]
["19590160",null,0,1,95,90,16,16.5,0,0,0,0,2409,0,0,0,1.482,1.1,1.1,1.1,200,0,0,0,10,0,0,0,{"v":1.6919019679850682E-3,"d":"0.00"},{"v":0,"d":"0.00"},{"v":0,"d":"0.00"},{"v":0,"d":"0.00"},0.0002083,1.724,4,1.392796E-3,0,0,0,0.95,0.95,0.95,0,0,0,0,0,0,{"v":0,"d":"0.00"},{"v":0,"d":"0.00"},{"v":0,"d":"0.00"},1.8,0,0,0,null,2409,null,{"v":1,"d":"100%"},null,null,0,0,0,0,null,1,1,1,0,0,0,null,0,0,0,1,0,0,0,0]
["19590200",null,0,1,95,90,20,21.5,0,0,0,0,2693,0,0,0,{"v":1.32,"d":"1.320"},1.08,1.08,1.08,294,0,0,0,15,0,0,0,{"v":1.0307545284965545E-3,"d":"0.00"},{"v":0,"d":"0.00"},{"v":0,"d":"0.00"},{"v":0,"d":"0.00"},0.0001276,1.7219,2,3.76611E-4,0,0,0,0.95,0.95,0.95,0,0,0,0,0,0,{"v":0,"d":"0.00"},{"v":0,"d":"0.00"},{"v":0,"d":"0.00"},1.2,0,0,0,null,2693,null,{"v":1,"d":"100%"},null,null,0,0,0,0,null,1,1,1,0,0,0,null,0,0,0,1,0,0,0,0]
["19590210",null,0,1,95,90,21,21.5,0,0,0,0,3528,0,0,0,1.522,1.05,1.05,1.05,274,0,0,0,14,0,0,0,{"v":1.3434530788814785E-3,"d":"0.00"},{"v":0,"d":"0.00"},{"v":0,"d":"0.00"},{"v":0,"d":"0.00"},0.0001276,1.7219,4,0.000514201,0,0,0,0.85,0.85,0.85,0,0,0,0,0,0,{"v":0,"d":"0.00"},{"v":0,"d":"0.00"},{"v":0,"d":"0.00"},2.4,0,0,0,null,3528,null,{"v":1,"d":"100%"},null,null,0,0,0,0,null,1,1,1,0,0,0,null,0,0,0,1,0,0,0,0]
["195100100",null,0,1,95,100,10,11.5,0,0,0,0,1393,0,0,0,{"$f":"IF(E310=35,IF(G310=10,1.399,IF(G310=11,1.44,IF(G310=15,1.39,IF(G310=16,1.458,IF(G310=20,1.39,IF(G310=21,1.472,1)))))),IF(E310=50,IF(G310=10,1.385,IF(G310=11,1.438,IF(G310=15,1.373,IF(G310=16,1.464,IF(G310=20,1.373,IF(G310=21,1.485,1)))))),IF(E310=65,IF(G310=10,1.371,IF(G310=11,1.437,IF(G310=15,1.355,IF(G310=16,1.47,IF(G310=20,1.355,IF(G310=21,1.497,1)))))),IF(E310=95,IF(G310=10,1.343,IF(G310=11,1.434,IF(G310=15,1.32,IF(G310=16,1.482,IF(G310=20,1.32,IF(G310=21,1.522,1)))))),\"ERROR\"))))","v":1.343},1.08,1.08,1.08,146,0,0,0,8,0,0,0,{"v":4.7582053264015378E-4,"d":"0.00"},{"v":0,"d":"0.00"},{"v":0,"d":"0.00"},{"v":0,"d":"0.00"},3.969E-4,1.7346,2,0.000367347,0,0,0,0.98,0.98,0.98,0,0,0,0,0,0,{"v":0,"d":"0.00"},{"v":0,"d":"0.00"},{"v":0,"d":"0.00"},0.7,0,0,0,null,1393,null,{"v":1,"d":"100%"},null,null,0,0,0,0,null,1,1,1,0,0,0,null,0,0,0,1,0,0,0,0]
["195100110",null,0,1,95,100,11,11.5,0,0,0,0,1796,0,0,0,1.434,1.1,1.1,1.1,162,0,0,0,8,0,0,0,{"v":8.5103442208030752E-4,"d":"0.00"},{"v":0,"d":"0.00"},{"v":0,"d":"0.00"},{"v":0,"d":"0.00"},3.969E-4,1.7346,4,0.000574288,0,0,0,0.95,0.95,0.95,0,0,0,0,0,0,{"v":0,"d":"0.00"},{"v":0,"d":"0.00"},{"v":0,"d":"0.00"},1.3,0,0,0,null,1796,null,{"v":1,"d":"100%"},null,null,0,0,0,0,null,1,1,1,0,0,0,null,0,0,0,1,0,0,0,0]
["195100150",null,0,1,95,100,15,16.5,0,0,0,0,2146,0,0,0,{"v":1.32,"d":"1.320"},1.08,1.08,1.08,234,0,0,0,12,0,0,0,{"v":9.0520367388587965E-4,"d":"0.00"},{"v":0,"d":"0.00"},{"v":0,"d":"0.00"},{"v":0,"d":"0.00"},0.0002083,1.724,2,0.000461829,0,0,0,1.01,1.01,1.01,0,0,0,0,0,0,{"v":0,"d":"0.00"},{"v":0,"d":"0.00"},{"v":0,"d":"0.00"},{"v":1,"d":"1.0"},0,0,0,null,2146,null,{"v":1,"d":"100%"},null,null,0,0,0,0,null,1,1,1,0,0,0,null,0,0,0,1,0,0,0,0]
["195100160",null,0,1,95,100,16,16.5,0,0,0,0,2677,0,0,0,1.482,1.1,1.1,1.1,223,0,0,0,12,0,0,0,{"v":2.4724548933717587E-3,"d":"0.00"},{"v":0,"d":"0.00"},{"v":0,"d":"0.00"},{"v":0,"d":"0.00"},0.0002083,1.724,4,1.392796E-3,0,0,0,0.95,0.95,0.95,0,0,0,0,0,0,{"v":0,"d":"0.00"},{"v":0,"d":"0.00"},{"v":0,"d":"0.00"},{"v":2,"d":"2.0"},0,0,0,null,2677,null,{"v":1,"d":"100%"},null,null,0,0,0,0,null,1,1,1,0,0,0,null,0,0,0,1,0,0,0,0]
["195100200",null,0,1,95,100,20,21.5,0,0,0,0,2992,0,0,0,{"v":1.32,"d":"1.320"},1.08,1.08,1.08,326,0,0,0,17,0,0,0,{"v":1.3480159137532143E-3,"d":"0.00"},{"v":0,"d":"0.00"},{"v":0,"d":"0.00"},{"v":0,"d":"0.00"},0.0001276,1.7219,2,3.76611E-4,0,0,0,0.95,0.95,0.95,0,0,0,0,0,0,{"v":0,"d":"0.00"},{"v":0,"d":"0.00"},{"v":0,"d":"0.00"},1.3,0,0,0,null,2992,null,{"v":1,"d":"100%"},null,null,0,0,0,0,null,1,1,1,0,0,0,null,0,0,0,1,0,0,0,0]
["195100210",null,0,1,95,100,21,21.5,0,0,0,0,3920,0,0,0,1.522,1.05,1.05,1.05,305,0,0,0,16,0,0,0,{"v":1.7970003212577014E-3,"d":"0.00"},{"v":0,"d":"0.00"},{"v":0,"d":"0.00"},{"v":0,"d":"0.00"},0.0001276,1.7219,4,0.000514201,0,0,0,0.85,0.85,0.85,0,0,0,0,0,0,{"v":0,"d":"0.00"},{"v":0,"d":"0.00"},{"v":0,"d":"0.00"},2.7,0,0,0,null,3920,null,{"v":1,"d":"100%"},null,null,0,0,0,0,null,1,1,1,0,0,0,null,0,0,0,1,0,0,0,0]
["195110100",null,0,1,95,110,10,11.5,0,0,0,0,1532,0,0,0,1.343,1.08,1.08,1.08,161,0,0,0,8,0,0,0,{"v":5.0449115112615307E-4,"d":"0.00"},{"v":0,"d":"0.00"},{"v":0,"d":"0.00"},{"v":0,"d":"0.00"},3.969E-4,1.7346,2,0.000367347,0,0,0,0.98,0.98,0.98,0,0,0,0,0,0,{"v":0,"d":"0.00"},{"v":0,"d":"0.00"},{"v":0,"d":"0.00"},0.7,0,0,0,null,1532,null,{"v":1,"d":"100%"},null,null,0,0,0,0,null,1,1,1,0,0,0,null,0,0,0,1,0,0,0,0]
["195110110",null,0,1,95,110,11,11.5,0,0,0,0,1976,0,0,0,1.434,1.1,1.1,1.1,178,0,0,0,9,0,0,0,{"v":1.1283107056223823E-3,"d":"0.00"},{"v":0,"d":"0.00"},{"v":0,"d":"0.00"},{"v":0,"d":"0.00"},3.969E-4,1.7346,4,0.000574288,0,0,0,0.95,0.95,0.95,0,0,0,0,0,0,{"v":0,"d":"0.00"},{"v":0,"d":"0.00"},{"v":0,"d":"0.00"},1.5,0,0,0,null,1976,null,{"v":1,"d":"100%"},null,null,0,0,0,0,null,1,1,1,0,0,0,null,0,0,0,1,0,0,0,0]
["195110150",null,0,1,95,110,15,16.5,0,0,0,0,2361,0,0,0,{"v":1.32,"d":"1.320"},1.08,1.08,1.08,258,0,0,0,13,0,0,0,{"v":1.0898499196498935E-3,"d":"0.00"},{"v":0,"d":"0.00"},{"v":0,"d":"0.00"},{"v":0,"d":"0.00"},0.0002083,1.724,2,0.000461829,0,0,0,1.01,1.01,1.01,0,0,0,0,0,0,{"v":0,"d":"0.00"},{"v":0,"d":"0.00"},{"v":0,"d":"0.00"},1.1,0,0,0,null,2361,null,{"v":1,"d":"100%"},null,null,0,0,0,0,null,1,1,1,0,0,0,null,0,0,0,1,0,0,0,0]
["195110160",null,0,1,95,110,16,16.5,0,0,0,0,2945,0,0,0,1.482,1.1,1.1,1.1,245,0,0,0,13,0,0,0,{"v":2.9566861948997865E-3,"d":"0.00"},{"v":0,"d":"0.00"},{"v":0,"d":"0.00"},{"v":0,"d":"0.00"},0.0002083,1.724,4,1.392796E-3,0,0,0,0.95,0.95,0.95,0,0,0,0,0,0,{"v":0,"d":"0.00"},{"v":0,"d":"0.00"},{"v":0,"d":"0.00"},2.2,0,0,0,null,2945,null,{"v":1,"d":"100%"},null,null,0,0,0,0,null,1,1,1,0,0,0,null,0,0,0,1,0,0,0,0]
["195110200",null,0,1,95,110,20,21.5,0,0,0,0,3291,0,0,0,{"v":1.32,"d":"1.320"},1.08,1.08,1.08,359,0,0,0,19,0,0,0,{"v":1.7129583407555927E-3,"d":"0.00"},{"v":0,"d":"0.00"},{"v":0,"d":"0.00"},{"v":0,"d":"0.00"},0.0001276,1.7219,2,3.76611E-4,0,0,0,0.95,0.95,0.95,0,0,0,0,0,0,{"v":0,"d":"0.00"},{"v":0,"d":"0.00"},{"v":0,"d":"0.00"},1.5,0,0,0,null,3291,null,{"v":1,"d":"100%"},null,null,0,0,0,0,null,1,1,1,0,0,0,null,0,0,0,1,0,0,0,0]
["195110210",null,0,1,95,110,21,21.5,0,0,0,0,4312,0,0,0,1.522,1.05,1.05,1.05,335,0,0,0,17,0,0,0,{"v":2.084819130641292E-3,"d":"0.00"},{"v":0,"d":"0.00"},{"v":0,"d":"0.00"},{"v":0,"d":"0.00"},0.0001276,1.7219,4,0.000514201,0,0,0,0.85,0.85,0.85,0,0,0,0,0,0,{"v":0,"d":"0.00"},{"v":0,"d":"0.00"},{"v":0,"d":"0.00"},2.9,0,0,0,null,4312,null,{"v":1,"d":"100%"},null,null,0,0,0,0,null,1,1,1,0,0,0,null,0,0,0,1,0,0,0,0]
["195120100",null,0,1,95,120,10,11.5,0,0,0,0,1672,0,0,0,1.343,1.08,1.08,1.08,175,0,0,0,9,0,0,0,{"v":6.6298999689018618E-4,"d":"0.00"},{"v":0,"d":"0.00"},{"v":0,"d":"0.00"},{"v":0,"d":"0.00"},3.969E-4,1.7346,2,0.000367347,0,0,0,0.98,0.98,0.98,0,0,0,0,0,0,{"v":0,"d":"0.00"},{"v":0,"d":"0.00"},{"v":0,"d":"0.00"},0.8,0,0,0,null,1672,null,{"v":1,"d":"100%"},null,null,0,0,0,0,null,1,1,1,0,0,0,null,0,0,0,1,0,0,0,0]
["195120110",null,0,1,95,120,11,11.5,0,0,0,0,2155,0,0,0,1.434,1.1,1.1,1.1,194,0,0,0,10,0,0,0,{"v":1.454527530802206E-3,"d":"0.00"},{"v":0,"d":"0.00"},{"v":0,"d":"0.00"},{"v":0,"d":"0.00"},3.969E-4,1.7346,4,0.000574288,0,0,0,0.95,0.95,0.95,0,0,0,0,0,0,{"v":0,"d":"0.00"},{"v":0,"d":"0.00"},{"v":0,"d":"0.00"},1.6,0,0,0,null,2155,null,{"v":1,"d":"100%"},null,null,0,0,0,0,null,1,1,1,0,0,0,null,0,0,0,1,0,0,0,0]
["195120150",null,0,1,95,120,15,16.5,0,0,0,0,2575,0,0,0,{"v":1.32,"d":"1.320"},1.08,1.08,1.08,281,0,0,0,14,0,0,0,{"v":1.294962629340412E-3,"d":"0.00"},{"v":0,"d":"0.00"},{"v":0,"d":"0.00"},{"v":0,"d":"0.00"},0.0002083,1.724,2,0.000461829,0,0,0,1.01,1.01,1.01,0,0,0,0,0,0,{"v":0,"d":"0.00"},{"v":0,"d":"0.00"},{"v":0,"d":"0.00"},1.2,0,0,0,null,2575,null,{"v":1,"d":"100%"},null,null,0,0,0,0,null,1,1,1,0,0,0,null,0,0,0,1,0,0,0,0]
["195120160",null,0,1,95,120,16,16.5,0,0,0,0,3212,0,0,0,1.482,1.1,1.1,1.1,267,0,0,0,14,0,0,0,{"v":3.4910455290808238E-3,"d":"0.00"},{"v":0,"d":"0.00"},{"v":0,"d":"0.00"},{"v":0,"d":"0.00"},0.0002083,1.724,4,1.392796E-3,0,0,0,0.95,0.95,0.95,0,0,0,0,0,0,{"v":0,"d":"0.00"},{"v":0,"d":"0.00"},{"v":0,"d":"0.00"},2.4,0,0,0,null,3212,null,{"v":1,"d":"100%"},null,null,0,0,0,0,null,1,1,1,0,0,0,null,0,0,0,1,0,0,0,0]
["195120200",null,0,1,95,120,20,21.5,0,0,0,0,3590,0,0,0,{"v":1.32,"d":"1.320"},1.08,1.08,1.08,392,0,0,0,20,0,0,0,{"v":1.9355281615920934E-3,"d":"0.00"},{"v":0,"d":"0.00"},{"v":0,"d":"0.00"},{"v":0,"d":"0.00"},0.0001276,1.7219,2,3.76611E-4,0,0,0,0.95,0.95,0.95,0,0,0,0,0,0,{"v":0,"d":"0.00"},{"v":0,"d":"0.00"},{"v":0,"d":"0.00"},1.6,0,0,0,null,3590,null,{"v":1,"d":"100%"},null,null,0,0,0,0,null,1,1,1,0,0,0,null,0,0,0,1,0,0,0,0]
["195120210",null,0,1,95,120,21,21.5,0,0,0,0,4704,0,0,0,1.522,1.05,1.05,1.05,366,0,0,0,19,0,0,0,{"v":2.659928259877627E-3,"d":"0.00"},{"v":0,"d":"0.00"},{"v":0,"d":"0.00"},{"v":0,"d":"0.00"},0.0001276,1.7219,4,0.000514201,0,0,0,0.85,0.85,0.85,0,0,0,0,0,0,{"v":0,"d":"0.00"},{"v":0,"d":"0.00"},{"v":0,"d":"0.00"},3.2,0,0,0,null,4704,null,{"v":1,"d":"100%"},null,null,0,0,0,0,null,1,1,1,0,0,0,null,0,0,0,1,0,0,0,0]
["195140100",null,0,1,95,140,10,11.5,0,0,0,0,1950,0,0,0,1.343,1.08,1.08,1.08,205,0,0,0,11,0,0,0,{"v":1.061243031558473E-3,"d":"0.00"},{"v":0,"d":"0.00"},{"v":0,"d":"0.00"},{"v":0,"d":"0.00"},3.969E-4,1.7346,2,0.000367347,0,0,0,0.98,0.98,0.98,0,0,0,0,0,0,{"v":0,"d":"0.00"},{"v":0,"d":"0.00"},{"v":0,"d":"0.00"},0.9,0,0,0,null,1950,null,{"v":1,"d":"100%"},null,null,0,0,0,0,null,1,1,1,0,0,0,null,0,0,0,1,0,0,0,0]
["195140110",null,0,1,95,140,11,11.5,0,0,0,0,2514,0,0,0,1.434,1.1,1.1,1.1,226,0,0,0,12,0,0,0,{"v":2.2655746078401586E-3,"d":"0.00"},{"v":0,"d":"0.00"},{"v":0,"d":"0.00"},{"v":0,"d":"0.00"},3.969E-4,1.7346,4,0.000574288,0,0,0,0.95,0.95,0.95,0,0,0,0,0,0,{"v":0,"d":"0.00"},{"v":0,"d":"0.00"},{"v":0,"d":"0.00"},1.9,0,0,0,null,2514,null,{"v":1,"d":"100%"},null,null,0,0,0,0,null,1,1,1,0,0,0,null,0,0,0,1,0,0,0,0]
["195140150",null,0,1,95,140,15,16.5,0,0,0,0,3004,0,0,0,{"v":1.32,"d":"1.320"},1.08,1.08,1.08,328,0,0,0,17,0,0,0,{"v":1.9859908874897696E-3,"d":"0.00"},{"v":0,"d":"0.00"},{"v":0,"d":"0.00"},{"v":0,"d":"0.00"},{"$f":"IF($G330=$CO$103,CP$103,IF($G330=$CO$104,CP$104,IF($G330=$CO$105,CP$105,IF($G330=$CO$107,CP$107,IF($G330=$CO$108,CP$108,IF($G330=$CO$109,CP$109,IF($G330=$CO$111,CP$111,IF($G330=$CO$112,CP$112,IF($G330=$CO$113,CP$113,IF($G330=$CO$115,CP$115,IF($G330=$CO$116,CP$116,IF($G330=$CO$117,CP$117,IF($G330=$CO$119,CP$119,IF($G330=$CO$120,CP$120,))))))))))))))","v":0.0002083},{"$f":"IF($G330=$CO$103,CQ$103,IF($G330=$CO$104,CQ$104,IF($G330=$CO$105,CQ$105,IF($G330=$CO$107,CQ$107,IF($G330=$CO$108,CQ$108,IF($G330=$CO$109,CQ$109,IF($G330=$CO$111,CQ$111,IF($G330=$CO$112,CQ$112,IF($G330=$CO$113,CQ$113,IF($G330=$CO$115,CQ$115,IF($G330=$CO$116,CQ$116,IF($G330=$CO$117,CQ$117,IF($G330=$CO$119,CQ$119,IF($G330=$CO$120,CQ$120,))))))))))))))","v":1.724},{"$f":"IF($G330=$CO$103,CR$103,IF($G330=$CO$104,CR$104,IF($G330=$CO$105,CR$105,IF($G330=$CO$107,CR$107,IF($G330=$CO$108,CR$108,IF($G330=$CO$109,CR$109,IF($G330=$CO$111,CR$111,IF($G330=$CO$112,CR$112,IF($G330=$CO$113,CR$113,IF($G330=$CO$115,CR$115,IF($G330=$CO$116,CR$116,IF($G330=$CO$117,CR$117,IF($G330=$CO$119,CR$119,IF($G330=$CO$120,CR$120,))))))))))))))","v":2},{"$f":"IF($G330=$CO$103,CS$103,IF($G330=$CO$104,CS$104,IF($G330=$CO$105,CS$105,IF($G330=$CO$107,CS$107,IF($G330=$CO$108,CS$108,IF($G330=$CO$109,CS$109,IF($G330=$CO$111,CS$111,IF($G330=$CO$112,CS$112,IF($G330=$CO$113,CS$113,IF($G330=$CO$115,CS$115,IF($G330=$CO$116,CS$116,IF($G330=$CO$117,CS$117,IF($G330=$CO$119,CS$119,IF($G330=$CO$120,CS$120,))))))))))))))","v":0.000461829},0,0,0,1.01,1.01,1.01,0,0,0,0,0,0,{"v":0,"d":"0.00"},{"v":0,"d":"0.00"},{"v":0,"d":"0.00"},{"$f":"ROUND(IF(G330=10,$CO$92*F330,IF(G330=11,$CO$93*F330,IF(G330=15,$CO$94*F330,IF(G330=16,$CO$95*F330,IF(G330=20,$CO$96*F330,IF(G330=21,$CO$97*F330,)))))),1)","v":1.4},0,0,0,null,3004,null,{"$f":"IF(C330=0,1,IF(G330=10,0.9,IF(G330=11,0.68,IF(G330=15,0.8,IF(G330=16,0.68,IF(G330=20,0.8,IF(G330=21,0.8)))))))","v":{"v":1,"d":"100%"}},null,null,0,0,0,0,null,{"$f":"IF((237.3*LN(($AV$1*EXP(17.27*($AS$3/($AS$3+237.3))))))/(17.27-LN(($AV$1*EXP(17.27*($AS$3/($AS$3+237.3))))))<(($AS$1+$AS$2)/2),1,IF(1/(1+((2258*((0.622/((101325/(1*611*EXP(17.27*((($AS$1+$AS$2)/2)/((($AS$1+$AS$2)/2)+237.3))))))-1)*1000-(0.622/((101325/($AV$1*611*EXP(17.27*($AS$3/($AS$3+237.3))))))-1)*1000))/(1005*((($AS$1+$AS$2)/2)-$AS$3))))>1,1,1/(1+((2258*((0.622/((101325/(1*611*EXP(17.27*((($AT$1+$AT$2)/2)/((($AT$1+$AT$2)/2)+237.3))))))-1)*1000-(0.622/((101325/($AV$1*611*EXP(17.27*($AT$3/($AT$3+237.3))))))-1)*1000))/(1005*((($AT$1+$AT$2)/2)-$AT$3))))))","v":1},1,1,{"$f":"AQ330/BO330","v":0},{"$f":"AR330/BP330","v":0},{"$f":"AS330/BQ330","v":0},null,{"$f":"BR330-AQ330","v":0},{"$f":"BS330-AR330","v":0},{"$f":"BT330-AS330","v":0},1,0,0,0,0]
["195140160",null,0,1,95,140,16,16.5,0,0,0,0,3748,0,0,0,{"$f":"IF(E331=35,IF(G331=10,1.399,IF(G331=11,1.44,IF(G331=15,1.39,IF(G331=16,1.458,IF(G331=20,1.39,IF(G331=21,1.472,1)))))),IF(E331=50,IF(G331=10,1.385,IF(G331=11,1.438,IF(G331=15,1.373,IF(G331=16,1.464,IF(G331=20,1.373,IF(G331=21,1.485,1)))))),IF(E331=65,IF(G331=10,1.371,IF(G331=11,1.437,IF(G331=15,1.355,IF(G331=16,1.47,IF(G331=20,1.355,IF(G331=21,1.497,1)))))),IF(E331=95,IF(G331=10,1.343,IF(G331=11,1.434,IF(G331=15,1.32,IF(G331=16,1.482,IF(G331=20,1.32,IF(G331=21,1.522,1)))))),\"ERROR\"))))","v":1.482},1.1,1.1,1.1,{"$f":"ROUND(M331*POWER((($S$1-$S$2)/LN(($S$1-$S$3)/($S$2-$S$3)))/((75-65)/LN((75-20)/(65-20))),Q331),0)","v":312},{"$f":"ROUND(N331*POWER((($S$1-$S$2)/LN(($S$1-$S$3)/($S$2-$S$3)))/((75-65)/LN((75-20)/(65-20))),R331),0)","v":0},{"$f":"ROUND(O331*POWER((($S$1-$S$2)/LN(($S$1-$S$3)/($S$2-$S$3)))/((75-65)/LN((75-20)/(65-20))),S331),0)","v":0},{"$f":"ROUND(P331*POWER((($S$1-$S$2)/LN(($S$1-$S$3)/($S$2-$S$3)))/((75-65)/LN((75-20)/(65-20))),T331),0)","v":0},{"$f":"ROUND(U331*3600/(4186*ABS($S$1-$S$2)),0)","v":16},{"$f":"ROUND(V331*3600/(4186*ABS($S$1-$S$2)),0)","v":0},{"$f":"ROUND(W331*3600/(4186*ABS($S$1-$S$2)),0)","v":0},{"$f":"ROUND(X331*3600/(4186*ABS($S$1-$S$2)),0)","v":0},{"$f":"(($AG331*(Y331^$AH331)*((($F331-14.4)*$AI331)/100))+($AJ331*(Y331^2)))*0.0098","v":{"v":0.004715674478051775,"d":"0.00"}},{"$f":"(($AG331*(Z331^$AH331)*((($F331-14.4)*$AI331)/100))+($AJ331*(Z331^2)))*0.0098","v":{"v":0,"d":"0.00"}},{"$f":"(($AG331*(AA331^$AH331)*((($F331-14.4)*$AI331)/100))+($AJ331*(AA331^2)))*0.0098","v":{"v":0,"d":"0.00"}},{"$f":"(($AG331*(AB331^$AH331)*((($F331-14.4)*$AI331)/100))+($AJ331*(AB331^2)))*0.0098","v":{"v":0,"d":"0.00"}},0.0002083,1.724,4,1.392796E-3,0,0,0,{"$f":"IF($G331=10,0.98,IF($G331=11,0.95,IF($G331=15,1.01,IF($G331=16,0.95,IF($G331=20,0.95,IF($G331=21,0.85))))))","v":0.95},0.95,0.95,{"$f":"ROUND(AK331*POWER((($AT$1-$AT$2)/LN(($AT$1-$AT$3)/($AT$2-$AT$3)))/((16-18)/LN((16-27)/(18-27))),AN331),0)","v":0},{"$f":"ROUND(AL331*POWER((($AT$1-$AT$2)/LN(($AT$1-$AT$3)/($AT$2-$AT$3)))/((16-18)/LN((16-27)/(18-27))),AO331),0)","v":0},{"$f":"ROUND(AM331*POWER((($AT$1-$AT$2)/LN(($AT$1-$AT$3)/($AT$2-$AT$3)))/((16-18)/LN((16-27)/(18-27))),AP331),0)","v":0},{"$f":"ROUND(AQ331*3600/(4186*ABS($AT$1-$AT$2)),0)","v":0},{"$f":"ROUND(AR331*3600/(4186*ABS($AT$1-$AT$2)),0)","v":0},{"$f":"ROUND(AS331*3600/(4186*ABS($AT$1-$AT$2)),0)","v":0},{"$f":"(($AG331*(AT331^$AH331)*((($F331-14.4)*$AI331)/100))+($AJ331*(AT331^2)))*0.0098","v":{"v":0,"d":"0.00"}},{"$f":"(($AG331*(AU331^$AH331)*((($F331-14.4)*$AI331)/100))+($AJ331*(AU331^2)))*0.0098","v":{"v":0,"d":"0.00"}},{"$f":"(($AG331*(AV331^$AH331)*((($F331-14.4)*$AI331)/100))+($AJ331*(AV331^2)))*0.0098","v":{"v":0,"d":"0.00"}},2.8,0,0,0,null,3748,null,{"v":1,"d":"100%"},null,null,0,0,0,0,null,1,1,1,0,0,0,null,0,0,0,1,0,0,0,0]
["195140200",null,0,1,95,140,20,21.5,0,0,0,0,{"$f":"BE332*BG332","v":4189},0,0,0,{"v":1.32,"d":"1.320"},{"$f":"IF($G332=10,1.08,IF($G332=11,1.1,IF($G332=15,1.08,IF($G332=16,1.1,IF($G332=20,1.08,IF($G332=21,1.05))))))","v":1.08},1.08,1.08,457,0,0,0,24,0,0,0,{"v":0.002873515858056869,"d":"0.00"},{"v":0,"d":"0.00"},{"v":0,"d":"0.00"},{"v":0,"d":"0.00"},0.0001276,1.7219,2,3.76611E-4,0,0,0,0.95,0.95,0.95,0,0,0,0,0,0,{"v":0,"d":"0.00"},{"v":0,"d":"0.00"},{"v":0,"d":"0.00"},1.9,0,0,0,null,4189,null,{"v":1,"d":"100%"},null,null,0,0,0,0,null,1,1,1,0,0,0,null,0,0,0,1,0,0,0,0]
["195140210",null,0,1,95,140,21,21.5,0,0,0,0,{"$f":"BE333*BG333","v":5488},0,0,0,1.522,1.05,1.05,1.05,427,0,0,0,22,0,0,0,{"v":3.7261521482161906E-3,"d":"0.00"},{"v":0,"d":"0.00"},{"v":0,"d":"0.00"},{"v":0,"d":"0.00"},0.0001276,1.7219,4,0.000514201,0,0,0,0.85,0.85,0.85,0,0,0,0,0,0,{"v":0,"d":"0.00"},{"v":0,"d":"0.00"},{"v":0,"d":"0.00"},3.7,0,0,0,null,5488,null,{"v":1,"d":"100%"},null,null,0,0,0,0,null,1,1,1,0,0,0,null,0,0,0,1,0,0,0,0]
["22050100",null,0,2,20,50,10,11.5,0,0,0,0,{"$f":"BE334*BG334","v":284},0,0,0,{"$f":"IF(E334=20,IF(G334=10,1.436,IF(G334=15,1.424,IF(G334=20,1.425,))),IF(E334=35,IF(G334=10,1.419,IF(G334=11,1.46,IF(G334=15,1.398,IF(G334=16,1.465,IF(G334=20,1.399,IF(G334=21,1.481,1)))))),IF(E334=50,IF(G334=10,1.402,IF(G334=11,1.455,IF(G334=15,1.372,IF(G334=16,1.463,IF(G334=20,1.373,IF(G334=21,1.486,1)))))),IF(E334=65,IF(G334=10,1.385,IF(G334=11,1.45,IF(G334=15,1.345,IF(G334=16,1.46,IF(G334=20,1.348,IF(G334=21,1.49,1)))))),IF(E334=95,IF(G334=10,1.35,IF(G334=11,1.441,IF(G334=15,1.293,IF(G334=16,1.455,IF(G334=20,1.296,IF(G334=21,1.499,1)))))),\"ERROR\")))))","v":1.436},1.08,1.08,1.08,26,0,0,0,1,0,0,0,{"v":6.36941004e-06,"d":"0.00"},{"v":0,"d":"0.00"},{"v":0,"d":"0.00"},{"v":0,"d":"0.00"},3.969E-4,1.7346,2,0.000367347,0,0,0,0.98,0.98,0.98,0,0,0,0,0,0,{"v":0,"d":"0.00"},{"v":0,"d":"0.00"},{"v":0,"d":"0.00"},0.3,0,0,0,null,284,null,{"v":1,"d":"100%"},null,null,0,0,0,0,null,1,1,1,0,0,0,null,0,0,0,{"$f":"IF(SUM(BV334:BX334)=0,1,0)","v":1},0,0,0,0]
["22060100",null,0,2,20,60,10,11.5,0,0,0,0,341,0,0,0,{"$f":"IF(E335=20,IF(G335=10,1.436,IF(G335=15,1.424,IF(G335=20,1.425,))),IF(E335=35,IF(G335=10,1.419,IF(G335=11,1.46,IF(G335=15,1.398,IF(G335=16,1.465,IF(G335=20,1.399,IF(G335=21,1.481,1)))))),IF(E335=50,IF(G335=10,1.402,IF(G335=11,1.455,IF(G335=15,1.372,IF(G335=16,1.463,IF(G335=20,1.373,IF(G335=21,1.486,1)))))),IF(E335=65,IF(G335=10,1.385,IF(G335=11,1.45,IF(G335=15,1.345,IF(G335=16,1.46,IF(G335=20,1.348,IF(G335=21,1.49,1)))))),IF(E335=95,IF(G335=10,1.35,IF(G335=11,1.441,IF(G335=15,1.293,IF(G335=16,1.455,IF(G335=20,1.296,IF(G335=21,1.499,1)))))),\"ERROR\")))))","v":1.436},1.08,1.08,1.08,31,0,0,0,2,0,0,0,{"v":2.6205074486713696E-5,"d":"0.00"},{"v":0,"d":"0.00"},{"v":0,"d":"0.00"},{"v":0,"d":"0.00"},3.969E-4,1.7346,2,0.000367347,0,0,0,0.98,0.98,0.98,0,0,0,0,0,0,{"v":0,"d":"0.00"},{"v":0,"d":"0.00"},{"v":0,"d":"0.00"},0.4,0,0,0,null,341,null,{"v":1,"d":"100%"},null,null,0,0,0,0,null,1,1,1,0,0,0,null,0,0,0,1,0,0,0,0]
["22060150",null,0,2,20,60,15,16.5,0,0,0,0,623,0,0,0,1.424,1.08,1.08,1.08,57,0,0,0,3,0,0,0,{"v":5.31060959848513e-05,"d":"0.00"},{"v":0,"d":"0.00"},{"v":0,"d":"0.00"},{"v":0,"d":"0.00"},0.0002083,1.724,2,0.000461829,0,0,0,1.01,1.01,1.01,0,0,0,0,0,0,{"v":0,"d":"0.00"},{"v":0,"d":"0.00"},{"v":0,"d":"0.00"},0.6,0,0,0,null,623,null,{"v":1,"d":"100%"},null,null,0,0,0,0,null,1,1,1,0,0,0,null,0,0,0,1,0,0,0,0]
["22060200",null,0,2,20,60,20,21.5,0,0,0,0,836,0,0,0,1.425,1.08,1.08,1.08,76,0,0,0,4,0,0,0,{"v":7.14622306428138e-05,"d":"0.00"},{"v":0,"d":"0.00"},{"v":0,"d":"0.00"},{"v":0,"d":"0.00"},0.0001276,1.7219,2,3.76611E-4,0,0,0,0.95,0.95,0.95,0,0,0,0,0,0,{"v":0,"d":"0.00"},{"v":0,"d":"0.00"},{"v":0,"d":"0.00"},0.8,0,0,0,null,836,null,{"v":1,"d":"100%"},null,null,0,0,0,0,null,1,1,1,0,0,0,null,0,0,0,1,0,0,0,0]
["22070100",null,0,2,20,70,10,11.5,0,0,0,0,398,0,0,0,1.436,1.08,1.08,1.08,36,0,0,0,2,0,0,0,{"v":2.8793906084677228E-5,"d":"0.00"},{"v":0,"d":"0.00"},{"v":0,"d":"0.00"},{"v":0,"d":"0.00"},3.969E-4,1.7346,2,0.000367347,0,0,0,0.98,0.98,0.98,0,0,0,0,0,0,{"v":0,"d":"0.00"},{"v":0,"d":"0.00"},{"v":0,"d":"0.00"},0.5,0,0,0,null,398,null,{"v":1,"d":"100%"},null,null,0,0,0,0,null,1,1,1,0,0,0,null,0,0,0,1,0,0,0,0]
["22070150",null,0,2,20,70,15,16.5,0,0,0,0,727,0,0,0,1.424,1.08,1.08,1.08,67,0,0,0,3,0,0,0,{"v":5.58194245341608e-05,"d":"0.00"},{"v":0,"d":"0.00"},{"v":0,"d":"0.00"},{"v":0,"d":"0.00"},0.0002083,1.724,2,0.000461829,0,0,0,1.01,1.01,1.01,0,0,0,0,0,0,{"v":0,"d":"0.00"},{"v":0,"d":"0.00"},{"v":0,"d":"0.00"},0.7,0,0,0,null,727,null,{"v":1,"d":"100%"},null,null,0,0,0,0,null,1,1,1,0,0,0,null,0,0,0,1,0,0,0,0]
["22070200",null,0,2,20,70,20,21.5,0,0,0,0,976,0,0,0,1.425,1.08,1.08,1.08,89,0,0,0,5,0,0,0,{"v":1.1448938460303912E-4,"d":"0.00"},{"v":0,"d":"0.00"},{"v":0,"d":"0.00"},{"v":0,"d":"0.00"},0.0001276,1.7219,2,3.76611E-4,0,0,0,0.95,0.95,0.95,0,0,0,0,0,0,{"v":0,"d":"0.00"},{"v":0,"d":"0.00"},{"v":0,"d":"0.00"},0.9,0,0,0,null,976,null,{"v":1,"d":"100%"},null,null,0,0,0,0,null,1,1,1,0,0,0,null,0,0,0,1,0,0,0,0]
["22080100",null,0,2,20,80,10,11.5,0,0,0,0,454,0,0,0,1.436,1.08,1.08,1.08,41,0,0,0,2,0,0,0,{"v":3.138273768264076E-5,"d":"0.00"},{"v":0,"d":"0.00"},{"v":0,"d":"0.00"},{"v":0,"d":"0.00"},3.969E-4,1.7346,2,0.000367347,0,0,0,0.98,0.98,0.98,0,0,0,0,0,0,{"v":0,"d":"0.00"},{"v":0,"d":"0.00"},{"v":0,"d":"0.00"},0.5,0,0,0,null,454,null,{"v":1,"d":"100%"},null,null,0,0,0,0,null,1,1,1,0,0,0,null,0,0,0,1,0,0,0,0]
["22080150",null,0,2,20,80,15,16.5,0,0,0,0,830,0,0,0,1.424,1.08,1.08,1.08,76,0,0,0,4,0,0,0,{"v":1.016428886249875E-4,"d":"0.00"},{"v":0,"d":"0.00"},{"v":0,"d":"0.00"},{"v":0,"d":"0.00"},0.0002083,1.724,2,0.000461829,0,0,0,1.01,1.01,1.01,0,0,0,0,0,0,{"v":0,"d":"0.00"},{"v":0,"d":"0.00"},{"v":0,"d":"0.00"},0.8,0,0,0,null,830,null,{"v":1,"d":"100%"},null,null,0,0,0,0,null,1,1,1,0,0,0,null,0,0,0,1,0,0,0,0]
["22080200",null,0,2,20,80,20,21.5,0,0,0,0,1115,0,0,0,1.425,1.08,1.08,1.08,102,0,0,0,5,0,0,0,{"v":1.1848573165394543E-4,"d":"0.00"},{"v":0,"d":"0.00"},{"v":0,"d":"0.00"},{"v":0,"d":"0.00"},0.0001276,1.7219,2,3.76611E-4,0,0,0,0.95,0.95,0.95,0,0,0,0,0,0,{"v":0,"d":"0.00"},{"v":0,"d":"0.00"},{"v":0,"d":"0.00"},1.1,0,0,0,null,1115,null,{"v":1,"d":"100%"},null,null,0,0,0,0,null,1,1,1,0,0,0,null,0,0,0,1,0,0,0,0]
["22090100",null,0,2,20,90,10,11.5,0,0,0,0,511,0,0,0,1.436,1.08,1.08,1.08,46,0,0,0,2,0,0,0,{"v":3.3971569280604289E-5,"d":"0.00"},{"v":0,"d":"0.00"},{"v":0,"d":"0.00"},{"v":0,"d":"0.00"},3.969E-4,1.7346,2,0.000367347,0,0,0,0.98,0.98,0.98,0,0,0,0,0,0,{"v":0,"d":"0.00"},{"v":0,"d":"0.00"},{"v":0,"d":"0.00"},0.6,0,0,0,null,511,null,{"v":1,"d":"100%"},null,null,0,0,0,0,null,1,1,1,0,0,0,null,0,0,0,1,0,{"$f":"ROUND(IF($C330=0,0,IF($C330=10,IF($G330=10,2539,IF($G330=11,3445,IF($G330=15,2539*1.3,IF($G330=16,3445*1.3,IF($G330=20,(2539*1.45),IF($G330=21,(3445*1.55))))))),IF($C330=15,IF($G330=10,0,IF($G330=11,0,IF($G330=15,3238,IF($G330=16,4735,IF($G330=20,4062,IF($G330=21,6098))))))))),0)","v":0},{"$f":"ROUND(IF($C330=0,0,IF($C330=10,IF($G330=10,352,IF($G330=11,577,IF($G330=15,442*1.15,IF($G330=16,725*1.15,IF($G330=20,(352*1.3),IF($G330=21,(577*1.3))))))),IF($C330=15,IF($G330=10,0,IF($G330=11,0,IF($G330=15,442,IF($G330=16,725,IF($G330=20,502,IF($G330=21,791))))))))),0)","v":0},0]
["22090150",null,0,2,20,90,15,16.5,0,0,0,0,934,0,0,0,1.424,1.08,1.08,1.08,86,0,0,0,4,0,0,0,{"v":1.0609839189099169E-4,"d":"0.00"},{"v":0,"d":"0.00"},{"v":0,"d":"0.00"},{"v":0,"d":"0.00"},0.0002083,1.724,2,0.000461829,0,0,0,1.01,1.01,1.01,0,0,0,0,0,0,{"v":0,"d":"0.00"},{"v":0,"d":"0.00"},{"v":0,"d":"0.00"},0.9,0,0,0,null,934,null,{"v":1,"d":"100%"},null,null,0,0,0,0,null,1,1,1,0,0,0,null,0,0,0,1,{"$f":"ROUND(IF($C331=0,0,IF($C331=10,IF($G331=10,1127,IF($G331=11,2263,\"UNDEFINED\")),IF($C331=15,IF($G331=10,\"NOT POSSIBLE\",IF($G331=11,\"NOT POSSIBLE\",IF($G331=15,1615,IF($G331=16,3238,IF($G331=20,2298,IF($G331=21,2489)))))),\"ERROR\"))),0)","v":0},0,0,{"$f":"ROUND(IF($C331=0,0,IF($C331=10,IF($G331=10,62,IF($G331=11,50,\"UNDEFINED\")),IF($C331=15,IF($G331=10,\"NOT POSSIBLE\",IF($G331=11,\"NOT POSSIBLE\",IF($G331=15,63,IF($G331=16,75,IF($G331=20,78,IF($G331=21,92)))))),\"ERROR\"))),0)","v":0}]
["22090200",null,0,2,20,90,20,21.5,0,0,0,0,1255,0,0,0,1.425,1.08,1.08,1.08,115,0,0,0,6,0,0,0,{"v":1.7422328025221452E-4,"d":"0.00"},{"v":0,"d":"0.00"},{"v":0,"d":"0.00"},{"v":0,"d":"0.00"},0.0001276,1.7219,2,3.76611E-4,0,0,0,0.95,0.95,0.95,0,0,0,0,0,0,{"v":0,"d":"0.00"},{"v":0,"d":"0.00"},{"v":0,"d":"0.00"},1.2,0,0,0,null,1255,null,{"v":1,"d":"100%"},null,null,0,0,0,0,null,1,1,1,0,0,0,null,0,0,0,1,0,0,0,0]
["220100100",null,0,2,20,100,10,11.5,0,0,0,0,568,0,0,0,1.436,1.08,1.08,1.08,51,0,0,0,3,0,0,0,{"v":7.7173960909037332E-5,"d":"0.00"},{"v":0,"d":"0.00"},{"v":0,"d":"0.00"},{"v":0,"d":"0.00"},3.969E-4,1.7346,2,0.000367347,0,0,0,0.98,0.98,0.98,0,0,0,0,0,0,{"v":0,"d":"0.00"},{"v":0,"d":"0.00"},{"v":0,"d":"0.00"},0.7,0,0,0,null,568,null,{"v":1,"d":"100%"},null,null,0,0,0,0,null,1,1,1,0,0,0,null,0,0,0,1,0,0,0,0]
["220100150",null,0,2,20,100,15,16.5,0,0,0,0,1038,0,0,0,1.424,1.08,1.08,1.08,95,0,0,0,5,0,0,0,{"v":1.6918104284982587E-4,"d":"0.00"},{"v":0,"d":"0.00"},{"v":0,"d":"0.00"},{"v":0,"d":"0.00"},0.0002083,1.724,2,0.000461829,0,0,0,1.01,1.01,1.01,0,0,0,0,0,0,{"v":0,"d":"0.00"},{"v":0,"d":"0.00"},{"v":0,"d":"0.00"},{"v":1,"d":"1.0"},0,0,0,null,1038,null,{"v":1,"d":"100%"},null,null,0,0,0,0,null,1,1,1,0,0,0,null,0,0,0,1,0,0,0,0]
["220100200",null,0,2,20,100,20,21.5,0,0,0,0,1394,0,0,0,1.425,1.08,1.08,1.08,128,0,0,0,7,0,0,0,{"v":2.4190832460210229E-4,"d":"0.00"},{"v":0,"d":"0.00"},{"v":0,"d":"0.00"},{"v":0,"d":"0.00"},0.0001276,1.7219,2,3.76611E-4,0,0,0,0.95,0.95,0.95,0,0,0,0,0,0,{"v":0,"d":"0.00"},{"v":0,"d":"0.00"},{"v":0,"d":"0.00"},1.3,0,0,0,null,1394,null,{"v":1,"d":"100%"},null,null,0,0,0,0,null,1,1,1,0,0,0,null,0,0,0,1,0,0,0,0]
[{"$f":"CONCATENATE(D350,E350,F350,G350,C350)","v":"220110100"},null,0,2,20,110,10,{"$f":"IF(G350=10,11.5,IF(G350=11,11.5,IF(G350=15,16.5,IF(G350=16,16.5,IF(G350=20,21.5,IF(G350=21,21.5,))))))","v":11.5},0,0,0,0,625,0,0,0,1.436,1.08,1.08,1.08,56,0,0,0,3,0,0,0,{"v":8.2404563188130482E-5,"d":"0.00"},{"v":0,"d":"0.00"},{"v":0,"d":"0.00"},{"v":0,"d":"0.00"},3.969E-4,1.7346,2,0.000367347,0,0,0,0.98,0.98,0.98,0,0,0,0,0,0,{"v":0,"d":"0.00"},{"v":0,"d":"0.00"},{"v":0,"d":"0.00"},0.7,0,0,0,null,625,null,{"v":1,"d":"100%"},null,null,0,0,0,0,null,1,1,1,0,0,0,null,0,0,0,1,0,0,0,0]
["220110150",null,0,2,20,110,15,16.5,0,0,0,0,1142,0,0,0,1.424,1.08,1.08,1.08,105,0,0,0,5,0,0,0,{"v":1.7572694680424478E-4,"d":"0.00"},{"v":0,"d":"0.00"},{"v":0,"d":"0.00"},{"v":0,"d":"0.00"},0.0002083,1.724,2,0.000461829,0,0,0,1.01,1.01,1.01,0,0,0,0,0,0,{"v":0,"d":"0.00"},{"v":0,"d":"0.00"},{"v":0,"d":"0.00"},1.1,0,0,0,null,1142,null,{"v":1,"d":"100%"},null,null,0,0,0,0,null,1,1,1,0,0,0,null,0,0,0,1,0,0,0,0]
["220110200",null,0,2,20,110,20,21.5,0,0,0,0,1533,0,0,0,1.425,1.08,1.08,1.08,140,0,0,0,7,0,0,0,{"v":2.4904146974253483E-4,"d":"0.00"},{"v":0,"d":"0.00"},{"v":0,"d":"0.00"},{"v":0,"d":"0.00"},0.0001276,1.7219,2,3.76611E-4,0,0,0,0.95,0.95,0.95,0,0,0,0,0,0,{"v":0,"d":"0.00"},{"v":0,"d":"0.00"},{"v":0,"d":"0.00"},1.5,0,0,0,null,1533,null,{"v":1,"d":"100%"},null,null,0,0,0,0,null,1,1,1,0,0,0,null,0,0,0,1,0,0,0,0]
["220120100",null,0,2,20,120,10,11.5,0,0,0,0,682,0,0,0,1.436,1.08,1.08,1.08,61,0,0,0,3,0,0,0,{"v":8.7635165467223633E-5,"d":"0.00"},{"v":0,"d":"0.00"},{"v":0,"d":"0.00"},{"v":0,"d":"0.00"},3.969E-4,1.7346,2,0.000367347,0,0,0,0.98,0.98,0.98,0,0,0,0,0,0,{"v":0,"d":"0.00"},{"v":0,"d":"0.00"},{"v":0,"d":"0.00"},0.8,0,0,0,null,682,null,{"v":1,"d":"100%"},null,null,0,0,0,0,null,1,1,1,0,0,0,null,0,0,0,1,0,0,0,0]
["220120150",null,0,2,20,120,15,16.5,0,0,0,0,1246,0,0,0,1.424,1.08,1.08,1.08,114,0,0,0,6,0,0,0,{"v":2.5758793454046204E-4,"d":"0.00"},{"v":0,"d":"0.00"},{"v":0,"d":"0.00"},{"v":0,"d":"0.00"},0.0002083,1.724,2,0.000461829,0,0,0,1.01,1.01,1.01,0,0,0,0,0,0,{"v":0,"d":"0.00"},{"v":0,"d":"0.00"},{"v":0,"d":"0.00"},1.2,0,0,0,null,1246,null,{"v":1,"d":"100%"},null,null,0,0,0,0,null,1,1,1,0,0,0,null,0,0,0,1,0,0,0,0]
["220120200",null,0,2,20,120,20,21.5,0,0,0,0,1673,0,0,0,1.425,1.08,1.08,1.08,153,0,0,0,8,0,0,0,{"v":3.3100888580406967E-4,"d":"0.00"},{"v":0,"d":"0.00"},{"v":0,"d":"0.00"},{"v":0,"d":"0.00"},0.0001276,1.7219,2,3.76611E-4,0,0,0,0.95,0.95,0.95,0,0,0,0,0,0,{"v":0,"d":"0.00"},{"v":0,"d":"0.00"},{"v":0,"d":"0.00"},1.6,0,0,0,null,1673,null,{"v":1,"d":"100%"},null,null,0,0,0,0,null,1,1,1,0,0,0,null,0,0,0,1,0,0,0,0]
["220140100",null,0,2,20,140,10,11.5,0,0,0,0,795,0,0,0,1.436,1.08,1.08,1.08,71,0,0,0,4,0,0,0,{"v":1.6580818414563294E-4,"d":"0.00"},{"v":0,"d":"0.00"},{"v":0,"d":"0.00"},{"v":0,"d":"0.00"},3.969E-4,1.7346,2,0.000367347,0,0,0,0.98,0.98,0.98,0,0,0,0,0,0,{"v":0,"d":"0.00"},{"v":0,"d":"0.00"},{"v":0,"d":"0.00"},0.9,0,0,0,null,795,null,{"v":1,"d":"100%"},null,null,0,0,0,0,null,1,1,1,0,0,0,null,0,0,0,1,0,0,0,0]
["220140150",null,0,2,20,140,15,16.5,0,0,0,0,1453,0,0,0,1.424,1.08,1.08,1.08,133,0,0,0,7,0,0,0,{"v":3.6862368437330992E-4,"d":"0.00"},{"v":0,"d":"0.00"},{"v":0,"d":"0.00"},{"v":0,"d":"0.00"},0.0002083,1.724,2,0.000461829,0,0,0,1.01,1.01,1.01,0,0,0,0,0,0,{"v":0,"d":"0.00"},{"v":0,"d":"0.00"},{"v":0,"d":"0.00"},1.4,0,0,0,null,1453,null,{"v":1,"d":"100%"},null,null,0,0,0,0,null,1,1,1,0,0,0,null,0,0,0,1,0,0,0,0]
["220140200",null,0,2,20,140,20,21.5,0,0,0,0,1952,0,0,0,1.425,1.08,1.08,1.08,179,0,0,0,9,0,0,0,{"v":4.3705790866783946E-4,"d":"0.00"},{"v":0,"d":"0.00"},{"v":0,"d":"0.00"},{"v":0,"d":"0.00"},0.0001276,1.7219,2,3.76611E-4,0,0,0,0.95,0.95,0.95,0,0,0,0,0,0,{"v":0,"d":"0.00"},{"v":0,"d":"0.00"},{"v":0,"d":"0.00"},1.9,0,0,0,null,1952,null,{"v":1,"d":"100%"},null,null,0,0,0,0,null,1,1,1,0,0,0,null,0,0,0,1,0,0,0,0]
["220160100",null,0,2,20,160,10,11.5,0,0,0,0,909,0,0,0,1.436,1.08,1.08,1.08,82,0,0,0,4,0,0,0,{"v":1.8303878518793114E-4,"d":"0.00"},{"v":0,"d":"0.00"},{"v":0,"d":"0.00"},{"v":0,"d":"0.00"},3.969E-4,1.7346,2,0.000367347,0,0,0,0.98,0.98,0.98,0,0,0,0,0,0,{"v":0,"d":"0.00"},{"v":0,"d":"0.00"},{"v":0,"d":"0.00"},1.1,0,0,0,null,909,null,{"v":1,"d":"100%"},null,null,0,0,0,0,null,1,1,1,0,0,0,null,0,0,0,1,0,0,0,0]
["220160150",null,0,2,20,160,15,16.5,0,0,0,0,1661,0,0,0,1.424,1.08,1.08,1.08,152,0,0,0,8,0,0,0,{"v":5.0396491369160477E-4,"d":"0.00"},{"v":0,"d":"0.00"},{"v":0,"d":"0.00"},{"v":0,"d":"0.00"},0.0002083,1.724,2,0.000461829,0,0,0,1.01,1.01,1.01,0,0,0,0,0,0,{"v":0,"d":"0.00"},{"v":0,"d":"0.00"},{"v":0,"d":"0.00"},1.6,0,0,0,null,1661,null,{"v":1,"d":"100%"},null,null,0,0,0,0,null,1,1,1,0,0,0,null,0,0,0,1,0,0,0,0]
["220160200",null,0,2,20,160,20,21.5,0,0,0,0,2230,0,0,0,1.425,1.08,1.08,1.08,204,0,0,0,11,0,0,0,{"v":6.7275906678147389E-4,"d":"0.00"},{"v":0,"d":"0.00"},{"v":0,"d":"0.00"},{"v":0,"d":"0.00"},0.0001276,1.7219,2,3.76611E-4,0,0,0,0.95,0.95,0.95,0,0,0,0,0,0,{"v":0,"d":"0.00"},{"v":0,"d":"0.00"},{"v":0,"d":"0.00"},2.1,0,0,0,null,2230,null,{"v":1,"d":"100%"},null,null,0,0,0,0,null,1,1,1,0,0,0,null,0,0,0,1,0,0,0,0]
["220180100",null,0,2,20,180,10,11.5,0,0,0,0,1022,0,0,0,1.436,1.08,1.08,1.08,92,0,0,0,5,0,0,0,{"v":3.0010234671611313E-4,"d":"0.00"},{"v":0,"d":"0.00"},{"v":0,"d":"0.00"},{"v":0,"d":"0.00"},3.969E-4,1.7346,2,0.000367347,0,0,0,0.98,0.98,0.98,0,0,0,0,0,0,{"v":0,"d":"0.00"},{"v":0,"d":"0.00"},{"v":0,"d":"0.00"},1.2,0,0,0,null,1022,null,{"v":1,"d":"100%"},null,null,0,0,0,0,null,1,1,1,0,0,0,null,0,0,0,1,0,0,0,0]
["220180150",null,0,2,20,180,15,16.5,0,0,0,0,1868,0,0,0,1.424,1.08,1.08,1.08,171,0,0,0,9,0,0,0,{"v":0.000665220457653649,"d":"0.00"},{"v":0,"d":"0.00"},{"v":0,"d":"0.00"},{"v":0,"d":"0.00"},0.0002083,1.724,2,0.000461829,0,0,0,1.01,1.01,1.01,0,0,0,0,0,0,{"v":0,"d":"0.00"},{"v":0,"d":"0.00"},{"v":0,"d":"0.00"},1.8,0,0,0,null,1868,null,{"v":1,"d":"100%"},null,null,0,0,0,0,null,1,1,1,0,0,0,null,0,0,0,1,0,0,0,0]
["220180200",null,0,2,20,180,20,21.5,0,0,0,0,2509,0,0,0,1.425,1.08,1.08,1.08,229,0,0,0,12,0,0,0,{"v":8.3029317096766674E-4,"d":"0.00"},{"v":0,"d":"0.00"},{"v":0,"d":"0.00"},{"v":0,"d":"0.00"},0.0001276,1.7219,2,3.76611E-4,0,0,0,0.95,0.95,0.95,0,0,0,0,0,0,{"v":0,"d":"0.00"},{"v":0,"d":"0.00"},{"v":0,"d":"0.00"},2.4,0,0,0,null,2509,null,{"v":1,"d":"100%"},null,null,0,0,0,0,null,1,1,1,0,0,0,null,0,0,0,1,0,0,0,0]
["220200100",null,0,2,20,200,10,11.5,0,0,0,0,1136,0,0,0,1.436,1.08,1.08,1.08,102,0,0,0,5,0,0,0,{"v":3.2547702445960509E-4,"d":"0.00"},{"v":0,"d":"0.00"},{"v":0,"d":"0.00"},{"v":0,"d":"0.00"},3.969E-4,1.7346,2,0.000367347,0,0,0,0.98,0.98,0.98,0,0,0,0,0,0,{"v":0,"d":"0.00"},{"v":0,"d":"0.00"},{"v":0,"d":"0.00"},1.3,0,0,0,null,1136,null,{"v":1,"d":"100%"},null,null,0,0,0,0,null,1,1,1,0,0,0,null,0,0,0,1,0,0,0,0]
["220200150",null,0,2,20,200,15,16.5,0,0,0,0,2076,0,0,0,1.424,1.08,1.08,1.08,190,0,0,0,10,0,0,0,{"v":8.5394246239436954E-4,"d":"0.00"},{"v":0,"d":"0.00"},{"v":0,"d":"0.00"},{"v":0,"d":"0.00"},0.0002083,1.724,2,0.000461829,0,0,0,1.01,1.01,1.01,0,0,0,0,0,0,{"v":0,"d":"0.00"},{"v":0,"d":"0.00"},{"v":0,"d":"0.00"},{"v":2,"d":"2.0"},0,0,0,null,2076,null,{"v":1,"d":"100%"},null,null,0,0,0,0,null,1,1,1,0,0,0,null,0,0,0,1,0,0,0,0]
["220200200",null,0,2,20,200,20,21.5,0,0,0,0,2788,0,0,0,1.425,1.08,1.08,1.08,255,0,0,0,13,0,0,0,{"v":1.0081434895594106E-3,"d":"0.00"},{"v":0,"d":"0.00"},{"v":0,"d":"0.00"},{"v":0,"d":"0.00"},0.0001276,1.7219,2,3.76611E-4,0,0,0,0.95,0.95,0.95,0,0,0,0,0,0,{"v":0,"d":"0.00"},{"v":0,"d":"0.00"},{"v":0,"d":"0.00"},2.7,0,0,0,null,2788,null,{"v":1,"d":"100%"},null,null,0,0,0,0,null,1,1,1,0,0,0,null,0,0,0,1,0,0,0,0]
["220220100",null,0,2,20,220,10,11.5,0,0,0,0,1250,0,0,0,1.436,1.08,1.08,1.08,112,0,0,0,6,0,0,0,{"v":4.874833267372187E-4,"d":"0.00"},{"v":0,"d":"0.00"},{"v":0,"d":"0.00"},{"v":0,"d":"0.00"},3.969E-4,1.7346,2,0.000367347,0,0,0,0.98,0.98,0.98,0,0,0,0,0,0,{"v":0,"d":"0.00"},{"v":0,"d":"0.00"},{"v":0,"d":"0.00"},1.5,0,0,0,null,1250,null,{"v":1,"d":"100%"},null,null,0,0,0,0,null,1,1,1,0,0,0,null,0,0,0,1,0,0,0,0]
["220220150",null,0,2,20,220,15,16.5,0,0,0,0,2284,0,0,0,1.424,1.08,1.08,1.08,209,0,0,0,11,0,0,0,{"v":1.0716346007318392E-3,"d":"0.00"},{"v":0,"d":"0.00"},{"v":0,"d":"0.00"},{"v":0,"d":"0.00"},0.0002083,1.724,2,0.000461829,0,0,0,1.01,1.01,1.01,0,0,0,0,0,0,{"v":0,"d":"0.00"},{"v":0,"d":"0.00"},{"v":0,"d":"0.00"},2.2,0,0,0,null,2284,null,{"v":1,"d":"100%"},null,null,0,0,0,0,null,1,1,1,0,0,0,null,0,0,0,1,0,0,0,0]
["220220200",null,0,2,20,220,20,21.5,0,0,0,0,3067,0,0,0,1.425,1.08,1.08,1.08,281,0,0,0,14,0,0,0,{"v":1.2071741977256083E-3,"d":"0.00"},{"v":0,"d":"0.00"},{"v":0,"d":"0.00"},{"v":0,"d":"0.00"},0.0001276,1.7219,2,3.76611E-4,0,0,0,0.95,0.95,0.95,0,0,0,0,0,0,{"v":0,"d":"0.00"},{"v":0,"d":"0.00"},{"v":0,"d":"0.00"},2.9,0,0,0,null,3067,null,{"v":1,"d":"100%"},null,null,0,0,0,0,null,1,1,1,0,0,0,null,0,0,0,1,0,0,0,0]
["220240100",null,0,2,20,240,10,11.5,0,0,0,0,1363,0,0,0,1.436,1.08,1.08,1.08,122,0,0,0,6,0,0,0,{"v":5.2229687782060581E-4,"d":"0.00"},{"v":0,"d":"0.00"},{"v":0,"d":"0.00"},{"v":0,"d":"0.00"},3.969E-4,1.7346,2,0.000367347,0,0,0,0.98,0.98,0.98,0,0,0,0,0,0,{"v":0,"d":"0.00"},{"v":0,"d":"0.00"},{"v":0,"d":"0.00"},1.6,0,0,0,null,1363,null,{"v":1,"d":"100%"},null,null,0,0,0,0,null,1,1,1,0,0,0,null,0,0,0,1,0,0,0,0]
["220240150",null,0,2,20,240,15,16.5,0,0,0,0,2491,0,0,0,1.424,1.08,1.08,1.08,228,0,0,0,12,0,0,0,{"v":1.3197583756618509E-3,"d":"0.00"},{"v":0,"d":"0.00"},{"v":0,"d":"0.00"},{"v":0,"d":"0.00"},0.0002083,1.724,2,0.000461829,0,0,0,1.01,1.01,1.01,0,0,0,0,0,0,{"v":0,"d":"0.00"},{"v":0,"d":"0.00"},{"v":0,"d":"0.00"},2.4,0,0,0,null,2491,null,{"v":1,"d":"100%"},null,null,0,0,0,0,null,1,1,1,0,0,0,null,0,0,0,1,0,0,0,0]
["220240200",null,0,2,20,240,20,21.5,0,0,0,0,3346,0,0,0,1.425,1.08,1.08,1.08,306,0,0,0,16,0,0,0,{"v":1.6129087066741672E-3,"d":"0.00"},{"v":0,"d":"0.00"},{"v":0,"d":"0.00"},{"v":0,"d":"0.00"},0.0001276,1.7219,2,3.76611E-4,0,0,0,0.95,0.95,0.95,0,0,0,0,0,0,{"v":0,"d":"0.00"},{"v":0,"d":"0.00"},{"v":0,"d":"0.00"},3.2,0,0,0,null,3346,null,{"v":1,"d":"100%"},null,null,0,0,0,0,null,1,1,1,0,0,0,null,0,0,0,1,0,0,0,0]
["220260100",null,0,2,20,260,10,11.5,0,0,0,0,1477,0,0,0,1.436,1.08,1.08,1.08,133,0,0,0,7,0,0,0,{"v":0.000734963581027826,"d":"0.00"},{"v":0,"d":"0.00"},{"v":0,"d":"0.00"},{"v":0,"d":"0.00"},3.969E-4,1.7346,2,0.000367347,0,0,0,0.98,0.98,0.98,0,0,0,0,0,0,{"v":0,"d":"0.00"},{"v":0,"d":"0.00"},{"v":0,"d":"0.00"},1.7,0,0,0,null,1477,null,{"v":1,"d":"100%"},null,null,0,0,0,0,null,1,1,1,0,0,0,null,0,0,0,1,0,0,0,0]
["220260150",null,0,2,20,260,15,16.5,0,0,0,0,2699,0,0,0,1.424,1.08,1.08,1.08,247,0,0,0,13,0,0,0,{"v":1.5997380941005631E-3,"d":"0.00"},{"v":0,"d":"0.00"},{"v":0,"d":"0.00"},{"v":0,"d":"0.00"},0.0002083,1.724,2,0.000461829,0,0,0,1.01,1.01,1.01,0,0,0,0,0,0,{"v":0,"d":"0.00"},{"v":0,"d":"0.00"},{"v":0,"d":"0.00"},2.6,0,0,0,null,2699,null,{"v":1,"d":"100%"},null,null,0,0,0,0,null,1,1,1,0,0,0,null,0,0,0,1,0,0,0,0]
["220260200",null,0,2,20,260,20,21.5,0,0,0,0,3624,0,0,0,1.425,1.08,1.08,1.08,331,0,0,0,17,0,0,0,{"v":1.8739565484321194E-3,"d":"0.00"},{"v":0,"d":"0.00"},{"v":0,"d":"0.00"},{"v":0,"d":"0.00"},0.0001276,1.7219,2,3.76611E-4,0,0,0,0.95,0.95,0.95,0,0,0,0,0,0,{"v":0,"d":"0.00"},{"v":0,"d":"0.00"},{"v":0,"d":"0.00"},3.5,0,0,0,null,3624,null,{"v":1,"d":"100%"},null,null,0,0,0,0,null,1,1,1,0,0,0,null,0,0,0,1,0,0,0,0]
["220280100",null,0,2,20,280,10,11.5,0,0,0,0,1591,0,0,0,1.436,1.08,1.08,1.08,143,0,0,0,7,0,0,0,{"v":7.8044921226787711E-4,"d":"0.00"},{"v":0,"d":"0.00"},{"v":0,"d":"0.00"},{"v":0,"d":"0.00"},3.969E-4,1.7346,2,0.000367347,0,0,0,0.98,0.98,0.98,0,0,0,0,0,0,{"v":0,"d":"0.00"},{"v":0,"d":"0.00"},{"v":0,"d":"0.00"},1.9,0,0,0,null,1591,null,{"v":1,"d":"100%"},null,null,0,0,0,0,null,1,1,1,0,0,0,null,0,0,0,1,0,0,0,0]
["220280150",null,0,2,20,280,15,16.5,0,0,0,0,2906,0,0,0,1.424,1.08,1.08,1.08,266,0,0,0,14,0,0,0,{"v":1.9129648810683093E-3,"d":"0.00"},{"v":0,"d":"0.00"},{"v":0,"d":"0.00"},{"v":0,"d":"0.00"},0.0002083,1.724,2,0.000461829,0,0,0,1.01,1.01,1.01,0,0,0,0,0,0,{"v":0,"d":"0.00"},{"v":0,"d":"0.00"},{"v":0,"d":"0.00"},2.8,0,0,0,null,2906,null,{"v":1,"d":"100%"},null,null,0,0,0,0,null,1,1,1,0,0,0,null,0,0,0,1,0,0,0,0]
["220280200",null,0,2,20,280,20,21.5,0,0,0,0,3903,0,0,0,1.425,1.08,1.08,1.08,357,0,0,0,18,0,0,0,{"v":2.1591750988276194E-3,"d":"0.00"},{"v":0,"d":"0.00"},{"v":0,"d":"0.00"},{"v":0,"d":"0.00"},0.0001276,1.7219,2,3.76611E-4,0,0,0,0.95,0.95,0.95,0,0,0,0,0,0,{"v":0,"d":"0.00"},{"v":0,"d":"0.00"},{"v":0,"d":"0.00"},3.7,0,0,0,null,3903,null,{"v":1,"d":"100%"},null,null,0,0,0,0,null,1,1,1,0,0,0,null,0,0,0,1,0,0,0,0]
["23550100",null,0,2,35,50,10,11.5,0,0,0,0,393,0,0,0,1.419,1.08,1.08,1.08,36,0,0,0,2,0,0,0,{"v":2.3616242888750171E-5,"d":"0.00"},{"v":0,"d":"0.00"},{"v":0,"d":"0.00"},{"v":0,"d":"0.00"},3.969E-4,1.7346,2,0.000367347,0,0,0,0.98,0.98,0.98,0,0,0,0,0,0,{"v":0,"d":"0.00"},{"v":0,"d":"0.00"},{"v":0,"d":"0.00"},0.3,0,0,0,null,393,null,{"v":1,"d":"100%"},null,null,0,0,0,0,null,1,1,1,0,0,0,null,0,0,0,1,0,0,0,0]
["23550110",null,0,2,35,50,11,11.5,0,0,0,0,549,0,0,0,{"v":1.46,"d":"1.460"},1.1,1.1,1.1,47,0,0,0,2,0,0,0,{"v":4.0944570577500333E-5,"d":"0.00"},{"v":0,"d":"0.00"},{"v":0,"d":"0.00"},{"v":0,"d":"0.00"},3.969E-4,1.7346,4,0.000574288,0,0,0,0.95,0.95,0.95,0,0,0,0,0,0,{"v":0,"d":"0.00"},{"v":0,"d":"0.00"},{"v":0,"d":"0.00"},0.7,0,0,0,null,549,null,{"v":1,"d":"100%"},null,null,0,0,0,0,null,1,1,1,0,0,0,null,0,0,0,1,0,0,0,0]
["23560100",null,0,2,35,60,10,11.5,0,0,0,0,471,0,0,0,1.419,1.08,1.08,1.08,44,0,0,0,2,0,0,0,{"v":2.6205074486713696E-5,"d":"0.00"},{"v":0,"d":"0.00"},{"v":0,"d":"0.00"},{"v":0,"d":"0.00"},3.969E-4,1.7346,2,0.000367347,0,0,0,0.98,0.98,0.98,0,0,0,0,0,0,{"v":0,"d":"0.00"},{"v":0,"d":"0.00"},{"v":0,"d":"0.00"},0.4,0,0,0,null,471,null,{"v":1,"d":"100%"},null,null,0,0,0,0,null,1,1,1,0,0,0,null,0,0,0,1,0,0,0,0]
["23560110",null,0,2,35,60,11,11.5,0,0,0,0,659,0,0,0,{"v":1.46,"d":"1.460"},1.1,1.1,1.1,57,0,0,0,3,0,0,0,{"v":9.83552943853295e-05,"d":"0.00"},{"v":0,"d":"0.00"},{"v":0,"d":"0.00"},{"v":0,"d":"0.00"},3.969E-4,1.7346,4,0.000574288,0,0,0,0.95,0.95,0.95,0,0,0,0,0,0,{"v":0,"d":"0.00"},{"v":0,"d":"0.00"},{"v":0,"d":"0.00"},0.8,0,0,0,null,659,null,{"v":1,"d":"100%"},null,null,0,0,0,0,null,1,1,1,0,0,0,null,0,0,0,1,0,0,0,0]
["23560150",null,0,2,35,60,15,16.5,0,0,0,0,790,0,0,0,1.398,1.08,1.08,1.08,76,0,0,0,4,0,0,0,{"v":9.2731882092979121E-5,"d":"0.00"},{"v":0,"d":"0.00"},{"v":0,"d":"0.00"},{"v":0,"d":"0.00"},0.0002083,1.724,2,0.000461829,0,0,0,1.01,1.01,1.01,0,0,0,0,0,0,{"v":0,"d":"0.00"},{"v":0,"d":"0.00"},{"v":0,"d":"0.00"},0.6,0,0,0,null,790,null,{"v":1,"d":"100%"},null,null,0,0,0,0,null,1,1,1,0,0,0,null,0,0,0,1,0,0,0,0]
["23560160",null,0,2,35,60,16,16.5,0,0,0,0,975,0,0,0,1.465,1.1,1.1,1.1,83,0,0,0,4,0,0,0,{"v":2.5902460258595824E-4,"d":"0.00"},{"v":0,"d":"0.00"},{"v":0,"d":"0.00"},{"v":0,"d":"0.00"},0.0002083,1.724,4,1.392796E-3,0,0,0,0.95,0.95,0.95,0,0,0,0,0,0,{"v":0,"d":"0.00"},{"v":0,"d":"0.00"},{"v":0,"d":"0.00"},1.2,0,0,0,null,975,null,{"v":1,"d":"100%"},null,null,0,0,0,0,null,1,1,1,0,0,0,null,0,0,0,1,0,0,0,0]
["23560200",null,0,2,35,60,20,21.5,0,0,0,0,1081,0,0,0,1.399,1.08,1.08,1.08,103,0,0,0,5,0,0,0,{"v":1.104930375521328E-4,"d":"0.00"},{"v":0,"d":"0.00"},{"v":0,"d":"0.00"},{"v":0,"d":"0.00"},0.0001276,1.7219,2,3.76611E-4,0,0,0,0.95,0.95,0.95,0,0,0,0,0,0,{"v":0,"d":"0.00"},{"v":0,"d":"0.00"},{"v":0,"d":"0.00"},0.8,0,0,0,null,1081,null,{"v":1,"d":"100%"},null,null,0,0,0,0,null,1,1,1,0,0,0,null,0,0,0,1,0,0,0,0]
["23560210",null,0,2,35,60,21,21.5,0,0,0,0,1247,0,0,0,1.481,1.05,1.05,1.05,104,0,0,0,5,0,0,0,{"v":1.6242593010426558E-4,"d":"0.00"},{"v":0,"d":"0.00"},{"v":0,"d":"0.00"},{"v":0,"d":"0.00"},0.0001276,1.7219,4,0.000514201,0,0,0,0.85,0.85,0.85,0,0,0,0,0,0,{"v":0,"d":"0.00"},{"v":0,"d":"0.00"},{"v":0,"d":"0.00"},1.6,0,0,0,null,1247,null,{"v":1,"d":"100%"},null,null,0,0,0,0,null,1,1,1,0,0,0,null,0,0,0,1,0,0,0,0]
["23570100",null,0,2,35,70,10,11.5,0,0,0,0,550,0,0,0,1.419,1.08,1.08,1.08,51,0,0,0,3,0,0,0,{"v":6.1482154071757907E-5,"d":"0.00"},{"v":0,"d":"0.00"},{"v":0,"d":"0.00"},{"v":0,"d":"0.00"},3.969E-4,1.7346,2,0.000367347,0,0,0,0.98,0.98,0.98,0,0,0,0,0,0,{"v":0,"d":"0.00"},{"v":0,"d":"0.00"},{"v":0,"d":"0.00"},0.5,0,0,0,null,550,null,{"v":1,"d":"100%"},null,null,0,0,0,0,null,1,1,1,0,0,0,null,0,0,0,1,0,0,0,0]
["23570110",null,0,2,35,70,11,11.5,0,0,0,0,769,0,0,0,{"v":1.46,"d":"1.460"},1.1,1.1,1.1,66,0,0,0,3,0,0,0,{"v":1.088164989435158E-4,"d":"0.00"},{"v":0,"d":"0.00"},{"v":0,"d":"0.00"},{"v":0,"d":"0.00"},3.969E-4,1.7346,4,0.000574288,0,0,0,0.95,0.95,0.95,0,0,0,0,0,0,{"v":0,"d":"0.00"},{"v":0,"d":"0.00"},{"v":0,"d":"0.00"},0.9,0,0,0,null,769,null,{"v":1,"d":"100%"},null,null,0,0,0,0,null,1,1,1,0,0,0,null,0,0,0,1,0,0,0,0]
["23570150",null,0,2,35,70,15,16.5,0,0,0,0,922,0,0,0,1.398,1.08,1.08,1.08,88,0,0,0,5,0,0,0,{"v":1.4954333098656913E-4,"d":"0.00"},{"v":0,"d":"0.00"},{"v":0,"d":"0.00"},{"v":0,"d":"0.00"},0.0002083,1.724,2,0.000461829,0,0,0,1.01,1.01,1.01,0,0,0,0,0,0,{"v":0,"d":"0.00"},{"v":0,"d":"0.00"},{"v":0,"d":"0.00"},0.7,0,0,0,null,922,null,{"v":1,"d":"100%"},null,null,0,0,0,0,null,1,1,1,0,0,0,null,0,0,0,1,0,0,0,0]
["23570160",null,0,2,35,70,16,16.5,0,0,0,0,1138,0,0,0,1.465,1.1,1.1,1.1,97,0,0,0,5,0,0,0,{"v":4.1402547197313825E-4,"d":"0.00"},{"v":0,"d":"0.00"},{"v":0,"d":"0.00"},{"v":0,"d":"0.00"},0.0002083,1.724,4,1.392796E-3,0,0,0,0.95,0.95,0.95,0,0,0,0,0,0,{"v":0,"d":"0.00"},{"v":0,"d":"0.00"},{"v":0,"d":"0.00"},1.4,0,0,0,null,1138,null,{"v":1,"d":"100%"},null,null,0,0,0,0,null,1,1,1,0,0,0,null,0,0,0,1,0,0,0,0]
["23570200",null,0,2,35,70,20,21.5,0,0,0,0,1261,0,0,0,1.399,1.08,1.08,1.08,120,0,0,0,6,0,0,0,{"v":1.6328282537067629E-4,"d":"0.00"},{"v":0,"d":"0.00"},{"v":0,"d":"0.00"},{"v":0,"d":"0.00"},0.0001276,1.7219,2,3.76611E-4,0,0,0,0.95,0.95,0.95,0,0,0,0,0,0,{"v":0,"d":"0.00"},{"v":0,"d":"0.00"},{"v":0,"d":"0.00"},0.9,0,0,0,null,1261,null,{"v":1,"d":"100%"},null,null,0,0,0,0,null,1,1,1,0,0,0,null,0,0,0,1,0,0,0,0]
["23570210",null,0,2,35,70,21,21.5,0,0,0,0,1455,0,0,0,1.481,1.05,1.05,1.05,121,0,0,0,6,0,0,0,{"v":2.422390419413526E-4,"d":"0.00"},{"v":0,"d":"0.00"},{"v":0,"d":"0.00"},{"v":0,"d":"0.00"},0.0001276,1.7219,4,0.000514201,0,0,0,0.85,0.85,0.85,0,0,0,0,0,0,{"v":0,"d":"0.00"},{"v":0,"d":"0.00"},{"v":0,"d":"0.00"},1.9,0,0,0,null,1455,null,{"v":1,"d":"100%"},null,null,0,0,0,0,null,1,1,1,0,0,0,null,0,0,0,1,0,0,0,0]
["23580100",null,0,2,35,80,10,11.5,0,0,0,0,628,0,0,0,1.419,1.08,1.08,1.08,58,0,0,0,3,0,0,0,{"v":6.6712756350851031E-5,"d":"0.00"},{"v":0,"d":"0.00"},{"v":0,"d":"0.00"},{"v":0,"d":"0.00"},{"$f":"IF($G394=$CO$103,CP$103,IF($G394=$CO$104,CP$104,IF($G394=$CO$105,CP$105,IF($G394=$CO$107,CP$107,IF($G394=$CO$108,CP$108,IF($G394=$CO$109,CP$109,IF($G394=$CO$111,CP$111,IF($G394=$CO$112,CP$112,IF($G394=$CO$113,CP$113,IF($G394=$CO$115,CP$115,IF($G394=$CO$116,CP$116,IF($G394=$CO$117,CP$117,IF($G394=$CO$119,CP$119,IF($G394=$CO$120,CP$120,))))))))))))))","v":3.969E-4},{"$f":"IF($G394=$CO$103,CQ$103,IF($G394=$CO$104,CQ$104,IF($G394=$CO$105,CQ$105,IF($G394=$CO$107,CQ$107,IF($G394=$CO$108,CQ$108,IF($G394=$CO$109,CQ$109,IF($G394=$CO$111,CQ$111,IF($G394=$CO$112,CQ$112,IF($G394=$CO$113,CQ$113,IF($G394=$CO$115,CQ$115,IF($G394=$CO$116,CQ$116,IF($G394=$CO$117,CQ$117,IF($G394=$CO$119,CQ$119,IF($G394=$CO$120,CQ$120,))))))))))))))","v":1.7346},{"$f":"IF($G394=$CO$103,CR$103,IF($G394=$CO$104,CR$104,IF($G394=$CO$105,CR$105,IF($G394=$CO$107,CR$107,IF($G394=$CO$108,CR$108,IF($G394=$CO$109,CR$109,IF($G394=$CO$111,CR$111,IF($G394=$CO$112,CR$112,IF($G394=$CO$113,CR$113,IF($G394=$CO$115,CR$115,IF($G394=$CO$116,CR$116,IF($G394=$CO$117,CR$117,IF($G394=$CO$119,CR$119,IF($G394=$CO$120,CR$120,))))))))))))))","v":2},{"$f":"IF($G394=$CO$103,CS$103,IF($G394=$CO$104,CS$104,IF($G394=$CO$105,CS$105,IF($G394=$CO$107,CS$107,IF($G394=$CO$108,CS$108,IF($G394=$CO$109,CS$109,IF($G394=$CO$111,CS$111,IF($G394=$CO$112,CS$112,IF($G394=$CO$113,CS$113,IF($G394=$CO$115,CS$115,IF($G394=$CO$116,CS$116,IF($G394=$CO$117,CS$117,IF($G394=$CO$119,CS$119,IF($G394=$CO$120,CS$120,))))))))))))))","v":0.000367347},0,0,0,0.98,0.98,0.98,0,0,0,0,0,0,{"v":0,"d":"0.00"},{"v":0,"d":"0.00"},{"v":0,"d":"0.00"},{"$f":"ROUND(IF(G394=10,$CO$92*F394,IF(G394=11,$CO$93*F394,IF(G394=15,$CO$94*F394,IF(G394=16,$CO$95*F394,IF(G394=20,$CO$96*F394,IF(G394=21,$CO$97*F394,)))))),1)","v":0.5},0,0,0,null,628,null,{"$f":"IF(C394=0,1,IF(G394=10,0.9,IF(G394=11,0.68,IF(G394=15,0.8,IF(G394=16,0.68,IF(G394=20,0.8,IF(G394=21,0.8)))))))","v":{"v":1,"d":"100%"}},null,null,0,0,0,0,null,{"$f":"IF((237.3*LN(($AV$1*EXP(17.27*($AS$3/($AS$3+237.3))))))/(17.27-LN(($AV$1*EXP(17.27*($AS$3/($AS$3+237.3))))))<(($AS$1+$AS$2)/2),1,IF(1/(1+((2258*((0.622/((101325/(1*611*EXP(17.27*((($AS$1+$AS$2)/2)/((($AS$1+$AS$2)/2)+237.3))))))-1)*1000-(0.622/((101325/($AV$1*611*EXP(17.27*($AS$3/($AS$3+237.3))))))-1)*1000))/(1005*((($AS$1+$AS$2)/2)-$AS$3))))>1,1,1/(1+((2258*((0.622/((101325/(1*611*EXP(17.27*((($AT$1+$AT$2)/2)/((($AT$1+$AT$2)/2)+237.3))))))-1)*1000-(0.622/((101325/($AV$1*611*EXP(17.27*($AT$3/($AT$3+237.3))))))-1)*1000))/(1005*((($AT$1+$AT$2)/2)-$AT$3))))))","v":1},1,1,{"$f":"AQ394/BO394","v":0},{"$f":"AR394/BP394","v":0},{"$f":"AS394/BQ394","v":0},null,{"$f":"BR394-AQ394","v":0},{"$f":"BS394-AR394","v":0},{"$f":"BT394-AS394","v":0},1,0,0,0,0]
["23580110",null,0,2,35,80,11,11.5,0,0,0,0,878,0,0,0,{"v":1.46,"d":"1.460"},1.1,1.1,1.1,{"$f":"ROUND(M395*POWER((($S$1-$S$2)/LN(($S$1-$S$3)/($S$2-$S$3)))/((75-65)/LN((75-20)/(65-20))),Q395),0)","v":76},{"$f":"ROUND(N395*POWER((($S$1-$S$2)/LN(($S$1-$S$3)/($S$2-$S$3)))/((75-65)/LN((75-20)/(65-20))),R395),0)","v":0},{"$f":"ROUND(O395*POWER((($S$1-$S$2)/LN(($S$1-$S$3)/($S$2-$S$3)))/((75-65)/LN((75-20)/(65-20))),S395),0)","v":0},{"$f":"ROUND(P395*POWER((($S$1-$S$2)/LN(($S$1-$S$3)/($S$2-$S$3)))/((75-65)/LN((75-20)/(65-20))),T395),0)","v":0},{"$f":"ROUND(U395*3600/(4186*ABS($S$1-$S$2)),0)","v":4},{"$f":"ROUND(V395*3600/(4186*ABS($S$1-$S$2)),0)","v":0},{"$f":"ROUND(W395*3600/(4186*ABS($S$1-$S$2)),0)","v":0},{"$f":"ROUND(X395*3600/(4186*ABS($S$1-$S$2)),0)","v":0},{"$f":"(($AG395*(Y395^$AH395)*((($F395-14.4)*$AI395)/100))+($AJ395*(Y395^2)))*0.0098","v":{"v":2.0308110123747639E-4,"d":"0.00"}},{"$f":"(($AG395*(Z395^$AH395)*((($F395-14.4)*$AI395)/100))+($AJ395*(Z395^2)))*0.0098","v":{"v":0,"d":"0.00"}},{"$f":"(($AG395*(AA395^$AH395)*((($F395-14.4)*$AI395)/100))+($AJ395*(AA395^2)))*0.0098","v":{"v":0,"d":"0.00"}},{"$f":"(($AG395*(AB395^$AH395)*((($F395-14.4)*$AI395)/100))+($AJ395*(AB395^2)))*0.0098","v":{"v":0,"d":"0.00"}},3.969E-4,1.7346,4,0.000574288,0,0,0,{"$f":"IF($G395=10,0.98,IF($G395=11,0.95,IF($G395=15,1.01,IF($G395=16,0.95,IF($G395=20,0.95,IF($G395=21,0.85))))))","v":0.95},0.95,0.95,{"$f":"ROUND(AK395*POWER((($AT$1-$AT$2)/LN(($AT$1-$AT$3)/($AT$2-$AT$3)))/((16-18)/LN((16-27)/(18-27))),AN395),0)","v":0},{"$f":"ROUND(AL395*POWER((($AT$1-$AT$2)/LN(($AT$1-$AT$3)/($AT$2-$AT$3)))/((16-18)/LN((16-27)/(18-27))),AO395),0)","v":0},{"$f":"ROUND(AM395*POWER((($AT$1-$AT$2)/LN(($AT$1-$AT$3)/($AT$2-$AT$3)))/((16-18)/LN((16-27)/(18-27))),AP395),0)","v":0},{"$f":"ROUND(AQ395*3600/(4186*ABS($AT$1-$AT$2)),0)","v":0},{"$f":"ROUND(AR395*3600/(4186*ABS($AT$1-$AT$2)),0)","v":0},{"$f":"ROUND(AS395*3600/(4186*ABS($AT$1-$AT$2)),0)","v":0},{"$f":"(($AG395*(AT395^$AH395)*((($F395-14.4)*$AI395)/100))+($AJ395*(AT395^2)))*0.0098","v":{"v":0,"d":"0.00"}},{"$f":"(($AG395*(AU395^$AH395)*((($F395-14.4)*$AI395)/100))+($AJ395*(AU395^2)))*0.0098","v":{"v":0,"d":"0.00"}},{"$f":"(($AG395*(AV395^$AH395)*((($F395-14.4)*$AI395)/100))+($AJ395*(AV395^2)))*0.0098","v":{"v":0,"d":"0.00"}},1.1,0,0,0,null,878,null,{"v":1,"d":"100%"},null,null,0,0,0,0,null,1,1,1,0,0,0,null,0,0,0,1,0,0,0,0]
["23580150",null,0,2,35,80,15,16.5,0,0,0,0,1054,0,0,0,1.398,{"$f":"IF($G396=10,1.08,IF($G396=11,1.1,IF($G396=15,1.08,IF($G396=16,1.1,IF($G396=20,1.08,IF($G396=21,1.05))))))","v":1.08},1.08,1.08,101,0,0,0,5,0,0,0,{"v":0.000156089234940988,"d":"0.00"},{"v":0,"d":"0.00"},{"v":0,"d":"0.00"},{"v":0,"d":"0.00"},0.0002083,1.724,2,0.000461829,0,0,0,1.01,1.01,1.01,0,0,0,0,0,0,{"v":0,"d":"0.00"},{"v":0,"d":"0.00"},{"v":0,"d":"0.00"},0.8,0,0,0,null,1054,null,{"v":1,"d":"100%"},null,null,0,0,0,0,null,1,1,1,0,0,0,null,0,0,0,1,0,0,0,0]
["23580160",null,0,2,35,80,16,16.5,0,0,0,0,1300,0,0,0,1.465,1.1,1.1,1.1,111,0,0,0,6,0,0,0,{"v":6.089796771926952E-4,"d":"0.00"},{"v":0,"d":"0.00"},{"v":0,"d":"0.00"},{"v":0,"d":"0.00"},0.0002083,1.724,4,1.392796E-3,0,0,0,0.95,0.95,0.95,0,0,0,0,0,0,{"v":0,"d":"0.00"},{"v":0,"d":"0.00"},{"v":0,"d":"0.00"},1.6,0,0,0,null,1300,null,{"v":1,"d":"100%"},null,null,0,0,0,0,null,1,1,1,0,0,0,null,0,0,0,1,0,0,0,0]
["23580200",null,0,2,35,80,20,21.5,0,0,0,0,{"$f":"BE398*BG398","v":1441},0,0,0,1.399,1.08,1.08,1.08,138,0,0,0,7,0,0,0,{"v":2.2764203432123727E-4,"d":"0.00"},{"v":0,"d":"0.00"},{"v":0,"d":"0.00"},{"v":0,"d":"0.00"},0.0001276,1.7219,2,3.76611E-4,0,0,0,0.95,0.95,0.95,0,0,0,0,0,0,{"v":0,"d":"0.00"},{"v":0,"d":"0.00"},{"v":0,"d":"0.00"},1.1,0,0,0,null,1441,null,{"v":1,"d":"100%"},null,null,0,0,0,0,null,1,1,1,0,0,0,null,0,0,0,{"$f":"IF(SUM(BV398:BX398)=0,1,0)","v":1},0,0,0,0]
["23580210",null,0,2,35,80,21,21.5,0,0,0,0,1662,0,0,0,{"$f":"IF(E399=20,IF(G399=10,1.436,IF(G399=15,1.424,IF(G399=20,1.425,))),IF(E399=35,IF(G399=10,1.419,IF(G399=11,1.46,IF(G399=15,1.398,IF(G399=16,1.465,IF(G399=20,1.399,IF(G399=21,1.481,1)))))),IF(E399=50,IF(G399=10,1.402,IF(G399=11,1.455,IF(G399=15,1.372,IF(G399=16,1.463,IF(G399=20,1.373,IF(G399=21,1.486,1)))))),IF(E399=65,IF(G399=10,1.385,IF(G399=11,1.45,IF(G399=15,1.345,IF(G399=16,1.46,IF(G399=20,1.348,IF(G399=21,1.49,1)))))),IF(E399=95,IF(G399=10,1.35,IF(G399=11,1.441,IF(G399=15,1.293,IF(G399=16,1.455,IF(G399=20,1.296,IF(G399=21,1.499,1)))))),\"ERROR\")))))","v":1.481},1.05,1.05,1.05,138,0,0,0,7,0,0,0,{"v":3.4050618444247455E-4,"d":"0.00"},{"v":0,"d":"0.00"},{"v":0,"d":"0.00"},{"v":0,"d":"0.00"},0.0001276,1.7219,4,0.000514201,0,0,0,0.85,0.85,0.85,0,0,0,0,0,0,{"v":0,"d":"0.00"},{"v":0,"d":"0.00"},{"v":0,"d":"0.00"},2.1,0,0,0,null,1662,null,{"v":1,"d":"100%"},null,null,0,0,0,0,null,1,1,1,0,0,0,null,0,0,0,1,0,0,0,0]
["23590100",null,0,2,35,90,10,11.5,0,0,0,0,707,0,0,0,1.419,1.08,1.08,1.08,65,0,0,0,3,0,0,0,{"v":7.1943358629944181E-5,"d":"0.00"},{"v":0,"d":"0.00"},{"v":0,"d":"0.00"},{"v":0,"d":"0.00"},3.969E-4,1.7346,2,0.000367347,0,0,0,0.98,0.98,0.98,0,0,0,0,0,0,{"v":0,"d":"0.00"},{"v":0,"d":"0.00"},{"v":0,"d":"0.00"},0.6,0,0,0,null,707,null,{"v":1,"d":"100%"},null,null,0,0,0,0,null,1,1,1,0,0,0,null,0,0,0,1,0,0,0,0]
["23590110",null,0,2,35,90,11,11.5,0,0,0,0,988,0,0,0,{"v":1.46,"d":"1.460"},1.1,1.1,1.1,85,0,0,0,4,0,0,0,{"v":2.2031170227977464E-4,"d":"0.00"},{"v":0,"d":"0.00"},{"v":0,"d":"0.00"},{"v":0,"d":"0.00"},3.969E-4,1.7346,4,0.000574288,0,0,0,0.95,0.95,0.95,0,0,0,0,0,0,{"v":0,"d":"0.00"},{"v":0,"d":"0.00"},{"v":0,"d":"0.00"},1.2,0,0,0,null,988,null,{"v":1,"d":"100%"},null,null,0,0,0,0,null,1,1,1,0,0,0,null,0,0,0,1,0,0,0,0]
["23590150",null,0,2,35,90,15,16.5,0,0,0,0,1185,0,0,0,1.398,1.08,1.08,1.08,113,0,0,0,6,0,0,0,{"v":2.3069740518237621E-4,"d":"0.00"},{"v":0,"d":"0.00"},{"v":0,"d":"0.00"},{"v":0,"d":"0.00"},0.0002083,1.724,2,0.000461829,0,0,0,1.01,1.01,1.01,0,0,0,0,0,0,{"v":0,"d":"0.00"},{"v":0,"d":"0.00"},{"v":0,"d":"0.00"},0.9,0,0,0,null,1185,null,{"v":1,"d":"100%"},null,null,0,0,0,0,null,1,1,1,0,0,0,null,0,0,0,1,0,0,0,0]
["23590160",null,0,2,35,90,16,16.5,0,0,0,0,1463,0,0,0,1.465,1.1,1.1,1.1,125,0,0,0,6,0,0,0,{"v":6.2690669676475233E-4,"d":"0.00"},{"v":0,"d":"0.00"},{"v":0,"d":"0.00"},{"v":0,"d":"0.00"},0.0002083,1.724,4,1.392796E-3,0,0,0,0.95,0.95,0.95,0,0,0,0,0,0,{"v":0,"d":"0.00"},{"v":0,"d":"0.00"},{"v":0,"d":"0.00"},1.8,0,0,0,null,1463,null,{"v":1,"d":"100%"},null,null,0,0,0,0,null,1,1,1,0,0,0,null,0,0,0,1,0,0,0,0]
["23590200",null,0,2,35,90,20,21.5,0,0,0,0,1621,0,0,0,1.399,1.08,1.08,1.08,155,0,0,0,8,0,0,0,{"v":3.0407750324609539E-4,"d":"0.00"},{"v":0,"d":"0.00"},{"v":0,"d":"0.00"},{"v":0,"d":"0.00"},0.0001276,1.7219,2,3.76611E-4,0,0,0,0.95,0.95,0.95,0,0,0,0,0,0,{"v":0,"d":"0.00"},{"v":0,"d":"0.00"},{"v":0,"d":"0.00"},1.2,0,0,0,null,1621,null,{"v":1,"d":"100%"},null,null,0,0,0,0,null,1,1,1,0,0,0,null,0,0,0,1,0,0,0,0]
["23590210",null,0,2,35,90,21,21.5,0,0,0,0,1870,0,0,0,1.481,1.05,1.05,1.05,156,0,0,0,8,0,0,0,{"v":4.5824103529219074E-4,"d":"0.00"},{"v":0,"d":"0.00"},{"v":0,"d":"0.00"},{"v":0,"d":"0.00"},0.0001276,1.7219,4,0.000514201,0,0,0,0.85,0.85,0.85,0,0,0,0,0,0,{"v":0,"d":"0.00"},{"v":0,"d":"0.00"},{"v":0,"d":"0.00"},2.4,0,0,0,null,1870,null,{"v":1,"d":"100%"},null,null,0,0,0,0,null,1,1,1,0,0,0,null,0,0,0,1,0,0,0,0]
["235100100",null,0,2,35,100,10,11.5,0,0,0,0,785,0,0,0,1.419,1.08,1.08,1.08,73,0,0,0,4,0,0,0,{"v":1.3134698206103645E-4,"d":"0.00"},{"v":0,"d":"0.00"},{"v":0,"d":"0.00"},{"v":0,"d":"0.00"},3.969E-4,1.7346,2,0.000367347,0,0,0,0.98,0.98,0.98,0,0,0,0,0,0,{"v":0,"d":"0.00"},{"v":0,"d":"0.00"},{"v":0,"d":"0.00"},0.7,0,0,0,null,785,null,{"v":1,"d":"100%"},null,null,0,0,0,0,null,1,1,1,0,0,0,null,0,0,0,1,0,0,0,0]
["235100110",null,0,2,35,100,11,11.5,0,0,0,0,1098,0,0,0,{"v":1.46,"d":"1.460"},1.1,1.1,1.1,95,0,0,0,5,0,0,0,{"v":3.5790780148429091E-4,"d":"0.00"},{"v":0,"d":"0.00"},{"v":0,"d":"0.00"},{"v":0,"d":"0.00"},3.969E-4,1.7346,4,0.000574288,0,0,0,0.95,0.95,0.95,0,0,0,0,0,0,{"v":0,"d":"0.00"},{"v":0,"d":"0.00"},{"v":0,"d":"0.00"},1.3,0,0,0,null,1098,null,{"v":1,"d":"100%"},null,null,0,0,0,0,null,1,1,1,0,0,0,null,0,0,0,1,0,0,0,0]
["235100150",null,0,2,35,100,15,16.5,0,0,0,0,1317,0,0,0,1.398,1.08,1.08,1.08,126,0,0,0,7,0,0,0,{"v":3.2185508610155521E-4,"d":"0.00"},{"v":0,"d":"0.00"},{"v":0,"d":"0.00"},{"v":0,"d":"0.00"},0.0002083,1.724,2,0.000461829,0,0,0,1.01,1.01,1.01,0,0,0,0,0,0,{"v":0,"d":"0.00"},{"v":0,"d":"0.00"},{"v":0,"d":"0.00"},{"v":1,"d":"1.0"},0,0,0,null,1317,null,{"v":1,"d":"100%"},null,null,0,0,0,0,null,1,1,1,0,0,0,null,0,0,0,1,0,{"$f":"ROUND(IF($C394=0,0,IF($C394=10,IF($G394=10,2539,IF($G394=11,3445,IF($G394=15,2539*1.3,IF($G394=16,3445*1.3,IF($G394=20,(2539*1.45),IF($G394=21,(3445*1.55))))))),IF($C394=15,IF($G394=10,0,IF($G394=11,0,IF($G394=15,3238,IF($G394=16,4735,IF($G394=20,4062,IF($G394=21,6098))))))))),0)","v":0},{"$f":"ROUND(IF($C394=0,0,IF($C394=10,IF($G394=10,352,IF($G394=11,577,IF($G394=15,442*1.15,IF($G394=16,725*1.15,IF($G394=20,(352*1.3),IF($G394=21,(577*1.3))))))),IF($C394=15,IF($G394=10,0,IF($G394=11,0,IF($G394=15,442,IF($G394=16,725,IF($G394=20,502,IF($G394=21,791))))))))),0)","v":0},0]
["235100160",null,0,2,35,100,16,16.5,0,0,0,0,1625,0,0,0,1.465,1.1,1.1,1.1,139,0,0,0,7,0,0,0,{"v":8.6899023980311035E-4,"d":"0.00"},{"v":0,"d":"0.00"},{"v":0,"d":"0.00"},{"v":0,"d":"0.00"},0.0002083,1.724,4,1.392796E-3,0,0,0,0.95,0.95,0.95,0,0,0,0,0,0,{"v":0,"d":"0.00"},{"v":0,"d":"0.00"},{"v":0,"d":"0.00"},{"v":2,"d":"2.0"},0,0,0,null,1625,null,{"v":1,"d":"100%"},null,null,0,0,0,0,null,1,1,1,0,0,0,null,0,0,0,1,{"$f":"ROUND(IF($C395=0,0,IF($C395=10,IF($G395=10,1127,IF($G395=11,2263,\"UNDEFINED\")),IF($C395=15,IF($G395=10,\"NOT POSSIBLE\",IF($G395=11,\"NOT POSSIBLE\",IF($G395=15,1615,IF($G395=16,3238,IF($G395=20,2298,IF($G395=21,2489)))))),\"ERROR\"))),0)","v":0},0,0,{"$f":"ROUND(IF($C395=0,0,IF($C395=10,IF($G395=10,62,IF($G395=11,50,\"UNDEFINED\")),IF($C395=15,IF($G395=10,\"NOT POSSIBLE\",IF($G395=11,\"NOT POSSIBLE\",IF($G395=15,63,IF($G395=16,75,IF($G395=20,78,IF($G395=21,92)))))),\"ERROR\"))),0)","v":0}]
["235100200",null,0,2,35,100,20,21.5,0,0,0,0,1801,0,0,0,1.399,1.08,1.08,1.08,172,0,0,0,9,0,0,0,{"v":3.9307571221311352E-4,"d":"0.00"},{"v":0,"d":"0.00"},{"v":0,"d":"0.00"},{"v":0,"d":"0.00"},0.0001276,1.7219,2,3.76611E-4,0,0,0,0.95,0.95,0.95,0,0,0,0,0,0,{"v":0,"d":"0.00"},{"v":0,"d":"0.00"},{"v":0,"d":"0.00"},1.3,0,0,0,null,1801,null,{"v":1,"d":"100%"},null,null,0,0,0,0,null,1,1,1,0,0,0,null,0,0,0,1,0,0,0,0]
["235100210",null,0,2,35,100,21,21.5,0,0,0,0,2078,0,0,0,1.481,1.05,1.05,1.05,173,0,0,0,9,0,0,0,{"v":5.9641655462622711E-4,"d":"0.00"},{"v":0,"d":"0.00"},{"v":0,"d":"0.00"},{"v":0,"d":"0.00"},0.0001276,1.7219,4,0.000514201,0,0,0,0.85,0.85,0.85,0,0,0,0,0,0,{"v":0,"d":"0.00"},{"v":0,"d":"0.00"},{"v":0,"d":"0.00"},2.7,0,0,0,null,2078,null,{"v":1,"d":"100%"},null,null,0,0,0,0,null,1,1,1,0,0,0,null,0,0,0,1,0,0,0,0]
["235110100",null,0,2,35,110,10,11.5,0,0,0,0,864,0,0,0,1.419,1.08,1.08,1.08,80,0,0,0,4,0,0,0,{"v":1.3996228258218558E-4,"d":"0.00"},{"v":0,"d":"0.00"},{"v":0,"d":"0.00"},{"v":0,"d":"0.00"},3.969E-4,1.7346,2,0.000367347,0,0,0,0.98,0.98,0.98,0,0,0,0,0,0,{"v":0,"d":"0.00"},{"v":0,"d":"0.00"},{"v":0,"d":"0.00"},0.7,0,0,0,null,864,null,{"v":1,"d":"100%"},null,null,0,0,0,0,null,1,1,1,0,0,0,null,0,0,0,1,0,0,0,0]
["235110110",null,0,2,35,110,11,11.5,0,0,0,0,1208,0,0,0,{"v":1.46,"d":"1.460"},1.1,1.1,1.1,104,0,0,0,5,0,0,0,{"v":3.8328247922778276E-4,"d":"0.00"},{"v":0,"d":"0.00"},{"v":0,"d":"0.00"},{"v":0,"d":"0.00"},3.969E-4,1.7346,4,0.000574288,0,0,0,0.95,0.95,0.95,0,0,0,0,0,0,{"v":0,"d":"0.00"},{"v":0,"d":"0.00"},{"v":0,"d":"0.00"},1.5,0,0,0,null,1208,null,{"v":1,"d":"100%"},null,null,0,0,0,0,null,1,1,1,0,0,0,null,0,0,0,1,0,0,0,0]
[{"$f":"CONCATENATE(D414,E414,F414,G414,C414)","v":"235110150"},null,0,2,35,110,15,{"$f":"IF(G414=10,11.5,IF(G414=11,11.5,IF(G414=15,16.5,IF(G414=16,16.5,IF(G414=20,21.5,IF(G414=21,21.5,))))))","v":16.5},0,0,0,0,1449,0,0,0,1.398,1.08,1.08,1.08,139,0,0,0,7,0,0,0,{"v":3.3354723566949391E-4,"d":"0.00"},{"v":0,"d":"0.00"},{"v":0,"d":"0.00"},{"v":0,"d":"0.00"},0.0002083,1.724,2,0.000461829,0,0,0,1.01,1.01,1.01,0,0,0,0,0,0,{"v":0,"d":"0.00"},{"v":0,"d":"0.00"},{"v":0,"d":"0.00"},1.1,0,0,0,null,1449,null,{"v":1,"d":"100%"},null,null,0,0,0,0,null,1,1,1,0,0,0,null,0,0,0,1,0,0,0,0]
["235110160",null,0,2,35,110,16,16.5,0,0,0,0,1788,0,0,0,1.465,1.1,1.1,1.1,153,0,0,0,8,0,0,0,{"v":1.154985155645569E-3,"d":"0.00"},{"v":0,"d":"0.00"},{"v":0,"d":"0.00"},{"v":0,"d":"0.00"},0.0002083,1.724,4,1.392796E-3,0,0,0,0.95,0.95,0.95,0,0,0,0,0,0,{"v":0,"d":"0.00"},{"v":0,"d":"0.00"},{"v":0,"d":"0.00"},2.2,0,0,0,null,1788,null,{"v":1,"d":"100%"},null,null,0,0,0,0,null,1,1,1,0,0,0,null,0,0,0,1,0,0,0,0]
["235110200",null,0,2,35,110,20,21.5,0,0,0,0,1981,0,0,0,1.399,1.08,1.08,1.08,189,0,0,0,10,0,0,0,{"v":4.9510608172801372E-4,"d":"0.00"},{"v":0,"d":"0.00"},{"v":0,"d":"0.00"},{"v":0,"d":"0.00"},0.0001276,1.7219,2,3.76611E-4,0,0,0,0.95,0.95,0.95,0,0,0,0,0,0,{"v":0,"d":"0.00"},{"v":0,"d":"0.00"},{"v":0,"d":"0.00"},1.5,0,0,0,null,1981,null,{"v":1,"d":"100%"},null,null,0,0,0,0,null,1,1,1,0,0,0,null,0,0,0,1,0,0,0,0]
["235110210",null,0,2,35,110,21,21.5,0,0,0,0,2286,0,0,0,1.481,1.05,1.05,1.05,190,0,0,0,10,0,0,0,{"v":7.5597158345602734E-4,"d":"0.00"},{"v":0,"d":"0.00"},{"v":0,"d":"0.00"},{"v":0,"d":"0.00"},0.0001276,1.7219,4,0.000514201,0,0,0,0.85,0.85,0.85,0,0,0,0,0,0,{"v":0,"d":"0.00"},{"v":0,"d":"0.00"},{"v":0,"d":"0.00"},2.9,0,0,0,null,2286,null,{"v":1,"d":"100%"},null,null,0,0,0,0,null,1,1,1,0,0,0,null,0,0,0,1,0,0,0,0]
["235120100",null,0,2,35,120,10,11.5,0,0,0,0,942,0,0,0,1.419,1.08,1.08,1.08,87,0,0,0,4,0,0,0,{"v":1.4857758310333471E-4,"d":"0.00"},{"v":0,"d":"0.00"},{"v":0,"d":"0.00"},{"v":0,"d":"0.00"},3.969E-4,1.7346,2,0.000367347,0,0,0,0.98,0.98,0.98,0,0,0,0,0,0,{"v":0,"d":"0.00"},{"v":0,"d":"0.00"},{"v":0,"d":"0.00"},0.8,0,0,0,null,942,null,{"v":1,"d":"100%"},null,null,0,0,0,0,null,1,1,1,0,0,0,null,0,0,0,1,0,0,0,0]
["235120110",null,0,2,35,120,11,11.5,0,0,0,0,1318,0,0,0,{"v":1.46,"d":"1.460"},1.1,1.1,1.1,114,0,0,0,6,0,0,0,{"v":5.7023990584056711E-4,"d":"0.00"},{"v":0,"d":"0.00"},{"v":0,"d":"0.00"},{"v":0,"d":"0.00"},3.969E-4,1.7346,4,0.000574288,0,0,0,0.95,0.95,0.95,0,0,0,0,0,0,{"v":0,"d":"0.00"},{"v":0,"d":"0.00"},{"v":0,"d":"0.00"},1.6,0,0,0,null,1318,null,{"v":1,"d":"100%"},null,null,0,0,0,0,null,1,1,1,0,0,0,null,0,0,0,1,0,0,0,0]
["235120150",null,0,2,35,120,15,16.5,0,0,0,0,1580,0,0,0,1.398,1.08,1.08,1.08,151,0,0,0,8,0,0,0,{"v":4.450897035565486E-4,"d":"0.00"},{"v":0,"d":"0.00"},{"v":0,"d":"0.00"},{"v":0,"d":"0.00"},0.0002083,1.724,2,0.000461829,0,0,0,1.01,1.01,1.01,0,0,0,0,0,0,{"v":0,"d":"0.00"},{"v":0,"d":"0.00"},{"v":0,"d":"0.00"},1.2,0,0,0,null,1580,null,{"v":1,"d":"100%"},null,null,0,0,0,0,null,1,1,1,0,0,0,null,0,0,0,1,0,0,0,0]
["235120160",null,0,2,35,120,16,16.5,0,0,0,0,1950,0,0,0,1.465,1.1,1.1,1.1,167,0,0,0,9,0,0,0,{"v":1.4864509224220453E-3,"d":"0.00"},{"v":0,"d":"0.00"},{"v":0,"d":"0.00"},{"v":0,"d":"0.00"},0.0002083,1.724,4,1.392796E-3,0,0,0,0.95,0.95,0.95,0,0,0,0,0,0,{"v":0,"d":"0.00"},{"v":0,"d":"0.00"},{"v":0,"d":"0.00"},2.4,0,0,0,null,1950,null,{"v":1,"d":"100%"},null,null,0,0,0,0,null,1,1,1,0,0,0,null,0,0,0,1,0,0,0,0]
["235120200",null,0,2,35,120,20,21.5,0,0,0,0,2161,0,0,0,1.399,1.08,1.08,1.08,206,0,0,0,11,0,0,0,{"v":6.1062342310524477E-4,"d":"0.00"},{"v":0,"d":"0.00"},{"v":0,"d":"0.00"},{"v":0,"d":"0.00"},0.0001276,1.7219,2,3.76611E-4,0,0,0,0.95,0.95,0.95,0,0,0,0,0,0,{"v":0,"d":"0.00"},{"v":0,"d":"0.00"},{"v":0,"d":"0.00"},1.6,0,0,0,null,2161,null,{"v":1,"d":"100%"},null,null,0,0,0,0,null,1,1,1,0,0,0,null,0,0,0,1,0,0,0,0]
["235120210",null,0,2,35,120,21,21.5,0,0,0,0,2494,0,0,0,1.481,1.05,1.05,1.05,208,0,0,0,11,0,0,0,{"v":9.3781574441048968E-4,"d":"0.00"},{"v":0,"d":"0.00"},{"v":0,"d":"0.00"},{"v":0,"d":"0.00"},0.0001276,1.7219,4,0.000514201,0,0,0,0.85,0.85,0.85,0,0,0,0,0,0,{"v":0,"d":"0.00"},{"v":0,"d":"0.00"},{"v":0,"d":"0.00"},3.2,0,0,0,null,2494,null,{"v":1,"d":"100%"},null,null,0,0,0,0,null,1,1,1,0,0,0,null,0,0,0,1,0,0,0,0]
["235140100",null,0,2,35,140,10,11.5,0,0,0,0,1099,0,0,0,1.419,1.08,1.08,1.08,102,0,0,0,5,0,0,0,{"v":2.4935299122912926E-4,"d":"0.00"},{"v":0,"d":"0.00"},{"v":0,"d":"0.00"},{"v":0,"d":"0.00"},3.969E-4,1.7346,2,0.000367347,0,0,0,0.98,0.98,0.98,0,0,0,0,0,0,{"v":0,"d":"0.00"},{"v":0,"d":"0.00"},{"v":0,"d":"0.00"},0.9,0,0,0,null,1099,null,{"v":1,"d":"100%"},null,null,0,0,0,0,null,1,1,1,0,0,0,null,0,0,0,1,0,0,0,0]
["235140110",null,0,2,35,140,11,11.5,0,0,0,0,1537,0,0,0,{"v":1.46,"d":"1.460"},1.1,1.1,1.1,133,0,0,0,7,0,0,0,{"v":8.4707262597504039E-4,"d":"0.00"},{"v":0,"d":"0.00"},{"v":0,"d":"0.00"},{"v":0,"d":"0.00"},3.969E-4,1.7346,4,0.000574288,0,0,0,0.95,0.95,0.95,0,0,0,0,0,0,{"v":0,"d":"0.00"},{"v":0,"d":"0.00"},{"v":0,"d":"0.00"},1.9,0,0,0,null,1537,null,{"v":1,"d":"100%"},null,null,0,0,0,0,null,1,1,1,0,0,0,null,0,0,0,1,0,0,0,0]
["235140150",null,0,2,35,140,15,16.5,0,0,0,0,1844,0,0,0,1.398,1.08,1.08,1.08,176,0,0,0,9,0,0,0,{"v":5.9308987855856475E-4,"d":"0.00"},{"v":0,"d":"0.00"},{"v":0,"d":"0.00"},{"v":0,"d":"0.00"},0.0002083,1.724,2,0.000461829,0,0,0,1.01,1.01,1.01,0,0,0,0,0,0,{"v":0,"d":"0.00"},{"v":0,"d":"0.00"},{"v":0,"d":"0.00"},1.4,0,0,0,null,1844,null,{"v":1,"d":"100%"},null,null,0,0,0,0,null,1,1,1,0,0,0,null,0,0,0,1,0,0,0,0]
["235140160",null,0,2,35,140,16,16.5,0,0,0,0,2275,0,0,0,1.465,1.1,1.1,1.1,195,0,0,0,10,0,0,0,{"v":1.9081466028958275E-3,"d":"0.00"},{"v":0,"d":"0.00"},{"v":0,"d":"0.00"},{"v":0,"d":"0.00"},0.0002083,1.724,4,1.392796E-3,0,0,0,0.95,0.95,0.95,0,0,0,0,0,0,{"v":0,"d":"0.00"},{"v":0,"d":"0.00"},{"v":0,"d":"0.00"},2.8,0,0,0,null,2275,null,{"v":1,"d":"100%"},null,null,0,0,0,0,null,1,1,1,0,0,0,null,0,0,0,1,0,0,0,0]
["235140200",null,0,2,35,140,20,21.5,0,0,0,0,2421,0,0,0,1.399,1.08,1.08,1.08,231,0,0,0,12,0,0,0,{"v":7.5811449276291635E-4,"d":"0.00"},{"v":0,"d":"0.00"},{"v":0,"d":"0.00"},{"v":0,"d":"0.00"},0.0001276,1.7219,2,3.76611E-4,0,0,0,0.95,0.95,0.95,0,0,0,0,0,0,{"v":0,"d":"0.00"},{"v":0,"d":"0.00"},{"v":0,"d":"0.00"},1.9,0,0,0,null,2421,null,{"v":1,"d":"100%"},null,null,0,0,0,0,null,1,1,1,0,0,0,null,0,0,0,1,0,0,0,0]
["235140210",null,0,2,35,140,21,21.5,0,0,0,0,2909,0,0,0,1.481,1.05,1.05,1.05,242,0,0,0,12,0,0,0,{"v":1.1789225503258329E-3,"d":"0.00"},{"v":0,"d":"0.00"},{"v":0,"d":"0.00"},{"v":0,"d":"0.00"},0.0001276,1.7219,4,0.000514201,0,0,0,0.85,0.85,0.85,0,0,0,0,0,0,{"v":0,"d":"0.00"},{"v":0,"d":"0.00"},{"v":0,"d":"0.00"},3.7,0,0,0,null,2909,null,{"v":1,"d":"100%"},null,null,0,0,0,0,null,1,1,1,0,0,0,null,0,0,0,1,0,0,0,0]
["235160100",null,0,2,35,160,10,11.5,0,0,0,0,1256,0,0,0,1.419,1.08,1.08,1.08,116,0,0,0,6,0,0,0,{"v":3.8304267348705762E-4,"d":"0.00"},{"v":0,"d":"0.00"},{"v":0,"d":"0.00"},{"v":0,"d":"0.00"},3.969E-4,1.7346,2,0.000367347,0,0,0,0.98,0.98,0.98,0,0,0,0,0,0,{"v":0,"d":"0.00"},{"v":0,"d":"0.00"},{"v":0,"d":"0.00"},1.1,0,0,0,null,1256,null,{"v":1,"d":"100%"},null,null,0,0,0,0,null,1,1,1,0,0,0,null,0,0,0,1,0,0,0,0]
["235160110",null,0,2,35,160,11,11.5,0,0,0,0,1757,0,0,0,{"v":1.46,"d":"1.460"},1.1,1.1,1.1,152,0,0,0,8,0,0,0,{"v":1.1950818439122987E-3,"d":"0.00"},{"v":0,"d":"0.00"},{"v":0,"d":"0.00"},{"v":0,"d":"0.00"},3.969E-4,1.7346,4,0.000574288,0,0,0,0.95,0.95,0.95,0,0,0,0,0,0,{"v":0,"d":"0.00"},{"v":0,"d":"0.00"},{"v":0,"d":"0.00"},2.1,0,0,0,null,1757,null,{"v":1,"d":"100%"},null,null,0,0,0,0,null,1,1,1,0,0,0,null,0,0,0,1,0,0,0,0]
["235160150",null,0,2,35,160,15,16.5,0,0,0,0,2107,0,0,0,1.398,1.08,1.08,1.08,202,0,0,0,10,0,0,0,{"v":7.6744460843006571E-4,"d":"0.00"},{"v":0,"d":"0.00"},{"v":0,"d":"0.00"},{"v":0,"d":"0.00"},0.0002083,1.724,2,0.000461829,0,0,0,1.01,1.01,1.01,0,0,0,0,0,0,{"v":0,"d":"0.00"},{"v":0,"d":"0.00"},{"v":0,"d":"0.00"},1.6,0,0,0,null,2107,null,{"v":1,"d":"100%"},null,null,0,0,0,0,null,1,1,1,0,0,0,null,0,0,0,1,0,0,0,0]
["235160160",null,0,2,35,160,16,16.5,0,0,0,0,2600,0,0,0,1.465,1.1,1.1,1.1,222,0,0,0,11,0,0,0,{"v":0.002393737766066885,"d":"0.00"},{"v":0,"d":"0.00"},{"v":0,"d":"0.00"},{"v":0,"d":"0.00"},0.0002083,1.724,4,1.392796E-3,0,0,0,0.95,0.95,0.95,0,0,0,0,0,0,{"v":0,"d":"0.00"},{"v":0,"d":"0.00"},{"v":0,"d":"0.00"},3.2,0,0,0,null,2600,null,{"v":1,"d":"100%"},null,null,0,0,0,0,null,1,1,1,0,0,0,null,0,0,0,1,0,0,0,0]
["235160200",null,0,2,35,160,20,21.5,0,0,0,0,2882,0,0,0,1.399,1.08,1.08,1.08,275,0,0,0,14,0,0,0,{"v":1.0659933254710534E-3,"d":"0.00"},{"v":0,"d":"0.00"},{"v":0,"d":"0.00"},{"v":0,"d":"0.00"},0.0001276,1.7219,2,3.76611E-4,0,0,0,0.95,0.95,0.95,0,0,0,0,0,0,{"v":0,"d":"0.00"},{"v":0,"d":"0.00"},{"v":0,"d":"0.00"},2.1,0,0,0,null,2882,null,{"v":1,"d":"100%"},null,null,0,0,0,0,null,1,1,1,0,0,0,null,0,0,0,1,0,0,0,0]
["235160210",null,0,2,35,160,21,21.5,0,0,0,0,3325,0,0,0,1.481,1.05,1.05,1.05,277,0,0,0,14,0,0,0,{"v":1.6728751141421067E-3,"d":"0.00"},{"v":0,"d":"0.00"},{"v":0,"d":"0.00"},{"v":0,"d":"0.00"},0.0001276,1.7219,4,0.000514201,0,0,0,0.85,0.85,0.85,0,0,0,0,0,0,{"v":0,"d":"0.00"},{"v":0,"d":"0.00"},{"v":0,"d":"0.00"},4.3,0,0,0,null,3325,null,{"v":1,"d":"100%"},null,null,0,0,0,0,null,1,1,1,0,0,0,null,0,0,0,1,0,0,0,0]
["235180100",null,0,2,35,180,10,11.5,0,0,0,0,1413,0,0,0,1.419,1.08,1.08,1.08,131,0,0,0,7,0,0,0,{"v":5.5302105606762212E-4,"d":"0.00"},{"v":0,"d":"0.00"},{"v":0,"d":"0.00"},{"v":0,"d":"0.00"},3.969E-4,1.7346,2,0.000367347,0,0,0,0.98,0.98,0.98,0,0,0,0,0,0,{"v":0,"d":"0.00"},{"v":0,"d":"0.00"},{"v":0,"d":"0.00"},1.2,0,0,0,null,1413,null,{"v":1,"d":"100%"},null,null,0,0,0,0,null,1,1,1,0,0,0,null,0,0,0,1,0,0,0,0]
["235180110",null,0,2,35,180,11,11.5,0,0,0,0,1976,0,0,0,{"v":1.46,"d":"1.460"},1.1,1.1,1.1,170,0,0,0,9,0,0,0,{"v":1.6206837431283108E-3,"d":"0.00"},{"v":0,"d":"0.00"},{"v":0,"d":"0.00"},{"v":0,"d":"0.00"},3.969E-4,1.7346,4,0.000574288,0,0,0,0.95,0.95,0.95,0,0,0,0,0,0,{"v":0,"d":"0.00"},{"v":0,"d":"0.00"},{"v":0,"d":"0.00"},2.4,0,0,0,null,1976,null,{"v":1,"d":"100%"},null,null,0,0,0,0,null,1,1,1,0,0,0,null,0,0,0,1,0,0,0,0]
["235180150",null,0,2,35,180,15,16.5,0,0,0,0,2371,0,0,0,1.398,1.08,1.08,1.08,227,0,0,0,12,0,0,0,{"v":1.1420920749007203E-3,"d":"0.00"},{"v":0,"d":"0.00"},{"v":0,"d":"0.00"},{"v":0,"d":"0.00"},0.0002083,1.724,2,0.000461829,0,0,0,1.01,1.01,1.01,0,0,0,0,0,0,{"v":0,"d":"0.00"},{"v":0,"d":"0.00"},{"v":0,"d":"0.00"},1.8,0,0,0,null,2371,null,{"v":1,"d":"100%"},null,null,0,0,0,0,null,1,1,1,0,0,0,null,0,0,0,1,0,0,0,0]
["235180160",null,0,2,35,180,16,16.5,0,0,0,0,2925,0,0,0,1.465,1.1,1.1,1.1,250,0,0,0,13,0,0,0,{"v":3.4325818243870782E-3,"d":"0.00"},{"v":0,"d":"0.00"},{"v":0,"d":"0.00"},{"v":0,"d":"0.00"},0.0002083,1.724,4,1.392796E-3,0,0,0,0.95,0.95,0.95,0,0,0,0,0,0,{"v":0,"d":"0.00"},{"v":0,"d":"0.00"},{"v":0,"d":"0.00"},3.6,0,0,0,null,2925,null,{"v":1,"d":"100%"},null,null,0,0,0,0,null,1,1,1,0,0,0,null,0,0,0,1,0,0,0,0]
["235180200",null,0,2,35,180,20,21.5,0,0,0,0,3242,0,0,0,1.399,1.08,1.08,1.08,310,0,0,0,16,0,0,0,{"v":1.4352313051118886E-3,"d":"0.00"},{"v":0,"d":"0.00"},{"v":0,"d":"0.00"},{"v":0,"d":"0.00"},0.0001276,1.7219,2,3.76611E-4,0,0,0,0.95,0.95,0.95,0,0,0,0,0,0,{"v":0,"d":"0.00"},{"v":0,"d":"0.00"},{"v":0,"d":"0.00"},2.4,0,0,0,null,3242,null,{"v":1,"d":"100%"},null,null,0,0,0,0,null,1,1,1,0,0,0,null,0,0,0,1,0,0,0,0]
["235180210",null,0,2,35,180,21,21.5,0,0,0,0,3740,0,0,0,1.481,1.05,1.05,1.05,311,0,0,0,16,0,0,0,{"v":2.2708067254237777E-3,"d":"0.00"},{"v":0,"d":"0.00"},{"v":0,"d":"0.00"},{"v":0,"d":"0.00"},0.0001276,1.7219,4,0.000514201,0,0,0,0.85,0.85,0.85,0,0,0,0,0,0,{"v":0,"d":"0.00"},{"v":0,"d":"0.00"},{"v":0,"d":"0.00"},4.8,0,0,0,null,3740,null,{"v":1,"d":"100%"},null,null,0,0,0,0,null,1,1,1,0,0,0,null,0,0,0,1,0,0,0,0]
["235200100",null,0,2,35,200,10,11.5,0,0,0,0,1570,0,0,0,1.419,1.08,1.08,1.08,145,0,0,0,7,0,0,0,{"v":5.9850668730767307E-4,"d":"0.00"},{"v":0,"d":"0.00"},{"v":0,"d":"0.00"},{"v":0,"d":"0.00"},3.969E-4,1.7346,2,0.000367347,0,0,0,0.98,0.98,0.98,0,0,0,0,0,0,{"v":0,"d":"0.00"},{"v":0,"d":"0.00"},{"v":0,"d":"0.00"},1.3,0,0,0,null,1570,null,{"v":1,"d":"100%"},null,null,0,0,0,0,null,1,1,1,0,0,0,null,0,0,0,1,0,0,0,0]
["235200110",null,0,2,35,200,11,11.5,0,0,0,0,2196,0,0,0,{"v":1.46,"d":"1.460"},1.1,1.1,1.1,189,0,0,0,10,0,0,0,{"v":2.13007699353115E-3,"d":"0.00"},{"v":0,"d":"0.00"},{"v":0,"d":"0.00"},{"v":0,"d":"0.00"},3.969E-4,1.7346,4,0.000574288,0,0,0,0.95,0.95,0.95,0,0,0,0,0,0,{"v":0,"d":"0.00"},{"v":0,"d":"0.00"},{"v":0,"d":"0.00"},2.7,0,0,0,null,2196,null,{"v":1,"d":"100%"},null,null,0,0,0,0,null,1,1,1,0,0,0,null,0,0,0,1,0,0,0,0]
["235200150",null,0,2,35,200,15,16.5,0,0,0,0,2634,0,0,0,1.398,1.08,1.08,1.08,252,0,0,0,13,0,0,0,{"v":1.3957828243202953E-3,"d":"0.00"},{"v":0,"d":"0.00"},{"v":0,"d":"0.00"},{"v":0,"d":"0.00"},0.0002083,1.724,2,0.000461829,0,0,0,1.01,1.01,1.01,0,0,0,0,0,0,{"v":0,"d":"0.00"},{"v":0,"d":"0.00"},{"v":0,"d":"0.00"},{"v":2,"d":"2.0"},0,0,0,null,2634,null,{"v":1,"d":"100%"},null,null,0,0,0,0,null,1,1,1,0,0,0,null,0,0,0,1,0,0,0,0]
["235200160",null,0,2,35,200,16,16.5,0,0,0,0,3250,0,0,0,1.465,1.1,1.1,1.1,278,0,0,0,14,0,0,0,{"v":0.004109047780808721,"d":"0.00"},{"v":0,"d":"0.00"},{"v":0,"d":"0.00"},{"v":0,"d":"0.00"},0.0002083,1.724,4,1.392796E-3,0,0,0,0.95,0.95,0.95,0,0,0,0,0,0,{"v":0,"d":"0.00"},{"v":0,"d":"0.00"},{"v":0,"d":"0.00"},{"v":4,"d":"4.0"},0,0,0,null,3250,null,{"v":1,"d":"100%"},null,null,0,0,0,0,null,1,1,1,0,0,0,null,0,0,0,1,0,0,0,0]
["235200200",null,0,2,35,200,20,21.5,0,0,0,0,3602,0,0,0,1.399,1.08,1.08,1.08,344,0,0,0,18,0,0,0,{"v":0.0018690064688193,"d":"0.00"},{"v":0,"d":"0.00"},{"v":0,"d":"0.00"},{"v":0,"d":"0.00"},0.0001276,1.7219,2,3.76611E-4,0,0,0,0.95,0.95,0.95,0,0,0,0,0,0,{"v":0,"d":"0.00"},{"v":0,"d":"0.00"},{"v":0,"d":"0.00"},2.7,0,0,0,null,3602,null,{"v":1,"d":"100%"},null,null,0,0,0,0,null,1,1,1,0,0,0,null,0,0,0,1,0,0,0,0]
["235200210",null,0,2,35,200,21,21.5,0,0,0,0,4156,0,0,0,1.481,1.05,1.05,1.05,346,0,0,0,18,0,0,0,{"v":2.9790734584386005E-3,"d":"0.00"},{"v":0,"d":"0.00"},{"v":0,"d":"0.00"},{"v":0,"d":"0.00"},0.0001276,1.7219,4,0.000514201,0,0,0,0.85,0.85,0.85,0,0,0,0,0,0,{"v":0,"d":"0.00"},{"v":0,"d":"0.00"},{"v":0,"d":"0.00"},5.3,0,0,0,null,4156,null,{"v":1,"d":"100%"},null,null,0,0,0,0,null,1,1,1,0,0,0,null,0,0,0,1,0,0,0,0]
["235220100",null,0,2,35,220,10,11.5,0,0,0,0,1727,0,0,0,1.419,1.08,1.08,1.08,160,0,0,0,8,0,0,0,{"v":0.000819867954472145,"d":"0.00"},{"v":0,"d":"0.00"},{"v":0,"d":"0.00"},{"v":0,"d":"0.00"},3.969E-4,1.7346,2,0.000367347,0,0,0,0.98,0.98,0.98,0,0,0,0,0,0,{"v":0,"d":"0.00"},{"v":0,"d":"0.00"},{"v":0,"d":"0.00"},1.5,0,0,0,null,1727,null,{"v":1,"d":"100%"},null,null,0,0,0,0,null,1,1,1,0,0,0,null,0,0,0,1,0,0,0,0]
["235220110",null,0,2,35,220,11,11.5,0,0,0,0,2416,0,0,0,{"v":1.46,"d":"1.460"},1.1,1.1,1.1,208,0,0,0,11,0,0,0,{"v":0.002729274028264044,"d":"0.00"},{"v":0,"d":"0.00"},{"v":0,"d":"0.00"},{"v":0,"d":"0.00"},3.969E-4,1.7346,4,0.000574288,0,0,0,0.95,0.95,0.95,0,0,0,0,0,0,{"v":0,"d":"0.00"},{"v":0,"d":"0.00"},{"v":0,"d":"0.00"},2.9,0,0,0,null,2416,null,{"v":1,"d":"100%"},null,null,0,0,0,0,null,1,1,1,0,0,0,null,0,0,0,1,0,0,0,0]
["235220150",null,0,2,35,220,15,16.5,0,0,0,0,2897,0,0,0,1.398,1.08,1.08,1.08,277,0,0,0,14,0,0,0,{"v":1.6812140366703479E-3,"d":"0.00"},{"v":0,"d":"0.00"},{"v":0,"d":"0.00"},{"v":0,"d":"0.00"},0.0002083,1.724,2,0.000461829,0,0,0,1.01,1.01,1.01,0,0,0,0,0,0,{"v":0,"d":"0.00"},{"v":0,"d":"0.00"},{"v":0,"d":"0.00"},2.2,0,0,0,null,2897,null,{"v":1,"d":"100%"},null,null,0,0,0,0,null,1,1,1,0,0,0,null,0,0,0,1,0,0,0,0]
["235220160",null,0,2,35,220,16,16.5,0,0,0,0,3575,0,0,0,1.465,1.1,1.1,1.1,306,0,0,0,16,0,0,0,{"v":0.005493654015154816,"d":"0.01"},{"v":0,"d":"0.00"},{"v":0,"d":"0.00"},{"v":0,"d":"0.00"},0.0002083,1.724,4,1.392796E-3,0,0,0,0.95,0.95,0.95,0,0,0,0,0,0,{"v":0,"d":"0.00"},{"v":0,"d":"0.00"},{"v":0,"d":"0.00"},4.4,0,0,0,null,3575,null,{"v":1,"d":"100%"},null,null,0,0,0,0,null,1,1,1,0,0,0,null,0,0,0,1,0,0,0,0]
["235220200",null,0,2,35,220,20,21.5,0,0,0,0,3962,0,0,0,1.399,1.08,1.08,1.08,379,0,0,0,20,0,0,0,{"v":2.3703889964330907E-3,"d":"0.00"},{"v":0,"d":"0.00"},{"v":0,"d":"0.00"},{"v":0,"d":"0.00"},0.0001276,1.7219,2,3.76611E-4,0,0,0,0.95,0.95,0.95,0,0,0,0,0,0,{"v":0,"d":"0.00"},{"v":0,"d":"0.00"},{"v":0,"d":"0.00"},2.9,0,0,0,null,3962,null,{"v":1,"d":"100%"},null,null,0,0,0,0,null,1,1,1,0,0,0,null,0,0,0,1,0,0,0,0]
["235220210",null,0,2,35,220,21,21.5,0,0,0,0,4572,0,0,0,1.481,1.05,1.05,1.05,381,0,0,0,20,0,0,0,{"v":0.003803815672866181,"d":"0.00"},{"v":0,"d":"0.00"},{"v":0,"d":"0.00"},{"v":0,"d":"0.00"},0.0001276,1.7219,4,0.000514201,0,0,0,0.85,0.85,0.85,0,0,0,0,0,0,{"v":0,"d":"0.00"},{"v":0,"d":"0.00"},{"v":0,"d":"0.00"},5.9,0,0,0,null,4572,null,{"v":1,"d":"100%"},null,null,0,0,0,0,null,1,1,1,0,0,0,null,0,0,0,1,0,0,0,0]
["235240100",null,0,2,35,240,10,11.5,0,0,0,0,1884,0,0,0,1.419,1.08,1.08,1.08,174,0,0,0,9,0,0,0,{"v":1.0850240290381247E-3,"d":"0.00"},{"v":0,"d":"0.00"},{"v":0,"d":"0.00"},{"v":0,"d":"0.00"},3.969E-4,1.7346,2,0.000367347,0,0,0,0.98,0.98,0.98,0,0,0,0,0,0,{"v":0,"d":"0.00"},{"v":0,"d":"0.00"},{"v":0,"d":"0.00"},1.6,0,0,0,null,1884,null,{"v":1,"d":"100%"},null,null,0,0,0,0,null,1,1,1,0,0,0,null,0,0,0,1,0,0,0,0]
["235240110",null,0,2,35,240,11,11.5,0,0,0,0,2635,0,0,0,{"v":1.46,"d":"1.460"},1.1,1.1,1.1,227,0,0,0,12,0,0,0,{"v":3.4241250714071637E-3,"d":"0.00"},{"v":0,"d":"0.00"},{"v":0,"d":"0.00"},{"v":0,"d":"0.00"},3.969E-4,1.7346,4,0.000574288,0,0,0,0.95,0.95,0.95,0,0,0,0,0,0,{"v":0,"d":"0.00"},{"v":0,"d":"0.00"},{"v":0,"d":"0.00"},3.2,0,0,0,null,2635,null,{"v":1,"d":"100%"},null,null,0,0,0,0,null,1,1,1,0,0,0,null,0,0,0,1,0,0,0,0]
["235240150",null,0,2,35,240,15,16.5,0,0,0,0,3161,0,0,0,1.398,1.08,1.08,1.08,303,0,0,0,16,0,0,0,{"v":2.2555877425152883E-3,"d":"0.00"},{"v":0,"d":"0.00"},{"v":0,"d":"0.00"},{"v":0,"d":"0.00"},0.0002083,1.724,2,0.000461829,0,0,0,1.01,1.01,1.01,0,0,0,0,0,0,{"v":0,"d":"0.00"},{"v":0,"d":"0.00"},{"v":0,"d":"0.00"},2.4,0,0,0,null,3161,null,{"v":1,"d":"100%"},null,null,0,0,0,0,null,1,1,1,0,0,0,null,0,0,0,1,0,0,0,0]
["235240160",null,0,2,35,240,16,16.5,0,0,0,0,3900,0,0,0,1.465,1.1,1.1,1.1,334,0,0,0,17,0,0,0,{"v":6.3802903320982806E-3,"d":"0.01"},{"v":0,"d":"0.00"},{"v":0,"d":"0.00"},{"v":0,"d":"0.00"},0.0002083,1.724,4,1.392796E-3,0,0,0,0.95,0.95,0.95,0,0,0,0,0,0,{"v":0,"d":"0.00"},{"v":0,"d":"0.00"},{"v":0,"d":"0.00"},4.8,0,0,0,null,3900,null,{"v":1,"d":"100%"},null,null,0,0,0,0,null,1,1,1,0,0,0,null,0,0,0,1,0,0,0,0]
["235240200",null,0,2,35,240,20,21.5,0,0,0,0,4322,0,0,0,1.399,1.08,1.08,1.08,413,0,0,0,21,0,0,0,{"v":0.002694664016189522,"d":"0.00"},{"v":0,"d":"0.00"},{"v":0,"d":"0.00"},{"v":0,"d":"0.00"},{"$f":"IF($G458=$CO$103,CP$103,IF($G458=$CO$104,CP$104,IF($G458=$CO$105,CP$105,IF($G458=$CO$107,CP$107,IF($G458=$CO$108,CP$108,IF($G458=$CO$109,CP$109,IF($G458=$CO$111,CP$111,IF($G458=$CO$112,CP$112,IF($G458=$CO$113,CP$113,IF($G458=$CO$115,CP$115,IF($G458=$CO$116,CP$116,IF($G458=$CO$117,CP$117,IF($G458=$CO$119,CP$119,IF($G458=$CO$120,CP$120,))))))))))))))","v":0.0001276},{"$f":"IF($G458=$CO$103,CQ$103,IF($G458=$CO$104,CQ$104,IF($G458=$CO$105,CQ$105,IF($G458=$CO$107,CQ$107,IF($G458=$CO$108,CQ$108,IF($G458=$CO$109,CQ$109,IF($G458=$CO$111,CQ$111,IF($G458=$CO$112,CQ$112,IF($G458=$CO$113,CQ$113,IF($G458=$CO$115,CQ$115,IF($G458=$CO$116,CQ$116,IF($G458=$CO$117,CQ$117,IF($G458=$CO$119,CQ$119,IF($G458=$CO$120,CQ$120,))))))))))))))","v":1.7219},{"$f":"IF($G458=$CO$103,CR$103,IF($G458=$CO$104,CR$104,IF($G458=$CO$105,CR$105,IF($G458=$CO$107,CR$107,IF($G458=$CO$108,CR$108,IF($G458=$CO$109,CR$109,IF($G458=$CO$111,CR$111,IF($G458=$CO$112,CR$112,IF($G458=$CO$113,CR$113,IF($G458=$CO$115,CR$115,IF($G458=$CO$116,CR$116,IF($G458=$CO$117,CR$117,IF($G458=$CO$119,CR$119,IF($G458=$CO$120,CR$120,))))))))))))))","v":2},{"$f":"IF($G458=$CO$103,CS$103,IF($G458=$CO$104,CS$104,IF($G458=$CO$105,CS$105,IF($G458=$CO$107,CS$107,IF($G458=$CO$108,CS$108,IF($G458=$CO$109,CS$109,IF($G458=$CO$111,CS$111,IF($G458=$CO$112,CS$112,IF($G458=$CO$113,CS$113,IF($G458=$CO$115,CS$115,IF($G458=$CO$116,CS$116,IF($G458=$CO$117,CS$117,IF($G458=$CO$119,CS$119,IF($G458=$CO$120,CS$120,))))))))))))))","v":3.76611E-4},0,0,0,0.95,0.95,0.95,0,0,0,0,0,0,{"v":0,"d":"0.00"},{"v":0,"d":"0.00"},{"v":0,"d":"0.00"},{"$f":"ROUND(IF(G458=10,$CO$92*F458,IF(G458=11,$CO$93*F458,IF(G458=15,$CO$94*F458,IF(G458=16,$CO$95*F458,IF(G458=20,$CO$96*F458,IF(G458=21,$CO$97*F458,)))))),1)","v":3.2},0,0,0,null,4322,null,{"$f":"IF(C458=0,1,IF(G458=10,0.9,IF(G458=11,0.68,IF(G458=15,0.8,IF(G458=16,0.68,IF(G458=20,0.8,IF(G458=21,0.8)))))))","v":{"v":1,"d":"100%"}},null,null,0,0,0,0,null,{"$f":"IF((237.3*LN(($AV$1*EXP(17.27*($AS$3/($AS$3+237.3))))))/(17.27-LN(($AV$1*EXP(17.27*($AS$3/($AS$3+237.3))))))<(($AS$1+$AS$2)/2),1,IF(1/(1+((2258*((0.622/((101325/(1*611*EXP(17.27*((($AS$1+$AS$2)/2)/((($AS$1+$AS$2)/2)+237.3))))))-1)*1000-(0.622/((101325/($AV$1*611*EXP(17.27*($AS$3/($AS$3+237.3))))))-1)*1000))/(1005*((($AS$1+$AS$2)/2)-$AS$3))))>1,1,1/(1+((2258*((0.622/((101325/(1*611*EXP(17.27*((($AT$1+$AT$2)/2)/((($AT$1+$AT$2)/2)+237.3))))))-1)*1000-(0.622/((101325/($AV$1*611*EXP(17.27*($AT$3/($AT$3+237.3))))))-1)*1000))/(1005*((($AT$1+$AT$2)/2)-$AT$3))))))","v":1},1,1,{"$f":"AQ458/BO458","v":0},{"$f":"AR458/BP458","v":0},{"$f":"AS458/BQ458","v":0},null,{"$f":"BR458-AQ458","v":0},{"$f":"BS458-AR458","v":0},{"$f":"BT458-AS458","v":0},1,0,0,0,0]
["235240210",null,0,2,35,240,21,21.5,0,0,0,0,4987,0,0,0,1.481,1.05,1.05,1.05,{"$f":"ROUND(M459*POWER((($S$1-$S$2)/LN(($S$1-$S$3)/($S$2-$S$3)))/((75-65)/LN((75-20)/(65-20))),Q459),0)","v":415},{"$f":"ROUND(N459*POWER((($S$1-$S$2)/LN(($S$1-$S$3)/($S$2-$S$3)))/((75-65)/LN((75-20)/(65-20))),R459),0)","v":0},{"$f":"ROUND(O459*POWER((($S$1-$S$2)/LN(($S$1-$S$3)/($S$2-$S$3)))/((75-65)/LN((75-20)/(65-20))),S459),0)","v":0},{"$f":"ROUND(P459*POWER((($S$1-$S$2)/LN(($S$1-$S$3)/($S$2-$S$3)))/((75-65)/LN((75-20)/(65-20))),T459),0)","v":0},{"$f":"ROUND(U459*3600/(4186*ABS($S$1-$S$2)),0)","v":21},{"$f":"ROUND(V459*3600/(4186*ABS($S$1-$S$2)),0)","v":0},{"$f":"ROUND(W459*3600/(4186*ABS($S$1-$S$2)),0)","v":0},{"$f":"ROUND(X459*3600/(4186*ABS($S$1-$S$2)),0)","v":0},{"$f":"(($AG459*(Y459^$AH459)*((($F459-14.4)*$AI459)/100))+($AJ459*(Y459^2)))*0.0098","v":{"v":0.004356327074579045,"d":"0.00"}},{"$f":"(($AG459*(Z459^$AH459)*((($F459-14.4)*$AI459)/100))+($AJ459*(Z459^2)))*0.0098","v":{"v":0,"d":"0.00"}},{"$f":"(($AG459*(AA459^$AH459)*((($F459-14.4)*$AI459)/100))+($AJ459*(AA459^2)))*0.0098","v":{"v":0,"d":"0.00"}},{"$f":"(($AG459*(AB459^$AH459)*((($F459-14.4)*$AI459)/100))+($AJ459*(AB459^2)))*0.0098","v":{"v":0,"d":"0.00"}},0.0001276,1.7219,4,0.000514201,0,0,0,{"$f":"IF($G459=10,0.98,IF($G459=11,0.95,IF($G459=15,1.01,IF($G459=16,0.95,IF($G459=20,0.95,IF($G459=21,0.85))))))","v":0.85},0.85,0.85,{"$f":"ROUND(AK459*POWER((($AT$1-$AT$2)/LN(($AT$1-$AT$3)/($AT$2-$AT$3)))/((16-18)/LN((16-27)/(18-27))),AN459),0)","v":0},{"$f":"ROUND(AL459*POWER((($AT$1-$AT$2)/LN(($AT$1-$AT$3)/($AT$2-$AT$3)))/((16-18)/LN((16-27)/(18-27))),AO459),0)","v":0},{"$f":"ROUND(AM459*POWER((($AT$1-$AT$2)/LN(($AT$1-$AT$3)/($AT$2-$AT$3)))/((16-18)/LN((16-27)/(18-27))),AP459),0)","v":0},{"$f":"ROUND(AQ459*3600/(4186*ABS($AT$1-$AT$2)),0)","v":0},{"$f":"ROUND(AR459*3600/(4186*ABS($AT$1-$AT$2)),0)","v":0},{"$f":"ROUND(AS459*3600/(4186*ABS($AT$1-$AT$2)),0)","v":0},{"$f":"(($AG459*(AT459^$AH459)*((($F459-14.4)*$AI459)/100))+($AJ459*(AT459^2)))*0.0098","v":{"v":0,"d":"0.00"}},{"$f":"(($AG459*(AU459^$AH459)*((($F459-14.4)*$AI459)/100))+($AJ459*(AU459^2)))*0.0098","v":{"v":0,"d":"0.00"}},{"$f":"(($AG459*(AV459^$AH459)*((($F459-14.4)*$AI459)/100))+($AJ459*(AV459^2)))*0.0098","v":{"v":0,"d":"0.00"}},6.4,0,0,0,null,4987,null,{"v":1,"d":"100%"},null,null,0,0,0,0,null,1,1,1,0,0,0,null,0,0,0,1,0,0,0,0]
["235260100",null,0,2,35,260,10,11.5,0,0,0,0,2041,0,0,0,1.419,{"$f":"IF($G460=10,1.08,IF($G460=11,1.1,IF($G460=15,1.08,IF($G460=16,1.1,IF($G460=20,1.08,IF($G460=21,1.05))))))","v":1.08},1.08,1.08,189,0,0,0,10,0,0,0,{"v":1.3969684852889292E-3,"d":"0.00"},{"v":0,"d":"0.00"},{"v":0,"d":"0.00"},{"v":0,"d":"0.00"},3.969E-4,1.7346,2,0.000367347,0,0,0,0.98,0.98,0.98,0,0,0,0,0,0,{"v":0,"d":"0.00"},{"v":0,"d":"0.00"},{"v":0,"d":"0.00"},1.7,0,0,0,null,2041,null,{"v":1,"d":"100%"},null,null,0,0,0,0,null,1,1,1,0,0,0,null,0,0,0,1,0,0,0,0]
["235260110",null,0,2,35,260,11,11.5,0,0,0,0,2855,0,0,0,{"v":1.46,"d":"1.460"},1.1,1.1,1.1,246,0,0,0,13,0,0,0,{"v":4.22033711844985E-3,"d":"0.00"},{"v":0,"d":"0.00"},{"v":0,"d":"0.00"},{"v":0,"d":"0.00"},3.969E-4,1.7346,4,0.000574288,0,0,0,0.95,0.95,0.95,0,0,0,0,0,0,{"v":0,"d":"0.00"},{"v":0,"d":"0.00"},{"v":0,"d":"0.00"},3.5,0,0,0,null,2855,null,{"v":1,"d":"100%"},null,null,0,0,0,0,null,1,1,1,0,0,0,null,0,0,0,1,0,0,0,0]
["235260150",null,0,2,35,260,15,16.5,0,0,0,0,{"$f":"BE462*BG462","v":3424},0,0,0,1.398,1.08,1.08,1.08,328,0,0,0,17,0,0,0,{"v":0.002633760435601015,"d":"0.00"},{"v":0,"d":"0.00"},{"v":0,"d":"0.00"},{"v":0,"d":"0.00"},0.0002083,1.724,2,0.000461829,0,0,0,1.01,1.01,1.01,0,0,0,0,0,0,{"v":0,"d":"0.00"},{"v":0,"d":"0.00"},{"v":0,"d":"0.00"},2.6,0,0,0,null,3424,null,{"v":1,"d":"100%"},null,null,0,0,0,0,null,1,1,1,0,0,0,null,0,0,0,{"$f":"IF(SUM(BV462:BX462)=0,1,0)","v":1},0,0,0,0]
["235260160",null,0,2,35,260,16,16.5,0,0,0,0,4255,0,0,0,{"$f":"IF(E463=20,IF(G463=10,1.436,IF(G463=15,1.424,IF(G463=20,1.425,))),IF(E463=35,IF(G463=10,1.419,IF(G463=11,1.46,IF(G463=15,1.398,IF(G463=16,1.465,IF(G463=20,1.399,IF(G463=21,1.481,1)))))),IF(E463=50,IF(G463=10,1.402,IF(G463=11,1.455,IF(G463=15,1.372,IF(G463=16,1.463,IF(G463=20,1.373,IF(G463=21,1.486,1)))))),IF(E463=65,IF(G463=10,1.385,IF(G463=11,1.45,IF(G463=15,1.345,IF(G463=16,1.46,IF(G463=20,1.348,IF(G463=21,1.49,1)))))),IF(E463=95,IF(G463=10,1.35,IF(G463=11,1.441,IF(G463=15,1.293,IF(G463=16,1.455,IF(G463=20,1.296,IF(G463=21,1.499,1)))))),\"ERROR\")))))","v":1.465},1.1,1.1,1.1,364,0,0,0,19,0,0,0,{"v":0.008139429035843615,"d":"0.01"},{"v":0,"d":"0.00"},{"v":0,"d":"0.00"},{"v":0,"d":"0.00"},0.0002083,1.724,4,1.392796E-3,0,0,0,0.95,0.95,0.95,0,0,0,0,0,0,{"v":0,"d":"0.00"},{"v":0,"d":"0.00"},{"v":0,"d":"0.00"},5.2,0,0,0,null,4255,null,{"v":1,"d":"100%"},null,null,0,0,0,0,null,1,1,1,0,0,0,null,0,0,0,1,0,0,0,0]
["235260200",null,0,2,35,260,20,21.5,0,0,0,0,4683,0,0,0,1.399,1.08,1.08,1.08,447,0,0,0,23,0,0,0,{"v":3.3110350637120443E-3,"d":"0.00"},{"v":0,"d":"0.00"},{"v":0,"d":"0.00"},{"v":0,"d":"0.00"},0.0001276,1.7219,2,3.76611E-4,0,0,0,0.95,0.95,0.95,0,0,0,0,0,0,{"v":0,"d":"0.00"},{"v":0,"d":"0.00"},{"v":0,"d":"0.00"},3.5,0,0,0,null,4683,null,{"v":1,"d":"100%"},null,null,0,0,0,0,null,1,1,1,0,0,0,null,0,0,0,1,0,0,0,0]
["235260210",null,0,2,35,260,21,21.5,0,0,0,0,5403,0,0,0,1.481,1.05,1.05,1.05,450,0,0,0,23,0,0,0,{"v":5.3829374592240875E-3,"d":"0.01"},{"v":0,"d":"0.00"},{"v":0,"d":"0.00"},{"v":0,"d":"0.00"},0.0001276,1.7219,4,0.000514201,0,0,0,0.85,0.85,0.85,0,0,0,0,0,0,{"v":0,"d":"0.00"},{"v":0,"d":"0.00"},{"v":0,"d":"0.00"},6.9,0,0,0,null,5403,null,{"v":1,"d":"100%"},null,null,0,0,0,0,null,1,1,1,0,0,0,null,0,0,0,1,0,0,0,0]
["235280100",null,0,2,35,280,10,11.5,0,0,0,0,2198,0,0,0,1.419,1.08,1.08,1.08,203,0,0,0,10,0,0,0,{"v":1.4814121681300469E-3,"d":"0.00"},{"v":0,"d":"0.00"},{"v":0,"d":"0.00"},{"v":0,"d":"0.00"},3.969E-4,1.7346,2,0.000367347,0,0,0,0.98,0.98,0.98,0,0,0,0,0,0,{"v":0,"d":"0.00"},{"v":0,"d":"0.00"},{"v":0,"d":"0.00"},1.9,0,0,0,null,2198,null,{"v":1,"d":"100%"},null,null,0,0,0,0,null,1,1,1,0,0,0,null,0,0,0,1,0,0,0,0]
["235280110",null,0,2,35,280,11,11.5,0,0,0,0,3074,0,0,0,{"v":1.46,"d":"1.460"},1.1,1.1,1.1,265,0,0,0,14,0,0,0,{"v":0.005123489270641285,"d":"0.01"},{"v":0,"d":"0.00"},{"v":0,"d":"0.00"},{"v":0,"d":"0.00"},3.969E-4,1.7346,4,0.000574288,0,0,0,0.95,0.95,0.95,0,0,0,0,0,0,{"v":0,"d":"0.00"},{"v":0,"d":"0.00"},{"v":0,"d":"0.00"},3.7,0,0,0,null,3074,null,{"v":1,"d":"100%"},null,null,0,0,0,0,null,1,1,1,0,0,0,null,0,0,0,1,0,0,0,0]
["235280150",null,0,2,35,280,15,16.5,0,0,0,0,3688,0,0,0,1.398,1.08,1.08,1.08,353,0,0,0,18,0,0,0,{"v":3.0486061100420112E-3,"d":"0.00"},{"v":0,"d":"0.00"},{"v":0,"d":"0.00"},{"v":0,"d":"0.00"},0.0002083,1.724,2,0.000461829,0,0,0,1.01,1.01,1.01,0,0,0,0,0,0,{"v":0,"d":"0.00"},{"v":0,"d":"0.00"},{"v":0,"d":"0.00"},2.8,0,0,0,null,3688,null,{"v":1,"d":"100%"},null,null,0,0,0,0,null,1,1,1,0,0,0,null,0,0,0,1,0,0,0,0]
["235280160",null,0,2,35,280,16,16.5,0,0,0,0,4550,0,0,0,1.465,1.1,1.1,1.1,389,0,0,0,20,0,0,0,{"v":0.009254474937139953,"d":"0.01"},{"v":0,"d":"0.00"},{"v":0,"d":"0.00"},{"v":0,"d":"0.00"},0.0002083,1.724,4,1.392796E-3,0,0,0,0.95,0.95,0.95,0,0,0,0,0,0,{"v":0,"d":"0.00"},{"v":0,"d":"0.00"},{"v":0,"d":"0.00"},5.6,0,0,0,null,4550,null,{"v":1,"d":"100%"},null,null,0,0,0,0,null,1,1,1,0,0,0,null,0,0,0,1,0,0,0,0]
["235280200",null,0,2,35,280,20,21.5,0,0,0,0,5043,0,0,0,1.399,1.08,1.08,1.08,482,0,0,0,25,0,0,0,{"v":4.0028277813807436E-3,"d":"0.00"},{"v":0,"d":"0.00"},{"v":0,"d":"0.00"},{"v":0,"d":"0.00"},0.0001276,1.7219,2,3.76611E-4,0,0,0,0.95,0.95,0.95,0,0,0,0,0,0,{"v":0,"d":"0.00"},{"v":0,"d":"0.00"},{"v":0,"d":"0.00"},3.7,0,0,0,null,5043,null,{"v":1,"d":"100%"},null,null,0,0,0,0,null,1,1,1,0,0,0,null,0,0,0,1,0,0,0,0]
["235280210",null,0,2,35,280,21,21.5,0,0,0,0,5818,0,0,0,1.481,1.05,1.05,1.05,484,0,0,0,25,0,0,0,{"v":0.006541651937761488,"d":"0.01"},{"v":0,"d":"0.00"},{"v":0,"d":"0.00"},{"v":0,"d":"0.00"},0.0001276,1.7219,4,0.000514201,0,0,0,0.85,0.85,0.85,0,0,0,0,0,0,{"v":0,"d":"0.00"},{"v":0,"d":"0.00"},{"v":0,"d":"0.00"},7.5,0,0,0,null,5818,null,{"v":1,"d":"100%"},null,null,0,0,0,0,null,1,1,1,0,0,0,null,0,0,0,1,0,0,0,0]
["25050100",null,0,2,50,50,10,11.5,0,0,0,0,482,0,0,0,1.402,1.08,1.08,1.08,46,0,0,0,2,0,0,0,{"v":2.3616242888750171E-5,"d":"0.00"},{"v":0,"d":"0.00"},{"v":0,"d":"0.00"},{"v":0,"d":"0.00"},3.969E-4,1.7346,2,0.000367347,0,0,0,0.98,0.98,0.98,0,0,0,0,0,0,{"v":0,"d":"0.00"},{"v":0,"d":"0.00"},{"v":0,"d":"0.00"},0.3,0,0,0,null,482,null,{"v":1,"d":"100%"},null,null,0,0,0,0,null,1,1,1,0,0,0,null,0,0,0,1,0,{"$f":"ROUND(IF($C458=0,0,IF($C458=10,IF($G458=10,2539,IF($G458=11,3445,IF($G458=15,2539*1.3,IF($G458=16,3445*1.3,IF($G458=20,(2539*1.45),IF($G458=21,(3445*1.55))))))),IF($C458=15,IF($G458=10,0,IF($G458=11,0,IF($G458=15,3238,IF($G458=16,4735,IF($G458=20,4062,IF($G458=21,6098))))))))),0)","v":0},{"$f":"ROUND(IF($C458=0,0,IF($C458=10,IF($G458=10,352,IF($G458=11,577,IF($G458=15,442*1.15,IF($G458=16,725*1.15,IF($G458=20,(352*1.3),IF($G458=21,(577*1.3))))))),IF($C458=15,IF($G458=10,0,IF($G458=11,0,IF($G458=15,442,IF($G458=16,725,IF($G458=20,502,IF($G458=21,791))))))))),0)","v":0},0]
["25050110",null,0,2,50,50,11,11.5,0,0,0,0,655,0,0,0,1.455,1.1,1.1,1.1,57,0,0,0,3,0,0,0,{"v":8.789408982714321E-5,"d":"0.00"},{"v":0,"d":"0.00"},{"v":0,"d":"0.00"},{"v":0,"d":"0.00"},3.969E-4,1.7346,4,0.000574288,0,0,0,0.95,0.95,0.95,0,0,0,0,0,0,{"v":0,"d":"0.00"},{"v":0,"d":"0.00"},{"v":0,"d":"0.00"},0.7,0,0,0,null,655,null,{"v":1,"d":"100%"},null,null,0,0,0,0,null,1,1,1,0,0,0,null,0,0,0,1,{"$f":"ROUND(IF($C459=0,0,IF($C459=10,IF($G459=10,1127,IF($G459=11,2263,\"UNDEFINED\")),IF($C459=15,IF($G459=10,\"NOT POSSIBLE\",IF($G459=11,\"NOT POSSIBLE\",IF($G459=15,1615,IF($G459=16,3238,IF($G459=20,2298,IF($G459=21,2489)))))),\"ERROR\"))),0)","v":0},0,0,{"$f":"ROUND(IF($C459=0,0,IF($C459=10,IF($G459=10,62,IF($G459=11,50,\"UNDEFINED\")),IF($C459=15,IF($G459=10,\"NOT POSSIBLE\",IF($G459=11,\"NOT POSSIBLE\",IF($G459=15,63,IF($G459=16,75,IF($G459=20,78,IF($G459=21,92)))))),\"ERROR\"))),0)","v":0}]
["25060100",null,0,2,50,60,10,11.5,0,0,0,0,578,0,0,0,1.402,1.08,1.08,1.08,55,0,0,0,3,0,0,0,{"v":5.625155179266475E-5,"d":"0.00"},{"v":0,"d":"0.00"},{"v":0,"d":"0.00"},{"v":0,"d":"0.00"},3.969E-4,1.7346,2,0.000367347,0,0,0,0.98,0.98,0.98,0,0,0,0,0,0,{"v":0,"d":"0.00"},{"v":0,"d":"0.00"},{"v":0,"d":"0.00"},0.4,0,0,0,null,578,null,{"v":1,"d":"100%"},null,null,0,0,0,0,null,1,1,1,0,0,0,null,0,0,0,1,0,0,0,0]
["25060110",null,0,2,50,60,11,11.5,0,0,0,0,785,0,0,0,1.455,1.1,1.1,1.1,68,0,0,0,4,0,0,0,{"v":1.6861989915287995E-4,"d":"0.00"},{"v":0,"d":"0.00"},{"v":0,"d":"0.00"},{"v":0,"d":"0.00"},3.969E-4,1.7346,4,0.000574288,0,0,0,0.95,0.95,0.95,0,0,0,0,0,0,{"v":0,"d":"0.00"},{"v":0,"d":"0.00"},{"v":0,"d":"0.00"},0.8,0,0,0,null,785,null,{"v":1,"d":"100%"},null,null,0,0,0,0,null,1,1,1,0,0,0,null,0,0,0,1,0,0,0,0]
["25060150",null,0,2,50,60,15,16.5,0,0,0,0,920,0,0,0,1.372,1.08,1.08,1.08,92,0,0,0,5,0,0,0,{"v":1.4299742703215021E-4,"d":"0.00"},{"v":0,"d":"0.00"},{"v":0,"d":"0.00"},{"v":0,"d":"0.00"},0.0002083,1.724,2,0.000461829,0,0,0,1.01,1.01,1.01,0,0,0,0,0,0,{"v":0,"d":"0.00"},{"v":0,"d":"0.00"},{"v":0,"d":"0.00"},0.6,0,0,0,null,920,null,{"v":1,"d":"100%"},null,null,0,0,0,0,null,1,1,1,0,0,0,null,0,0,0,1,0,0,0,0]
["25060160",null,0,2,50,60,16,16.5,0,0,0,0,1171,0,0,0,1.463,1.1,1.1,1.1,100,0,0,0,5,0,0,0,{"v":4.0093366406430047E-4,"d":"0.00"},{"v":0,"d":"0.00"},{"v":0,"d":"0.00"},{"v":0,"d":"0.00"},0.0002083,1.724,4,1.392796E-3,0,0,0,0.95,0.95,0.95,0,0,0,0,0,0,{"v":0,"d":"0.00"},{"v":0,"d":"0.00"},{"v":0,"d":"0.00"},1.2,0,0,0,null,1171,null,{"v":1,"d":"100%"},null,null,0,0,0,0,null,1,1,1,0,0,0,null,0,0,0,1,0,0,0,0]
[{"$f":"CONCATENATE(D478,E478,F478,G478,C478)","v":"25060200"},null,0,2,50,60,20,{"$f":"IF(G478=10,11.5,IF(G478=11,11.5,IF(G478=15,16.5,IF(G478=16,16.5,IF(G478=20,21.5,IF(G478=21,21.5,))))))","v":21.5},0,0,0,0,1272,0,0,0,1.373,1.08,1.08,1.08,127,0,0,0,7,0,0,0,{"v":2.1337574404037225E-4,"d":"0.00"},{"v":0,"d":"0.00"},{"v":0,"d":"0.00"},{"v":0,"d":"0.00"},0.0001276,1.7219,2,3.76611E-4,0,0,0,0.95,0.95,0.95,0,0,0,0,0,0,{"v":0,"d":"0.00"},{"v":0,"d":"0.00"},{"v":0,"d":"0.00"},0.8,0,0,0,null,1272,null,{"v":1,"d":"100%"},null,null,0,0,0,0,null,1,1,1,0,0,0,null,0,0,0,1,0,0,0,0]
["25060210",null,0,2,50,60,21,21.5,0,0,0,0,1538,0,0,0,1.486,1.05,1.05,1.05,127,0,0,0,7,0,0,0,{"v":3.1197360388074451E-4,"d":"0.00"},{"v":0,"d":"0.00"},{"v":0,"d":"0.00"},{"v":0,"d":"0.00"},0.0001276,1.7219,4,0.000514201,0,0,0,0.85,0.85,0.85,0,0,0,0,0,0,{"v":0,"d":"0.00"},{"v":0,"d":"0.00"},{"v":0,"d":"0.00"},1.6,0,0,0,null,1538,null,{"v":1,"d":"100%"},null,null,0,0,0,0,null,1,1,1,0,0,0,null,0,0,0,1,0,0,0,0]
["25070100",null,0,2,50,70,10,11.5,0,0,0,0,675,0,0,0,1.402,1.08,1.08,1.08,64,0,0,0,3,0,0,0,{"v":6.1482154071757907E-5,"d":"0.00"},{"v":0,"d":"0.00"},{"v":0,"d":"0.00"},{"v":0,"d":"0.00"},3.969E-4,1.7346,2,0.000367347,0,0,0,0.98,0.98,0.98,0,0,0,0,0,0,{"v":0,"d":"0.00"},{"v":0,"d":"0.00"},{"v":0,"d":"0.00"},0.5,0,0,0,null,675,null,{"v":1,"d":"100%"},null,null,0,0,0,0,null,1,1,1,0,0,0,null,0,0,0,1,0,0,0,0]
["25070110",null,0,2,50,70,11,11.5,0,0,0,0,916,0,0,0,1.455,1.1,1.1,1.1,80,0,0,0,4,0,0,0,{"v":1.8585050019517818E-4,"d":"0.00"},{"v":0,"d":"0.00"},{"v":0,"d":"0.00"},{"v":0,"d":"0.00"},3.969E-4,1.7346,4,0.000574288,0,0,0,0.95,0.95,0.95,0,0,0,0,0,0,{"v":0,"d":"0.00"},{"v":0,"d":"0.00"},{"v":0,"d":"0.00"},0.9,0,0,0,null,916,null,{"v":1,"d":"100%"},null,null,0,0,0,0,null,1,1,1,0,0,0,null,0,0,0,1,0,0,0,0]
["25070150",null,0,2,50,70,15,16.5,0,0,0,0,1073,0,0,0,1.372,1.08,1.08,1.08,107,0,0,0,6,0,0,0,{"v":2.1277038561031902E-4,"d":"0.00"},{"v":0,"d":"0.00"},{"v":0,"d":"0.00"},{"v":0,"d":"0.00"},0.0002083,1.724,2,0.000461829,0,0,0,1.01,1.01,1.01,0,0,0,0,0,0,{"v":0,"d":"0.00"},{"v":0,"d":"0.00"},{"v":0,"d":"0.00"},0.7,0,0,0,null,1073,null,{"v":1,"d":"100%"},null,null,0,0,0,0,null,1,1,1,0,0,0,null,0,0,0,1,0,0,0,0]
["25070160",null,0,2,50,70,16,16.5,0,0,0,0,1366,0,0,0,1.463,1.1,1.1,1.1,117,0,0,0,6,0,0,0,{"v":5.9105265762063807E-4,"d":"0.00"},{"v":0,"d":"0.00"},{"v":0,"d":"0.00"},{"v":0,"d":"0.00"},0.0002083,1.724,4,1.392796E-3,0,0,0,0.95,0.95,0.95,0,0,0,0,0,0,{"v":0,"d":"0.00"},{"v":0,"d":"0.00"},{"v":0,"d":"0.00"},1.4,0,0,0,null,1366,null,{"v":1,"d":"100%"},null,null,0,0,0,0,null,1,1,1,0,0,0,null,0,0,0,1,0,0,0,0]
["25070200",null,0,2,50,70,20,21.5,0,0,0,0,1484,0,0,0,1.373,1.08,1.08,1.08,148,0,0,0,8,0,0,0,{"v":2.8612324820744581E-4,"d":"0.00"},{"v":0,"d":"0.00"},{"v":0,"d":"0.00"},{"v":0,"d":"0.00"},0.0001276,1.7219,2,3.76611E-4,0,0,0,0.95,0.95,0.95,0,0,0,0,0,0,{"v":0,"d":"0.00"},{"v":0,"d":"0.00"},{"v":0,"d":"0.00"},0.9,0,0,0,null,1484,null,{"v":1,"d":"100%"},null,null,0,0,0,0,null,1,1,1,0,0,0,null,0,0,0,1,0,0,0,0]
["25070210",null,0,2,50,70,21,21.5,0,0,0,0,1795,0,0,0,1.486,1.05,1.05,1.05,148,0,0,0,8,0,0,0,{"v":4.2233252521489169E-4,"d":"0.00"},{"v":0,"d":"0.00"},{"v":0,"d":"0.00"},{"v":0,"d":"0.00"},0.0001276,1.7219,4,0.000514201,0,0,0,0.85,0.85,0.85,0,0,0,0,0,0,{"v":0,"d":"0.00"},{"v":0,"d":"0.00"},{"v":0,"d":"0.00"},1.9,0,0,0,null,1795,null,{"v":1,"d":"100%"},null,null,0,0,0,0,null,1,1,1,0,0,0,null,0,0,0,1,0,0,0,0]
["25080100",null,0,2,50,80,10,11.5,0,0,0,0,771,0,0,0,1.402,1.08,1.08,1.08,73,0,0,0,4,0,0,0,{"v":1.1411638101873821E-4,"d":"0.00"},{"v":0,"d":"0.00"},{"v":0,"d":"0.00"},{"v":0,"d":"0.00"},3.969E-4,1.7346,2,0.000367347,0,0,0,0.98,0.98,0.98,0,0,0,0,0,0,{"v":0,"d":"0.00"},{"v":0,"d":"0.00"},{"v":0,"d":"0.00"},0.5,0,0,0,null,771,null,{"v":1,"d":"100%"},null,null,0,0,0,0,null,1,1,1,0,0,0,null,0,0,0,1,0,0,0,0]
["25080110",null,0,2,50,80,11,11.5,0,0,0,0,1047,0,0,0,1.455,1.1,1.1,1.1,91,0,0,0,5,0,0,0,{"v":3.0715844599730704E-4,"d":"0.00"},{"v":0,"d":"0.00"},{"v":0,"d":"0.00"},{"v":0,"d":"0.00"},3.969E-4,1.7346,4,0.000574288,0,0,0,0.95,0.95,0.95,0,0,0,0,0,0,{"v":0,"d":"0.00"},{"v":0,"d":"0.00"},{"v":0,"d":"0.00"},1.1,0,0,0,null,1047,null,{"v":1,"d":"100%"},null,null,0,0,0,0,null,1,1,1,0,0,0,null,0,0,0,1,0,0,0,0]
["25080150",null,0,2,50,80,15,16.5,0,0,0,0,1226,0,0,0,1.372,1.08,1.08,1.08,123,0,0,0,6,0,0,0,{"v":2.2173389539634762E-4,"d":"0.00"},{"v":0,"d":"0.00"},{"v":0,"d":"0.00"},{"v":0,"d":"0.00"},0.0002083,1.724,2,0.000461829,0,0,0,1.01,1.01,1.01,0,0,0,0,0,0,{"v":0,"d":"0.00"},{"v":0,"d":"0.00"},{"v":0,"d":"0.00"},0.8,0,0,0,null,1226,null,{"v":1,"d":"100%"},null,null,0,0,0,0,null,1,1,1,0,0,0,null,0,0,0,1,0,0,0,0]
["25080160",null,0,2,50,80,16,16.5,0,0,0,0,1561,0,0,0,1.463,1.1,1.1,1.1,134,0,0,0,7,0,0,0,{"v":8.2222164153135553E-4,"d":"0.00"},{"v":0,"d":"0.00"},{"v":0,"d":"0.00"},{"v":0,"d":"0.00"},0.0002083,1.724,4,1.392796E-3,0,0,0,0.95,0.95,0.95,0,0,0,0,0,0,{"v":0,"d":"0.00"},{"v":0,"d":"0.00"},{"v":0,"d":"0.00"},1.6,0,0,0,null,1561,null,{"v":1,"d":"100%"},null,null,0,0,0,0,null,1,1,1,0,0,0,null,0,0,0,1,0,0,0,0]
["25080200",null,0,2,50,80,20,21.5,0,0,0,0,1696,0,0,0,1.373,1.08,1.08,1.08,169,0,0,0,9,0,0,0,{"v":3.7108461398575057E-4,"d":"0.00"},{"v":0,"d":"0.00"},{"v":0,"d":"0.00"},{"v":0,"d":"0.00"},0.0001276,1.7219,2,3.76611E-4,0,0,0,0.95,0.95,0.95,0,0,0,0,0,0,{"v":0,"d":"0.00"},{"v":0,"d":"0.00"},{"v":0,"d":"0.00"},1.1,0,0,0,null,1696,null,{"v":1,"d":"100%"},null,null,0,0,0,0,null,1,1,1,0,0,0,null,0,0,0,1,0,0,0,0]
["25080210",null,0,2,50,80,21,21.5,0,0,0,0,2051,0,0,0,1.486,1.05,1.05,1.05,169,0,0,0,9,0,0,0,{"v":5.5243435817150111E-4,"d":"0.00"},{"v":0,"d":"0.00"},{"v":0,"d":"0.00"},{"v":0,"d":"0.00"},0.0001276,1.7219,4,0.000514201,0,0,0,0.85,0.85,0.85,0,0,0,0,0,0,{"v":0,"d":"0.00"},{"v":0,"d":"0.00"},{"v":0,"d":"0.00"},2.1,0,0,0,null,2051,null,{"v":1,"d":"100%"},null,null,0,0,0,0,null,1,1,1,0,0,0,null,0,0,0,1,0,0,0,0]
["25090100",null,0,2,50,90,10,11.5,0,0,0,0,868,0,0,0,1.402,1.08,1.08,1.08,83,0,0,0,4,0,0,0,{"v":1.2273168153988733E-4,"d":"0.00"},{"v":0,"d":"0.00"},{"v":0,"d":"0.00"},{"v":0,"d":"0.00"},3.969E-4,1.7346,2,0.000367347,0,0,0,0.98,0.98,0.98,0,0,0,0,0,0,{"v":0,"d":"0.00"},{"v":0,"d":"0.00"},{"v":0,"d":"0.00"},0.6,0,0,0,null,868,null,{"v":1,"d":"100%"},null,null,0,0,0,0,null,1,1,1,0,0,0,null,0,0,0,1,0,0,0,0]
["25090110",null,0,2,50,90,11,11.5,0,0,0,0,1178,0,0,0,1.455,1.1,1.1,1.1,102,0,0,0,5,0,0,0,{"v":3.3253312374079889E-4,"d":"0.00"},{"v":0,"d":"0.00"},{"v":0,"d":"0.00"},{"v":0,"d":"0.00"},3.969E-4,1.7346,4,0.000574288,0,0,0,0.95,0.95,0.95,0,0,0,0,0,0,{"v":0,"d":"0.00"},{"v":0,"d":"0.00"},{"v":0,"d":"0.00"},1.2,0,0,0,null,1178,null,{"v":1,"d":"100%"},null,null,0,0,0,0,null,1,1,1,0,0,0,null,0,0,0,1,0,0,0,0]
["25090150",null,0,2,50,90,15,16.5,0,0,0,0,1380,0,0,0,1.372,1.08,1.08,1.08,138,0,0,0,7,0,0,0,{"v":3.101629365336165E-4,"d":"0.00"},{"v":0,"d":"0.00"},{"v":0,"d":"0.00"},{"v":0,"d":"0.00"},0.0002083,1.724,2,0.000461829,0,0,0,1.01,1.01,1.01,0,0,0,0,0,0,{"v":0,"d":"0.00"},{"v":0,"d":"0.00"},{"v":0,"d":"0.00"},0.9,0,0,0,null,1380,null,{"v":1,"d":"100%"},null,null,0,0,0,0,null,1,1,1,0,0,0,null,0,0,0,1,0,0,0,0]
["25090160",null,0,2,50,90,16,16.5,0,0,0,0,1756,0,0,0,1.463,1.1,1.1,1.1,151,0,0,0,8,0,0,0,{"v":1.0961099455105126E-3,"d":"0.00"},{"v":0,"d":"0.00"},{"v":0,"d":"0.00"},{"v":0,"d":"0.00"},0.0002083,1.724,4,1.392796E-3,0,0,0,0.95,0.95,0.95,0,0,0,0,0,0,{"v":0,"d":"0.00"},{"v":0,"d":"0.00"},{"v":0,"d":"0.00"},1.8,0,0,0,null,1756,null,{"v":1,"d":"100%"},null,null,0,0,0,0,null,1,1,1,0,0,0,null,0,0,0,1,0,0,0,0]
["25090200",null,0,2,50,90,20,21.5,0,0,0,0,1908,0,0,0,1.373,1.08,1.08,1.08,190,0,0,0,10,0,0,0,{"v":4.6874053743345016E-4,"d":"0.00"},{"v":0,"d":"0.00"},{"v":0,"d":"0.00"},{"v":0,"d":"0.00"},0.0001276,1.7219,2,3.76611E-4,0,0,0,0.95,0.95,0.95,0,0,0,0,0,0,{"v":0,"d":"0.00"},{"v":0,"d":"0.00"},{"v":0,"d":"0.00"},1.2,0,0,0,null,1908,null,{"v":1,"d":"100%"},null,null,0,0,0,0,null,1,1,1,0,0,0,null,0,0,0,1,0,0,0,0]
["25090210",null,0,2,50,90,21,21.5,0,0,0,0,2308,0,0,0,1.486,1.05,1.05,1.05,191,0,0,0,10,0,0,0,{"v":7.0324049486690033E-4,"d":"0.00"},{"v":0,"d":"0.00"},{"v":0,"d":"0.00"},{"v":0,"d":"0.00"},0.0001276,1.7219,4,0.000514201,0,0,0,0.85,0.85,0.85,0,0,0,0,0,0,{"v":0,"d":"0.00"},{"v":0,"d":"0.00"},{"v":0,"d":"0.00"},2.4,0,0,0,null,2308,null,{"v":1,"d":"100%"},null,null,0,0,0,0,null,1,1,1,0,0,0,null,0,0,0,1,0,0,0,0]
["250100100",null,0,2,50,100,10,11.5,0,0,0,0,964,0,0,0,1.402,1.08,1.08,1.08,92,0,0,0,5,0,0,0,{"v":1.9860363574214547E-4,"d":"0.00"},{"v":0,"d":"0.00"},{"v":0,"d":"0.00"},{"v":0,"d":"0.00"},3.969E-4,1.7346,2,0.000367347,0,0,0,0.98,0.98,0.98,0,0,0,0,0,0,{"v":0,"d":"0.00"},{"v":0,"d":"0.00"},{"v":0,"d":"0.00"},0.7,0,0,0,null,964,null,{"v":1,"d":"100%"},null,null,0,0,0,0,null,1,1,1,0,0,0,null,0,0,0,1,0,0,0,0]
["250100110",null,0,2,50,100,11,11.5,0,0,0,0,1309,0,0,0,1.455,1.1,1.1,1.1,114,0,0,0,6,0,0,0,{"v":0.000500612803673793,"d":"0.00"},{"v":0,"d":"0.00"},{"v":0,"d":"0.00"},{"v":0,"d":"0.00"},3.969E-4,1.7346,4,0.000574288,0,0,0,0.95,0.95,0.95,0,0,0,0,0,0,{"v":0,"d":"0.00"},{"v":0,"d":"0.00"},{"v":0,"d":"0.00"},1.3,0,0,0,null,1309,null,{"v":1,"d":"100%"},null,null,0,0,0,0,null,1,1,1,0,0,0,null,0,0,0,1,0,0,0,0]
["250100150",null,0,2,50,100,15,16.5,0,0,0,0,1533,0,0,0,1.372,1.08,1.08,1.08,153,0,0,0,8,0,0,0,{"v":4.156520984890204E-4,"d":"0.00"},{"v":0,"d":"0.00"},{"v":0,"d":"0.00"},{"v":0,"d":"0.00"},0.0002083,1.724,2,0.000461829,0,0,0,1.01,1.01,1.01,0,0,0,0,0,0,{"v":0,"d":"0.00"},{"v":0,"d":"0.00"},{"v":0,"d":"0.00"},{"v":1,"d":"1.0"},0,0,0,null,1533,null,{"v":1,"d":"100%"},null,null,0,0,0,0,null,1,1,1,0,0,0,null,0,0,0,1,0,0,0,0]
["250110100",null,0,2,50,110,10,11.5,0,0,0,0,1060,0,0,0,1.402,1.08,1.08,1.08,101,0,0,0,5,0,0,0,{"v":2.112909746138914E-4,"d":"0.00"},{"v":0,"d":"0.00"},{"v":0,"d":"0.00"},{"v":0,"d":"0.00"},3.969E-4,1.7346,2,0.000367347,0,0,0,0.98,0.98,0.98,0,0,0,0,0,0,{"v":0,"d":"0.00"},{"v":0,"d":"0.00"},{"v":0,"d":"0.00"},0.7,0,0,0,null,1060,null,{"v":1,"d":"100%"},null,null,0,0,0,0,null,1,1,1,0,0,0,null,0,0,0,1,0,0,0,0]
["250110210",null,0,2,50,110,21,21.5,0,0,0,0,2820,0,0,0,1.486,1.05,1.05,1.05,233,0,0,0,12,0,0,0,{"v":1.0706545330187072E-3,"d":"0.00"},{"v":0,"d":"0.00"},{"v":0,"d":"0.00"},{"v":0,"d":"0.00"},0.0001276,1.7219,4,0.000514201,0,0,0,0.85,0.85,0.85,0,0,0,0,0,0,{"v":0,"d":"0.00"},{"v":0,"d":"0.00"},{"v":0,"d":"0.00"},2.9,0,0,0,null,2820,null,{"v":1,"d":"100%"},null,null,0,0,0,0,null,1,1,1,0,0,0,null,0,0,0,1,0,0,0,0]
["250140110",null,0,2,50,140,11,11.5,0,0,0,0,1833,0,0,0,1.455,1.1,1.1,1.1,159,0,0,0,8,0,0,0,{"v":1.0803993699683018E-3,"d":"0.00"},{"v":0,"d":"0.00"},{"v":0,"d":"0.00"},{"v":0,"d":"0.00"},3.969E-4,1.7346,4,0.000574288,0,0,0,0.95,0.95,0.95,0,0,0,0,0,0,{"v":0,"d":"0.00"},{"v":0,"d":"0.00"},{"v":0,"d":"0.00"},1.9,0,0,0,null,1833,null,{"v":1,"d":"100%"},null,null,0,0,0,0,null,1,1,1,0,0,0,null,0,0,0,1,0,0,0,0]
["250160110",null,0,2,50,160,11,11.5,0,0,0,0,2094,0,0,0,1.455,1.1,1.1,1.1,{"$f":"ROUND(M523*POWER((($S$1-$S$2)/LN(($S$1-$S$3)/($S$2-$S$3)))/((75-65)/LN((75-20)/(65-20))),Q523),0)","v":182},{"$f":"ROUND(N523*POWER((($S$1-$S$2)/LN(($S$1-$S$3)/($S$2-$S$3)))/((75-65)/LN((75-20)/(65-20))),R523),0)","v":0},{"$f":"ROUND(O523*POWER((($S$1-$S$2)/LN(($S$1-$S$3)/($S$2-$S$3)))/((75-65)/LN((75-20)/(65-20))),S523),0)","v":0},{"$f":"ROUND(P523*POWER((($S$1-$S$2)/LN(($S$1-$S$3)/($S$2-$S$3)))/((75-65)/LN((75-20)/(65-20))),T523),0)","v":0},{"$f":"ROUND(U523*3600/(4186*ABS($S$1-$S$2)),0)","v":9},{"$f":"ROUND(V523*3600/(4186*ABS($S$1-$S$2)),0)","v":0},{"$f":"ROUND(W523*3600/(4186*ABS($S$1-$S$2)),0)","v":0},{"$f":"ROUND(X523*3600/(4186*ABS($S$1-$S$2)),0)","v":0},{"$f":"(($AG523*(Y523^$AH523)*((($F523-14.4)*$AI523)/100))+($AJ523*(Y523^2)))*0.0098","v":{"v":1.4800057324123313E-3,"d":"0.00"}},{"$f":"(($AG523*(Z523^$AH523)*((($F523-14.4)*$AI523)/100))+($AJ523*(Z523^2)))*0.0098","v":{"v":0,"d":"0.00"}},{"$f":"(($AG523*(AA523^$AH523)*((($F523-14.4)*$AI523)/100))+($AJ523*(AA523^2)))*0.0098","v":{"v":0,"d":"0.00"}},{"$f":"(($AG523*(AB523^$AH523)*((($F523-14.4)*$AI523)/100))+($AJ523*(AB523^2)))*0.0098","v":{"v":0,"d":"0.00"}},3.969E-4,1.7346,4,0.000574288,0,0,0,{"$f":"IF($G523=10,0.98,IF($G523=11,0.95,IF($G523=15,1.01,IF($G523=16,0.95,IF($G523=20,0.95,IF($G523=21,0.85))))))","v":0.95},0.95,0.95,{"$f":"ROUND(AK523*POWER((($AT$1-$AT$2)/LN(($AT$1-$AT$3)/($AT$2-$AT$3)))/((16-18)/LN((16-27)/(18-27))),AN523),0)","v":0},{"$f":"ROUND(AL523*POWER((($AT$1-$AT$2)/LN(($AT$1-$AT$3)/($AT$2-$AT$3)))/((16-18)/LN((16-27)/(18-27))),AO523),0)","v":0},{"$f":"ROUND(AM523*POWER((($AT$1-$AT$2)/LN(($AT$1-$AT$3)/($AT$2-$AT$3)))/((16-18)/LN((16-27)/(18-27))),AP523),0)","v":0},{"$f":"ROUND(AQ523*3600/(4186*ABS($AT$1-$AT$2)),0)","v":0},{"$f":"ROUND(AR523*3600/(4186*ABS($AT$1-$AT$2)),0)","v":0},{"$f":"ROUND(AS523*3600/(4186*ABS($AT$1-$AT$2)),0)","v":0},{"$f":"(($AG523*(AT523^$AH523)*((($F523-14.4)*$AI523)/100))+($AJ523*(AT523^2)))*0.0098","v":{"v":0,"d":"0.00"}},{"$f":"(($AG523*(AU523^$AH523)*((($F523-14.4)*$AI523)/100))+($AJ523*(AU523^2)))*0.0098","v":{"v":0,"d":"0.00"}},{"$f":"(($AG523*(AV523^$AH523)*((($F523-14.4)*$AI523)/100))+($AJ523*(AV523^2)))*0.0098","v":{"v":0,"d":"0.00"}},2.1,0,0,0,null,2094,null,{"v":1,"d":"100%"},null,null,0,0,0,0,null,1,1,1,0,0,0,null,0,0,0,1,0,0,0,0]
["250180110",null,0,2,50,180,11,11.5,0,0,0,0,2356,0,0,0,1.455,1.1,1.1,1.1,205,0,0,0,11,0,0,0,{"v":0.002330775328290495,"d":"0.00"},{"v":0,"d":"0.00"},{"v":0,"d":"0.00"},{"v":0,"d":"0.00"},3.969E-4,1.7346,4,0.000574288,0,0,0,0.95,0.95,0.95,0,0,0,0,0,0,{"v":0,"d":"0.00"},{"v":0,"d":"0.00"},{"v":0,"d":"0.00"},2.4,0,0,0,null,2356,null,{"v":1,"d":"100%"},null,null,0,0,0,0,null,1,1,1,0,0,0,null,0,0,0,1,0,0,0,0]
["250200160",null,0,2,50,200,16,16.5,0,0,0,0,3902,0,0,0,1.463,1.1,1.1,1.1,335,0,0,0,17,0,0,0,{"v":0.005948443966690783,"d":"0.01"},{"v":0,"d":"0.00"},{"v":0,"d":"0.00"},{"v":0,"d":"0.00"},0.0002083,1.724,4,1.392796E-3,0,0,0,0.95,0.95,0.95,0,0,0,0,0,0,{"v":0,"d":"0.00"},{"v":0,"d":"0.00"},{"v":0,"d":"0.00"},{"v":4,"d":"4.0"},0,0,0,null,3902,null,{"v":1,"d":"100%"},null,null,0,0,0,0,null,1,1,1,0,0,0,null,0,0,0,1,{"$f":"ROUND(IF($C523=0,0,IF($C523=10,IF($G523=10,1127,IF($G523=11,2263,\"UNDEFINED\")),IF($C523=15,IF($G523=10,\"NOT POSSIBLE\",IF($G523=11,\"NOT POSSIBLE\",IF($G523=15,1615,IF($G523=16,3238,IF($G523=20,2298,IF($G523=21,2489)))))),\"ERROR\"))),0)","v":0},0,0,{"$f":"ROUND(IF($C523=0,0,IF($C523=10,IF($G523=10,62,IF($G523=11,50,\"UNDEFINED\")),IF($C523=15,IF($G523=10,\"NOT POSSIBLE\",IF($G523=11,\"NOT POSSIBLE\",IF($G523=15,63,IF($G523=16,75,IF($G523=20,78,IF($G523=21,92)))))),\"ERROR\"))),0)","v":0}]
["250220200",null,0,2,50,220,20,21.5,0,0,0,0,4664,0,0,0,1.373,1.08,1.08,1.08,465,0,0,0,24,0,0,0,{"v":3.3497082690485055E-3,"d":"0.00"},{"v":0,"d":"0.00"},{"v":0,"d":"0.00"},{"v":0,"d":"0.00"},0.0001276,1.7219,2,3.76611E-4,0,0,0,0.95,0.95,0.95,0,0,0,0,0,0,{"v":0,"d":"0.00"},{"v":0,"d":"0.00"},{"v":0,"d":"0.00"},2.9,0,0,0,null,4664,null,{"v":1,"d":"100%"},null,null,0,0,0,0,null,1,1,1,0,0,0,null,0,0,0,1,0,0,0,0]
["250240160",null,0,2,50,240,16,16.5,0,0,0,0,4682,0,0,0,1.463,1.1,1.1,1.1,402,0,0,0,21,0,0,0,{"v":0.009525455056134748,"d":"0.01"},{"v":0,"d":"0.00"},{"v":0,"d":"0.00"},{"v":0,"d":"0.00"},0.0002083,1.724,4,1.392796E-3,0,0,0,0.95,0.95,0.95,0,0,0,0,0,0,{"v":0,"d":"0.00"},{"v":0,"d":"0.00"},{"v":0,"d":"0.00"},4.8,0,0,0,null,4682,null,{"v":1,"d":"100%"},null,null,0,0,0,0,null,1,1,1,0,0,0,null,0,0,0,1,0,0,0,0]
["250260150",null,0,2,50,260,15,16.5,0,0,0,0,3986,0,0,0,1.372,1.08,1.08,1.08,398,0,0,0,21,0,0,0,{"v":0.003904378097242142,"d":"0.00"},{"v":0,"d":"0.00"},{"v":0,"d":"0.00"},{"v":0,"d":"0.00"},0.0002083,1.724,2,0.000461829,0,0,0,1.01,1.01,1.01,0,0,0,0,0,0,{"v":0,"d":"0.00"},{"v":0,"d":"0.00"},{"v":0,"d":"0.00"},2.6,0,0,0,null,3986,null,{"v":1,"d":"100%"},null,null,0,0,0,0,null,1,1,1,0,0,0,null,0,0,0,1,0,0,0,0]
["250280200",null,0,2,50,280,20,21.5,0,0,0,0,5936,0,0,0,1.373,1.08,1.08,1.08,592,0,0,0,31,0,0,0,{"v":6.0033117161457485E-3,"d":"0.01"},{"v":0,"d":"0.00"},{"v":0,"d":"0.00"},{"v":0,"d":"0.00"},0.0001276,1.7219,2,3.76611E-4,0,0,0,0.95,0.95,0.95,0,0,0,0,0,0,{"v":0,"d":"0.00"},{"v":0,"d":"0.00"},{"v":0,"d":"0.00"},3.7,0,0,0,null,5936,null,{"v":1,"d":"100%"},null,null,0,0,0,0,null,1,1,1,0,0,0,null,0,0,0,1,0,0,0,0]
["26560160",null,0,2,65,60,16,16.5,0,0,0,0,1336,0,0,0,{"v":1.46,"d":"1.460"},1.1,1.1,1.1,115,0,0,0,6,0,0,0,{"v":5.7312563804858083E-4,"d":"0.00"},{"v":0,"d":"0.00"},{"v":0,"d":"0.00"},{"v":0,"d":"0.00"},0.0002083,1.724,4,1.392796E-3,0,0,0,0.95,0.95,0.95,0,0,0,0,0,0,{"v":0,"d":"0.00"},{"v":0,"d":"0.00"},{"v":0,"d":"0.00"},1.2,0,0,0,null,1336,null,{"v":1,"d":"100%"},null,null,0,0,0,0,null,1,1,1,0,0,0,null,0,0,0,1,0,0,0,0]
["26570150",null,0,2,65,70,15,16.5,0,0,0,0,1201,0,0,0,1.345,1.08,1.08,1.08,126,0,0,0,7,0,0,0,{"v":2.8677863739773915E-4,"d":"0.00"},{"v":0,"d":"0.00"},{"v":0,"d":"0.00"},{"v":0,"d":"0.00"},0.0002083,1.724,2,0.000461829,0,0,0,1.01,1.01,1.01,0,0,0,0,0,0,{"v":0,"d":"0.00"},{"v":0,"d":"0.00"},{"v":0,"d":"0.00"},0.7,0,0,0,null,1201,null,{"v":1,"d":"100%"},null,null,0,0,0,0,null,1,1,1,0,0,0,null,0,0,0,1,0,0,0,0]
["26580200",null,0,2,65,80,20,21.5,0,0,0,0,1913,0,0,0,1.348,1.08,1.08,1.08,199,0,0,0,10,0,0,0,{"v":4.5555776528616841E-4,"d":"0.00"},{"v":0,"d":"0.00"},{"v":0,"d":"0.00"},{"v":0,"d":"0.00"},0.0001276,1.7219,2,3.76611E-4,0,0,0,0.95,0.95,0.95,0,0,0,0,0,0,{"v":0,"d":"0.00"},{"v":0,"d":"0.00"},{"v":0,"d":"0.00"},1.1,0,0,0,null,1913,null,{"v":1,"d":"100%"},null,null,0,0,0,0,null,1,1,1,0,0,0,null,0,0,0,1,0,0,0,0]
["265100100",null,0,2,65,100,10,11.5,0,0,0,0,{"$f":"BE590*BG590","v":1121},0,0,0,1.385,1.08,1.08,1.08,110,0,0,0,6,0,0,0,{"v":2.786020202368965E-4,"d":"0.00"},{"v":0,"d":"0.00"},{"v":0,"d":"0.00"},{"v":0,"d":"0.00"},3.969E-4,1.7346,2,0.000367347,0,0,0,0.98,0.98,0.98,0,0,0,0,0,0,{"v":0,"d":"0.00"},{"v":0,"d":"0.00"},{"v":0,"d":"0.00"},0.7,0,0,0,null,1121,null,{"v":1,"d":"100%"},null,null,0,0,0,0,null,1,1,1,0,0,0,null,0,0,0,{"$f":"IF(SUM(BV590:BX590)=0,1,0)","v":1},0,0,0,0]
["265100200",null,0,2,65,100,20,21.5,0,0,0,0,2391,0,0,0,1.348,1.08,1.08,1.08,249,0,0,0,13,0,0,0,{"v":8.0103123128386609E-4,"d":"0.00"},{"v":0,"d":"0.00"},{"v":0,"d":"0.00"},{"v":0,"d":"0.00"},0.0001276,1.7219,2,3.76611E-4,0,0,0,0.95,0.95,0.95,0,0,0,0,0,0,{"v":0,"d":"0.00"},{"v":0,"d":"0.00"},{"v":0,"d":"0.00"},1.3,0,0,0,null,2391,null,{"v":1,"d":"100%"},null,null,0,0,0,0,null,1,1,1,0,0,0,null,0,0,0,1,0,0,0,0]
["265120100",null,0,2,65,120,10,11.5,0,0,0,0,1345,0,0,0,1.385,1.08,1.08,1.08,132,0,0,0,7,0,0,0,{"v":4.1656416234746925E-4,"d":"0.00"},{"v":0,"d":"0.00"},{"v":0,"d":"0.00"},{"v":0,"d":"0.00"},3.969E-4,1.7346,2,0.000367347,0,0,0,0.98,0.98,0.98,0,0,0,0,0,0,{"v":0,"d":"0.00"},{"v":0,"d":"0.00"},{"v":0,"d":"0.00"},0.8,0,0,0,null,1345,null,{"v":1,"d":"100%"},null,null,0,0,0,0,null,1,1,1,0,0,0,null,0,0,0,1,0,0,0,0]
["265160100",null,0,2,65,160,10,11.5,0,0,0,0,1794,0,0,0,1.385,1.08,1.08,1.08,175,0,0,0,9,0,0,0,{"v":8.036680076061657E-4,"d":"0.00"},{"v":0,"d":"0.00"},{"v":0,"d":"0.00"},{"v":0,"d":"0.00"},3.969E-4,1.7346,2,0.000367347,0,0,0,0.98,0.98,0.98,0,0,0,0,0,0,{"v":0,"d":"0.00"},{"v":0,"d":"0.00"},{"v":0,"d":"0.00"},1.1,0,0,0,null,1794,null,{"v":1,"d":"100%"},null,null,0,0,0,0,null,1,1,1,0,0,0,null,0,0,0,1,0,0,0,0]
["265160210",null,0,2,65,160,21,21.5,0,0,0,0,4808,0,0,0,{"v":1.49,"d":"1.490"},1.05,1.05,1.05,394,0,0,0,20,0,0,0,{"v":3.2819826710569844E-3,"d":"0.00"},{"v":0,"d":"0.00"},{"v":0,"d":"0.00"},{"v":0,"d":"0.00"},0.0001276,1.7219,4,0.000514201,0,0,0,0.85,0.85,0.85,0,0,0,0,0,0,{"v":0,"d":"0.00"},{"v":0,"d":"0.00"},{"v":0,"d":"0.00"},4.3,0,0,0,null,4808,null,{"v":1,"d":"100%"},null,null,0,0,0,0,null,1,1,1,0,0,0,null,0,0,0,1,0,0,0,0]
["265180150",null,0,2,65,180,15,16.5,0,0,0,0,3087,0,0,0,1.345,1.08,1.08,1.08,323,0,0,0,17,0,0,0,{"v":2.2019140701935182E-3,"d":"0.00"},{"v":0,"d":"0.00"},{"v":0,"d":"0.00"},{"v":0,"d":"0.00"},0.0002083,1.724,2,0.000461829,0,0,0,1.01,1.01,1.01,0,0,0,0,0,0,{"v":0,"d":"0.00"},{"v":0,"d":"0.00"},{"v":0,"d":"0.00"},1.8,0,0,0,null,3087,null,{"v":1,"d":"100%"},null,null,0,0,0,0,null,1,1,1,0,0,0,null,0,0,0,1,0,0,0,0]
["265220150",null,0,2,65,220,15,16.5,0,0,0,0,3773,0,0,0,1.345,1.08,1.08,1.08,395,0,0,0,20,0,0,0,{"v":3.2791071146460364E-3,"d":"0.00"},{"v":0,"d":"0.00"},{"v":0,"d":"0.00"},{"v":0,"d":"0.00"},0.0002083,1.724,2,0.000461829,0,0,0,1.01,1.01,1.01,0,0,0,0,0,0,{"v":0,"d":"0.00"},{"v":0,"d":"0.00"},{"v":0,"d":"0.00"},2.2,0,0,0,null,3773,null,{"v":1,"d":"100%"},null,null,0,0,0,0,null,1,1,1,0,0,0,null,0,0,0,1,0,0,0,0]
["265240150",null,0,2,65,240,15,16.5,0,0,0,0,4116,0,0,0,1.345,1.08,1.08,1.08,431,0,0,0,22,0,0,0,{"v":0.004089967888993807,"d":"0.00"},{"v":0,"d":"0.00"},{"v":0,"d":"0.00"},{"v":0,"d":"0.00"},0.0002083,1.724,2,0.000461829,0,0,0,1.01,1.01,1.01,0,0,0,0,0,0,{"v":0,"d":"0.00"},{"v":0,"d":"0.00"},{"v":0,"d":"0.00"},2.4,0,0,0,null,4116,null,{"v":1,"d":"100%"},null,null,0,0,0,0,null,1,1,1,0,0,0,null,0,0,0,1,0,0,0,0]
["265260150",null,0,2,65,260,15,16.5,0,0,0,0,4459,0,0,0,1.345,1.08,1.08,1.08,466,0,0,0,24,0,0,0,{"v":0.005009401848020456,"d":"0.01"},{"v":0,"d":"0.00"},{"v":0,"d":"0.00"},{"v":0,"d":"0.00"},0.0002083,1.724,2,0.000461829,0,0,0,1.01,1.01,1.01,0,0,0,0,0,0,{"v":0,"d":"0.00"},{"v":0,"d":"0.00"},{"v":0,"d":"0.00"},2.6,0,0,0,null,4459,null,{"v":1,"d":"100%"},null,null,0,0,0,0,null,1,1,1,0,0,0,null,0,0,0,1,0,0,0,0]
["265280200",null,0,2,65,280,20,21.5,0,0,0,0,{"$f":"BE654*BG654","v":6695},0,0,0,1.348,1.08,1.08,1.08,697,0,0,0,36,0,0,0,{"v":0.007961101466134409,"d":"0.01"},{"v":0,"d":"0.00"},{"v":0,"d":"0.00"},{"v":0,"d":"0.00"},0.0001276,1.7219,2,3.76611E-4,0,0,0,0.95,0.95,0.95,0,0,0,0,0,0,{"v":0,"d":"0.00"},{"v":0,"d":"0.00"},{"v":0,"d":"0.00"},3.7,0,0,0,null,6695,null,{"v":1,"d":"100%"},null,null,0,0,0,0,null,1,1,1,0,0,0,null,0,0,0,{"$f":"IF(SUM(BV654:BX654)=0,1,0)","v":1},0,0,0,0]
["265280210",null,0,2,65,280,21,21.5,0,0,0,0,8414,0,0,0,{"$f":"IF(E655=20,IF(G655=10,1.436,IF(G655=15,1.424,IF(G655=20,1.425,))),IF(E655=35,IF(G655=10,1.419,IF(G655=11,1.46,IF(G655=15,1.398,IF(G655=16,1.465,IF(G655=20,1.399,IF(G655=21,1.481,1)))))),IF(E655=50,IF(G655=10,1.402,IF(G655=11,1.455,IF(G655=15,1.372,IF(G655=16,1.463,IF(G655=20,1.373,IF(G655=21,1.486,1)))))),IF(E655=65,IF(G655=10,1.385,IF(G655=11,1.45,IF(G655=15,1.345,IF(G655=16,1.46,IF(G655=20,1.348,IF(G655=21,1.49,1)))))),IF(E655=95,IF(G655=10,1.35,IF(G655=11,1.441,IF(G655=15,1.293,IF(G655=16,1.455,IF(G655=20,1.296,IF(G655=21,1.499,1)))))),\"ERROR\")))))","v":{"v":1.49,"d":"1.490"}},1.05,1.05,1.05,690,0,0,0,36,0,0,0,{"v":0.012886445015468819,"d":"0.01"},{"v":0,"d":"0.00"},{"v":0,"d":"0.00"},{"v":0,"d":"0.00"},0.0001276,1.7219,4,0.000514201,0,0,0,0.85,0.85,0.85,0,0,0,0,0,0,{"v":0,"d":"0.00"},{"v":0,"d":"0.00"},{"v":0,"d":"0.00"},7.5,0,0,0,null,8414,null,{"v":1,"d":"100%"},null,null,0,0,0,0,null,1,1,1,0,0,0,null,0,0,0,1,0,0,0,0]
["29570110",null,0,2,95,70,11,11.5,0,0,0,0,1231,0,0,0,1.441,1.1,1.1,1.1,110,0,0,0,6,0,0,0,{"v":3.9617215042363191E-4,"d":"0.00"},{"v":0,"d":"0.00"},{"v":0,"d":"0.00"},{"v":0,"d":"0.00"},3.969E-4,1.7346,4,0.000574288,0,0,0,0.95,0.95,0.95,0,0,0,0,0,0,{"v":0,"d":"0.00"},{"v":0,"d":"0.00"},{"v":0,"d":"0.00"},0.9,0,0,0,null,1231,null,{"v":1,"d":"100%"},null,null,0,0,0,0,null,1,1,1,0,0,0,null,0,0,0,1,0,0,0,0]
["29590100",null,0,2,95,90,10,11.5,0,0,0,0,1256,0,0,0,{"v":1.35,"d":"1.350"},1.08,1.08,1.08,130,0,0,0,7,0,0,0,{"v":3.4833571548739271E-4,"d":"0.00"},{"v":0,"d":"0.00"},{"v":0,"d":"0.00"},{"v":0,"d":"0.00"},3.969E-4,1.7346,2,0.000367347,0,0,0,0.98,0.98,0.98,0,0,0,0,0,0,{"v":0,"d":"0.00"},{"v":0,"d":"0.00"},{"v":0,"d":"0.00"},0.6,0,0,0,null,1256,null,{"v":1,"d":"100%"},null,null,0,0,0,0,null,1,1,1,0,0,0,null,0,0,0,1,0,0,0,0]
["29590110",null,0,2,95,90,11,11.5,0,0,0,0,1582,0,0,0,1.441,1.1,1.1,1.1,141,0,0,0,7,0,0,0,{"v":6.196444697747854E-4,"d":"0.00"},{"v":0,"d":"0.00"},{"v":0,"d":"0.00"},{"v":0,"d":"0.00"},3.969E-4,1.7346,4,0.000574288,0,0,0,0.95,0.95,0.95,0,0,0,0,0,0,{"v":0,"d":"0.00"},{"v":0,"d":"0.00"},{"v":0,"d":"0.00"},1.2,0,0,0,null,1582,null,{"v":1,"d":"100%"},null,null,0,0,0,0,null,1,1,1,0,0,0,null,0,0,0,1,0,0,0,0]
["295100200",null,0,2,95,100,20,21.5,0,0,0,0,2844,0,0,0,1.296,1.08,1.08,1.08,323,0,0,0,17,0,0,0,{"v":1.3480159137532143E-3,"d":"0.00"},{"v":0,"d":"0.00"},{"v":0,"d":"0.00"},{"v":0,"d":"0.00"},0.0001276,1.7219,2,3.76611E-4,0,0,0,0.95,0.95,0.95,0,0,0,0,0,0,{"v":0,"d":"0.00"},{"v":0,"d":"0.00"},{"v":0,"d":"0.00"},1.3,0,0,0,null,2844,null,{"v":1,"d":"100%"},null,null,0,0,0,0,null,1,1,1,0,0,0,null,0,0,0,1,0,0,0,0]
["295120150",null,0,2,95,120,15,16.5,0,0,0,0,2419,0,0,0,1.293,1.08,1.08,1.08,276,0,0,0,14,0,0,0,{"v":1.294962629340412E-3,"d":"0.00"},{"v":0,"d":"0.00"},{"v":0,"d":"0.00"},{"v":0,"d":"0.00"},0.0002083,1.724,2,0.000461829,0,0,0,1.01,1.01,1.01,0,0,0,0,0,0,{"v":0,"d":"0.00"},{"v":0,"d":"0.00"},{"v":0,"d":"0.00"},1.2,0,0,0,null,2419,null,{"v":1,"d":"100%"},null,null,0,0,0,0,null,1,1,1,0,0,0,null,0,0,0,1,0,0,0,0]
["295140110",null,0,2,95,140,11,11.5,0,0,0,0,2461,0,0,0,1.441,1.1,1.1,1.1,219,0,0,0,11,0,0,0,{"v":1.9322766283169455E-3,"d":"0.00"},{"v":0,"d":"0.00"},{"v":0,"d":"0.00"},{"v":0,"d":"0.00"},3.969E-4,1.7346,4,0.000574288,0,0,0,0.95,0.95,0.95,0,0,0,0,0,0,{"v":0,"d":"0.00"},{"v":0,"d":"0.00"},{"v":0,"d":"0.00"},1.9,0,0,0,null,2461,null,{"v":1,"d":"100%"},null,null,0,0,0,0,null,1,1,1,0,0,0,null,0,0,0,1,0,0,0,0]
["32060200",null,0,3,20,60,20,21.5,0,0,0,0,919,0,0,0,1.408,1.08,1.08,1.08,86,0,0,0,4,0,0,0,{"v":7.14622306428138e-05,"d":"0.00"},{"v":0,"d":"0.00"},{"v":0,"d":"0.00"},{"v":0,"d":"0.00"},0.0001276,1.7219,2,3.76611E-4,0,0,0,0.95,0.95,0.95,0,0,0,0,0,0,{"v":0,"d":"0.00"},{"v":0,"d":"0.00"},{"v":0,"d":"0.00"},0.8,0,0,0,null,919,null,{"v":1,"d":"100%"},null,null,0,0,0,0,null,1,1,1,0,0,0,null,0,0,0,1,0,0,0,0]
["32070150",null,0,3,20,70,15,16.5,0,0,0,0,763,0,0,0,1.408,1.08,1.08,1.08,72,0,0,0,4,0,0,0,{"v":9.71873853589833e-05,"d":"0.00"},{"v":0,"d":"0.00"},{"v":0,"d":"0.00"},{"v":0,"d":"0.00"},0.0002083,1.724,2,0.000461829,0,0,0,1.01,1.01,1.01,0,0,0,0,0,0,{"v":0,"d":"0.00"},{"v":0,"d":"0.00"},{"v":0,"d":"0.00"},0.7,0,0,0,null,763,null,{"v":1,"d":"100%"},null,null,0,0,0,0,null,1,1,1,0,0,0,null,0,0,0,1,0,0,0,0]
["320100200",null,0,3,20,100,20,21.5,0,0,0,0,1532,0,0,0,1.408,1.08,1.08,1.08,144,0,0,0,7,0,0,0,{"v":2.4190832460210229E-4,"d":"0.00"},{"v":0,"d":"0.00"},{"v":0,"d":"0.00"},{"v":0,"d":"0.00"},0.0001276,1.7219,2,3.76611E-4,0,0,0,0.95,0.95,0.95,0,0,0,0,0,0,{"v":0,"d":"0.00"},{"v":0,"d":"0.00"},{"v":0,"d":"0.00"},1.3,0,0,0,null,1532,null,{"v":1,"d":"100%"},null,null,0,0,0,0,null,1,1,1,0,0,0,null,0,0,0,1,0,0,0,0]
["320140150",null,0,3,20,140,15,16.5,0,0,0,0,1526,0,0,0,1.408,1.08,1.08,1.08,144,0,0,0,7,0,0,0,{"v":3.6862368437330992E-4,"d":"0.00"},{"v":0,"d":"0.00"},{"v":0,"d":"0.00"},{"v":0,"d":"0.00"},0.0002083,1.724,2,0.000461829,0,0,0,1.01,1.01,1.01,0,0,0,0,0,0,{"v":0,"d":"0.00"},{"v":0,"d":"0.00"},{"v":0,"d":"0.00"},1.4,0,0,0,null,1526,null,{"v":1,"d":"100%"},null,null,0,0,0,0,null,1,1,1,0,0,0,null,0,0,0,1,0,0,0,0]
["320160150",null,0,3,20,160,15,16.5,0,0,0,0,1744,0,0,0,1.408,1.08,1.08,1.08,164,0,0,0,8,0,0,0,{"v":5.0396491369160477E-4,"d":"0.00"},{"v":0,"d":"0.00"},{"v":0,"d":"0.00"},{"v":0,"d":"0.00"},0.0002083,1.724,2,0.000461829,0,0,0,1.01,1.01,1.01,0,0,0,0,0,0,{"v":0,"d":"0.00"},{"v":0,"d":"0.00"},{"v":0,"d":"0.00"},1.6,0,0,0,null,1744,null,{"v":1,"d":"100%"},null,null,0,0,0,0,null,1,1,1,0,0,0,null,0,0,0,1,0,0,0,0]
["320220150",null,0,3,20,220,15,16.5,0,0,0,0,2398,0,0,0,1.408,1.08,1.08,1.08,226,0,0,0,12,0,0,0,{"v":1.260536275408141E-3,"d":"0.00"},{"v":0,"d":"0.00"},{"v":0,"d":"0.00"},{"v":0,"d":"0.00"},0.0002083,1.724,2,0.000461829,0,0,0,1.01,1.01,1.01,0,0,0,0,0,0,{"v":0,"d":"0.00"},{"v":0,"d":"0.00"},{"v":0,"d":"0.00"},2.2,0,0,0,null,2398,null,{"v":1,"d":"100%"},null,null,0,0,0,0,null,1,1,1,0,0,0,null,0,0,0,1,0,0,0,0]
["320280100",null,0,3,20,280,10,11.5,0,0,0,0,1834,0,0,0,1.413,1.08,1.08,1.08,171,0,0,0,9,0,0,0,{"v":1.2257020397541043E-3,"d":"0.00"},{"v":0,"d":"0.00"},{"v":0,"d":"0.00"},{"v":0,"d":"0.00"},3.969E-4,1.7346,2,0.000367347,0,0,0,0.98,0.98,0.98,0,0,0,0,0,0,{"v":0,"d":"0.00"},{"v":0,"d":"0.00"},{"v":0,"d":"0.00"},1.9,0,0,0,null,1834,null,{"v":1,"d":"100%"},null,null,0,0,0,0,null,1,1,1,0,0,0,null,0,0,0,1,0,0,0,0]
["33060100",null,0,3,30,60,10,11.5,0,0,0,0,496,0,0,0,1.403,1.08,1.08,1.08,47,0,0,0,2,0,0,0,{"v":2.6205074486713696E-5,"d":"0.00"},{"v":0,"d":"0.00"},{"v":0,"d":"0.00"},{"v":0,"d":"0.00"},3.969E-4,1.7346,2,0.000367347,0,0,0,0.98,0.98,0.98,0,0,0,0,0,0,{"v":0,"d":"0.00"},{"v":0,"d":"0.00"},{"v":0,"d":"0.00"},0.4,0,0,0,null,496,null,{"v":1,"d":"100%"},null,null,0,0,0,0,null,1,1,1,0,0,0,null,0,0,0,1,0,0,0,0]
["33070110",null,0,3,30,70,11,11.5,0,0,0,0,785,0,0,0,{"v":1.44,"d":"1.440"},1.1,1.1,1.1,70,0,0,0,4,0,0,0,{"v":1.8585050019517818E-4,"d":"0.00"},{"v":0,"d":"0.00"},{"v":0,"d":"0.00"},{"v":0,"d":"0.00"},3.969E-4,1.7346,4,0.000574288,0,0,0,0.95,0.95,0.95,0,0,0,0,0,0,{"v":0,"d":"0.00"},{"v":0,"d":"0.00"},{"v":0,"d":"0.00"},0.9,0,0,0,null,785,null,{"v":1,"d":"100%"},null,null,0,0,0,0,null,1,1,1,0,0,0,null,0,0,0,1,0,0,0,0]
["33080160",null,0,3,30,80,16,16.5,0,0,0,0,1184,0,0,0,1.456,1.1,1.1,1.1,103,0,0,0,5,0,0,0,{"v":4.2711727988197607E-4,"d":"0.00"},{"v":0,"d":"0.00"},{"v":0,"d":"0.00"},{"v":0,"d":"0.00"},0.0002083,1.724,4,1.392796E-3,0,0,0,0.95,0.95,0.95,0,0,0,0,0,0,{"v":0,"d":"0.00"},{"v":0,"d":"0.00"},{"v":0,"d":"0.00"},1.6,0,0,0,null,1184,null,{"v":1,"d":"100%"},null,null,0,0,0,0,null,1,1,1,0,0,0,null,0,0,0,1,0,0,0,0]
["33090150",null,0,3,30,90,15,16.5,0,0,0,0,1223,0,0,0,1.396,1.08,1.08,1.08,117,0,0,0,6,0,0,0,{"v":2.3069740518237621E-4,"d":"0.00"},{"v":0,"d":"0.00"},{"v":0,"d":"0.00"},{"v":0,"d":"0.00"},0.0002083,1.724,2,0.000461829,0,0,0,1.01,1.01,1.01,0,0,0,0,0,0,{"v":0,"d":"0.00"},{"v":0,"d":"0.00"},{"v":0,"d":"0.00"},0.9,0,0,0,null,1223,null,{"v":1,"d":"100%"},null,null,0,0,0,0,null,1,1,1,0,0,0,null,0,0,0,1,0,0,0,0]
["330100200",null,0,3,30,100,20,21.5,0,0,0,0,1906,0,0,0,1.396,{"$f":"IF($G780=10,1.08,IF($G780=11,1.1,IF($G780=15,1.08,IF($G780=16,1.1,IF($G780=20,1.08,IF($G780=21,1.05))))))","v":1.08},1.08,1.08,183,0,0,0,9,0,0,0,{"v":3.9307571221311352E-4,"d":"0.00"},{"v":0,"d":"0.00"},{"v":0,"d":"0.00"},{"v":0,"d":"0.00"},0.0001276,1.7219,2,3.76611E-4,0,0,0,0.95,0.95,0.95,0,0,0,0,0,0,{"v":0,"d":"0.00"},{"v":0,"d":"0.00"},{"v":0,"d":"0.00"},1.3,0,0,0,null,1906,null,{"v":1,"d":"100%"},null,null,0,0,0,0,null,1,1,1,0,0,0,null,0,0,0,1,0,0,0,0]
["330110150",null,0,3,30,110,15,16.5,0,0,0,0,1495,0,0,0,1.396,1.08,1.08,1.08,144,0,0,0,7,0,0,0,{"v":3.3354723566949391E-4,"d":"0.00"},{"v":0,"d":"0.00"},{"v":0,"d":"0.00"},{"v":0,"d":"0.00"},0.0002083,1.724,2,0.000461829,0,0,0,1.01,1.01,1.01,0,0,0,0,0,0,{"v":0,"d":"0.00"},{"v":0,"d":"0.00"},{"v":0,"d":"0.00"},1.1,0,0,0,null,1495,null,{"v":1,"d":"100%"},null,null,0,0,0,0,null,1,1,1,0,0,0,null,0,0,0,1,0,0,0,0]
["330120200",null,0,3,30,120,20,21.5,0,0,0,0,2287,0,0,0,1.396,1.08,1.08,1.08,220,0,0,0,11,0,0,0,{"v":6.1062342310524477E-4,"d":"0.00"},{"v":0,"d":"0.00"},{"v":0,"d":"0.00"},{"v":0,"d":"0.00"},0.0001276,1.7219,2,3.76611E-4,0,0,0,0.95,0.95,0.95,0,0,0,0,0,0,{"v":0,"d":"0.00"},{"v":0,"d":"0.00"},{"v":0,"d":"0.00"},1.6,0,0,0,null,2287,null,{"v":1,"d":"100%"},null,null,0,0,0,0,null,1,1,1,0,0,0,null,0,0,0,1,0,{"$f":"ROUND(IF($C778=0,0,IF($C778=10,IF($G778=10,2539,IF($G778=11,3445,IF($G778=15,2539*1.3,IF($G778=16,3445*1.3,IF($G778=20,(2539*1.45),IF($G778=21,(3445*1.55))))))),IF($C778=15,IF($G778=10,0,IF($G778=11,0,IF($G778=15,3238,IF($G778=16,4735,IF($G778=20,4062,IF($G778=21,6098))))))))),0)","v":0},{"$f":"ROUND(IF($C778=0,0,IF($C778=10,IF($G778=10,352,IF($G778=11,577,IF($G778=15,442*1.15,IF($G778=16,725*1.15,IF($G778=20,(352*1.3),IF($G778=21,(577*1.3))))))),IF($C778=15,IF($G778=10,0,IF($G778=11,0,IF($G778=15,442,IF($G778=16,725,IF($G778=20,502,IF($G778=21,791))))))))),0)","v":0},0]
["330160100",null,0,3,30,160,10,11.5,0,0,0,0,1322,0,0,0,1.403,1.08,1.08,1.08,125,0,0,0,6,0,0,0,{"v":3.8304267348705762E-4,"d":"0.00"},{"v":0,"d":"0.00"},{"v":0,"d":"0.00"},{"v":0,"d":"0.00"},3.969E-4,1.7346,2,0.000367347,0,0,0,0.98,0.98,0.98,0,0,0,0,0,0,{"v":0,"d":"0.00"},{"v":0,"d":"0.00"},{"v":0,"d":"0.00"},1.1,0,0,0,null,1322,null,{"v":1,"d":"100%"},null,null,0,0,0,0,null,1,1,1,0,0,0,null,0,0,0,1,0,0,0,0]
["330160160",null,0,3,30,160,16,16.5,0,0,0,0,2368,0,0,0,1.456,1.1,1.1,1.1,206,0,0,0,11,0,0,0,{"v":0.002393737766066885,"d":"0.00"},{"v":0,"d":"0.00"},{"v":0,"d":"0.00"},{"v":0,"d":"0.00"},0.0002083,1.724,4,1.392796E-3,0,0,0,0.95,0.95,0.95,0,0,0,0,0,0,{"v":0,"d":"0.00"},{"v":0,"d":"0.00"},{"v":0,"d":"0.00"},3.2,0,0,0,null,2368,null,{"v":1,"d":"100%"},null,null,0,0,0,0,null,1,1,1,0,0,0,null,0,0,0,1,0,0,0,0]
["330200100",null,0,3,30,200,10,11.5,0,0,0,0,1652,0,0,0,1.403,1.08,1.08,1.08,157,0,0,0,8,0,0,0,{"v":7.6252671750014645E-4,"d":"0.00"},{"v":0,"d":"0.00"},{"v":0,"d":"0.00"},{"v":0,"d":"0.00"},3.969E-4,1.7346,2,0.000367347,0,0,0,0.98,0.98,0.98,0,0,0,0,0,0,{"v":0,"d":"0.00"},{"v":0,"d":"0.00"},{"v":0,"d":"0.00"},1.3,0,0,0,null,1652,null,{"v":1,"d":"100%"},null,null,0,0,0,0,null,1,1,1,0,0,0,null,0,0,0,1,0,0,0,0]
["330220150",null,0,3,30,220,15,16.5,0,0,0,0,2990,0,0,0,1.396,1.08,1.08,1.08,287,0,0,0,15,0,0,0,{"v":1.9127699984461926E-3,"d":"0.00"},{"v":0,"d":"0.00"},{"v":0,"d":"0.00"},{"v":0,"d":"0.00"},0.0002083,1.724,2,0.000461829,0,0,0,1.01,1.01,1.01,0,0,0,0,0,0,{"v":0,"d":"0.00"},{"v":0,"d":"0.00"},{"v":0,"d":"0.00"},2.2,0,0,0,null,2990,null,{"v":1,"d":"100%"},null,null,0,0,0,0,null,1,1,1,0,0,0,null,0,0,0,1,0,0,0,0]
["330240100",null,0,3,30,240,10,11.5,0,0,0,0,1982,0,0,0,1.403,1.08,1.08,1.08,188,0,0,0,10,0,0,0,{"v":0.001312524802447811,"d":"0.00"},{"v":0,"d":"0.00"},{"v":0,"d":"0.00"},{"v":0,"d":"0.00"},3.969E-4,1.7346,2,0.000367347,0,0,0,0.98,0.98,0.98,0,0,0,0,0,0,{"v":0,"d":"0.00"},{"v":0,"d":"0.00"},{"v":0,"d":"0.00"},1.6,0,0,0,null,1982,null,{"v":1,"d":"100%"},null,null,0,0,0,0,null,1,1,1,0,0,0,null,0,0,0,1,0,0,0,0]
["330260150",null,0,3,30,260,15,16.5,0,0,0,0,3533,0,0,0,1.396,1.08,1.08,1.08,339,0,0,0,17,0,0,0,{"v":0.002633760435601015,"d":"0.00"},{"v":0,"d":"0.00"},{"v":0,"d":"0.00"},{"v":0,"d":"0.00"},0.0002083,1.724,2,0.000461829,0,0,0,1.01,1.01,1.01,0,0,0,0,0,0,{"v":0,"d":"0.00"},{"v":0,"d":"0.00"},{"v":0,"d":"0.00"},2.6,0,0,0,null,3533,null,{"v":1,"d":"100%"},null,null,0,0,0,0,null,1,1,1,0,0,0,null,0,0,0,1,0,0,0,0]
["330280110",null,0,3,30,280,11,11.5,0,0,0,0,3139,0,0,0,{"v":1.44,"d":"1.440"},1.1,1.1,1.1,280,0,0,0,14,0,0,0,{"v":0.005123489270641285,"d":"0.01"},{"v":0,"d":"0.00"},{"v":0,"d":"0.00"},{"v":0,"d":"0.00"},3.969E-4,1.7346,4,0.000574288,0,0,0,0.95,0.95,0.95,0,0,0,0,0,0,{"v":0,"d":"0.00"},{"v":0,"d":"0.00"},{"v":0,"d":"0.00"},3.7,0,0,0,null,3139,null,{"v":1,"d":"100%"},null,null,0,0,0,0,null,1,1,1,0,0,0,null,0,0,0,1,0,0,0,0]
["330300160",null,0,3,30,300,16,16.5,0,0,0,0,4440,0,0,0,1.456,1.1,1.1,1.1,386,0,0,0,20,0,0,0,{"v":0.009540221519755913,"d":"0.01"},{"v":0,"d":"0.00"},{"v":0,"d":"0.00"},{"v":0,"d":"0.00"},0.0002083,1.724,4,1.392796E-3,0,0,0,0.95,0.95,0.95,0,0,0,0,0,0,{"v":0,"d":"0.00"},{"v":0,"d":"0.00"},{"v":0,"d":"0.00"},{"v":6,"d":"6.0"},0,0,0,null,4440,null,{"v":1,"d":"100%"},null,null,0,0,0,0,null,1,1,1,0,0,0,null,0,0,0,1,0,0,0,0]
["34060210",null,0,3,40,60,21,21.5,0,0,0,0,1364,0,0,0,1.477,1.05,1.05,1.05,114,0,0,0,6,0,0,0,{"v":2.3129858705981437E-4,"d":"0.00"},{"v":0,"d":"0.00"},{"v":0,"d":"0.00"},{"v":0,"d":"0.00"},0.0001276,1.7219,4,0.000514201,0,0,0,0.85,0.85,0.85,0,0,0,0,0,0,{"v":0,"d":"0.00"},{"v":0,"d":"0.00"},{"v":0,"d":"0.00"},1.6,0,0,0,null,1364,null,{"v":1,"d":"100%"},null,null,0,0,0,0,null,1,1,1,0,0,0,null,0,0,0,1,0,0,0,0]
["34070110",null,0,3,40,70,11,11.5,0,0,0,0,885,0,0,0,1.439,1.1,1.1,1.1,79,0,0,0,4,0,0,0,{"v":1.8585050019517818E-4,"d":"0.00"},{"v":0,"d":"0.00"},{"v":0,"d":"0.00"},{"v":0,"d":"0.00"},3.969E-4,1.7346,4,0.000574288,0,0,0,0.95,0.95,0.95,0,0,0,0,0,0,{"v":0,"d":"0.00"},{"v":0,"d":"0.00"},{"v":0,"d":"0.00"},0.9,0,0,0,null,885,null,{"v":1,"d":"100%"},null,null,0,0,0,0,null,1,1,1,0,0,0,null,0,0,0,1,{"$f":"ROUND(IF($C843=0,0,IF($C843=10,IF($G843=10,1127,IF($G843=11,2263,\"UNDEFINED\")),IF($C843=15,IF($G843=10,\"NOT POSSIBLE\",IF($G843=11,\"NOT POSSIBLE\",IF($G843=15,1615,IF($G843=16,3238,IF($G843=20,2298,IF($G843=21,2489)))))),\"ERROR\"))),0)","v":0},0,0,{"$f":"ROUND(IF($C843=0,0,IF($C843=10,IF($G843=10,62,IF($G843=11,50,\"UNDEFINED\")),IF($C843=15,IF($G843=10,\"NOT POSSIBLE\",IF($G843=11,\"NOT POSSIBLE\",IF($G843=15,63,IF($G843=16,75,IF($G843=20,78,IF($G843=21,92)))))),\"ERROR\"))),0)","v":0}]
["34080160",null,0,3,40,80,16,16.5,0,0,0,0,1360,0,0,0,{"v":1.46,"d":"1.460"},1.1,1.1,1.1,117,0,0,0,6,0,0,0,{"v":6.089796771926952E-4,"d":"0.00"},{"v":0,"d":"0.00"},{"v":0,"d":"0.00"},{"v":0,"d":"0.00"},0.0002083,1.724,4,1.392796E-3,0,0,0,0.95,0.95,0.95,0,0,0,0,0,0,{"v":0,"d":"0.00"},{"v":0,"d":"0.00"},{"v":0,"d":"0.00"},1.6,0,0,0,null,1360,null,{"v":1,"d":"100%"},null,null,0,0,0,0,null,1,1,1,0,0,0,null,0,0,0,1,0,0,0,0]
["340100100",null,0,3,40,100,10,11.5,0,0,0,0,963,0,0,0,1.394,1.08,1.08,1.08,93,0,0,0,5,0,0,0,{"v":1.9860363574214547E-4,"d":"0.00"},{"v":0,"d":"0.00"},{"v":0,"d":"0.00"},{"v":0,"d":"0.00"},3.969E-4,1.7346,2,0.000367347,0,0,0,0.98,0.98,0.98,0,0,0,0,0,0,{"v":0,"d":"0.00"},{"v":0,"d":"0.00"},{"v":0,"d":"0.00"},0.7,0,0,0,null,963,null,{"v":1,"d":"100%"},null,null,0,0,0,0,null,1,1,1,0,0,0,null,0,0,0,1,0,0,0,0]
["340100160",null,0,3,40,100,16,16.5,0,0,0,0,1700,0,0,0,{"v":1.46,"d":"1.460"},1.1,1.1,1.1,147,0,0,0,8,0,0,0,{"v":1.1255475505780408E-3,"d":"0.00"},{"v":0,"d":"0.00"},{"v":0,"d":"0.00"},{"v":0,"d":"0.00"},0.0002083,1.724,4,1.392796E-3,0,0,0,0.95,0.95,0.95,0,0,0,0,0,0,{"v":0,"d":"0.00"},{"v":0,"d":"0.00"},{"v":0,"d":"0.00"},{"v":2,"d":"2.0"},0,0,0,null,1700,null,{"v":1,"d":"100%"},null,null,0,0,0,0,null,1,1,1,0,0,0,null,0,0,0,1,0,0,0,0]
["340110210",null,0,3,40,110,21,21.5,0,0,0,0,2501,0,0,0,1.477,1.05,1.05,1.05,210,0,0,0,11,0,0,0,{"v":9.0674792257237511E-4,"d":"0.00"},{"v":0,"d":"0.00"},{"v":0,"d":"0.00"},{"v":0,"d":"0.00"},0.0001276,1.7219,4,0.000514201,0,0,0,0.85,0.85,0.85,0,0,0,0,0,0,{"v":0,"d":"0.00"},{"v":0,"d":"0.00"},{"v":0,"d":"0.00"},2.9,0,0,0,null,2501,null,{"v":1,"d":"100%"},null,null,0,0,0,0,null,1,1,1,0,0,0,null,0,0,0,1,0,0,0,0]
["340120200",null,0,3,40,120,20,21.5,0,0,0,0,2635,0,0,0,1.384,1.08,1.08,1.08,258,0,0,0,13,0,0,0,{"v":0.000842453682938975,"d":"0.00"},{"v":0,"d":"0.00"},{"v":0,"d":"0.00"},{"v":0,"d":"0.00"},0.0001276,1.7219,2,3.76611E-4,0,0,0,0.95,0.95,0.95,0,0,0,0,0,0,{"v":0,"d":"0.00"},{"v":0,"d":"0.00"},{"v":0,"d":"0.00"},1.6,0,0,0,null,2635,null,{"v":1,"d":"100%"},null,null,0,0,0,0,null,1,1,1,0,0,0,null,0,0,0,1,0,0,0,0]
["340160110",null,0,3,40,160,11,11.5,0,0,0,0,2022,0,0,0,1.439,1.1,1.1,1.1,181,0,0,0,9,0,0,0,{"v":1.4800057324123313E-3,"d":"0.00"},{"v":0,"d":"0.00"},{"v":0,"d":"0.00"},{"v":0,"d":"0.00"},3.969E-4,1.7346,4,0.000574288,0,0,0,0.95,0.95,0.95,0,0,0,0,0,0,{"v":0,"d":"0.00"},{"v":0,"d":"0.00"},{"v":0,"d":"0.00"},2.1,0,0,0,null,2022,null,{"v":1,"d":"100%"},null,null,0,0,0,0,null,1,1,1,0,0,0,null,0,0,0,1,0,0,0,0]
["340180110",null,0,3,40,180,11,11.5,0,0,0,0,2275,0,0,0,1.439,1.1,1.1,1.1,203,0,0,0,10,0,0,0,{"v":0.001961189627848914,"d":"0.00"},{"v":0,"d":"0.00"},{"v":0,"d":"0.00"},{"v":0,"d":"0.00"},3.969E-4,1.7346,4,0.000574288,0,0,0,0.95,0.95,0.95,0,0,0,0,0,0,{"v":0,"d":"0.00"},{"v":0,"d":"0.00"},{"v":0,"d":"0.00"},2.4,0,0,0,null,2275,null,{"v":1,"d":"100%"},null,null,0,0,0,0,null,1,1,1,0,0,0,null,0,0,0,1,0,0,0,0]
["340200100",null,0,3,40,200,10,11.5,0,0,0,0,{"$f":"BE910*BG910","v":1926},0,0,0,1.394,1.08,1.08,1.08,186,0,0,0,10,0,0,0,{"v":1.143637436765575E-3,"d":"0.00"},{"v":0,"d":"0.00"},{"v":0,"d":"0.00"},{"v":0,"d":"0.00"},3.969E-4,1.7346,2,0.000367347,0,0,0,0.98,0.98,0.98,0,0,0,0,0,0,{"v":0,"d":"0.00"},{"v":0,"d":"0.00"},{"v":0,"d":"0.00"},1.3,0,0,0,null,1926,null,{"v":1,"d":"100%"},null,null,0,0,0,0,null,1,1,1,0,0,0,null,0,0,0,{"$f":"IF(SUM(BV910:BX910)=0,1,0)","v":1},0,0,0,0]
["340220200",null,0,3,40,220,20,21.5,0,0,0,0,4831,0,0,0,1.384,1.08,1.08,1.08,473,0,0,0,24,0,0,0,{"v":3.3497082690485055E-3,"d":"0.00"},{"v":0,"d":"0.00"},{"v":0,"d":"0.00"},{"v":0,"d":"0.00"},0.0001276,1.7219,2,3.76611E-4,0,0,0,0.95,0.95,0.95,0,0,0,0,0,0,{"v":0,"d":"0.00"},{"v":0,"d":"0.00"},{"v":0,"d":"0.00"},2.9,0,0,0,null,4831,null,{"v":1,"d":"100%"},null,null,0,0,0,0,null,1,1,1,0,0,0,null,0,0,0,1,0,{"$f":"ROUND(IF($C906=0,0,IF($C906=10,IF($G906=10,2539,IF($G906=11,3445,IF($G906=15,2539*1.3,IF($G906=16,3445*1.3,IF($G906=20,(2539*1.45),IF($G906=21,(3445*1.55))))))),IF($C906=15,IF($G906=10,0,IF($G906=11,0,IF($G906=15,3238,IF($G906=16,4735,IF($G906=20,4062,IF($G906=21,6098))))))))),0)","v":0},{"$f":"ROUND(IF($C906=0,0,IF($C906=10,IF($G906=10,352,IF($G906=11,577,IF($G906=15,442*1.15,IF($G906=16,725*1.15,IF($G906=20,(352*1.3),IF($G906=21,(577*1.3))))))),IF($C906=15,IF($G906=10,0,IF($G906=11,0,IF($G906=15,442,IF($G906=16,725,IF($G906=20,502,IF($G906=21,791))))))))),0)","v":0},0]
["340260110",null,0,3,40,260,11,11.5,0,0,0,0,3286,0,0,0,1.439,1.1,1.1,1.1,294,0,0,0,15,0,0,0,{"v":0.005456588728541654,"d":"0.01"},{"v":0,"d":"0.00"},{"v":0,"d":"0.00"},{"v":0,"d":"0.00"},3.969E-4,1.7346,4,0.000574288,0,0,0,0.95,0.95,0.95,0,0,0,0,0,0,{"v":0,"d":"0.00"},{"v":0,"d":"0.00"},{"v":0,"d":"0.00"},3.5,0,0,0,null,3286,null,{"v":1,"d":"100%"},null,null,0,0,0,0,null,1,1,1,0,0,0,null,0,0,0,1,0,0,0,0]
["340260150",null,0,3,40,260,15,16.5,0,0,0,0,4077,0,0,0,1.385,1.08,1.08,1.08,399,0,0,0,21,0,0,0,{"v":0.003904378097242142,"d":"0.00"},{"v":0,"d":"0.00"},{"v":0,"d":"0.00"},{"v":0,"d":"0.00"},0.0002083,1.724,2,0.000461829,0,0,0,1.01,1.01,1.01,0,0,0,0,0,0,{"v":0,"d":"0.00"},{"v":0,"d":"0.00"},{"v":0,"d":"0.00"},2.6,0,0,0,null,4077,null,{"v":1,"d":"100%"},null,null,0,0,0,0,null,1,1,1,0,0,0,null,0,0,0,1,0,0,0,0]
["340300110",null,0,3,40,300,11,11.5,0,0,0,0,3792,0,0,0,1.439,1.1,1.1,1.1,339,0,0,0,17,0,0,0,{"v":0.007680772417842476,"d":"0.01"},{"v":0,"d":"0.00"},{"v":0,"d":"0.00"},{"v":0,"d":"0.00"},3.969E-4,1.7346,4,0.000574288,0,0,0,0.95,0.95,0.95,0,0,0,0,0,0,{"v":0,"d":"0.00"},{"v":0,"d":"0.00"},{"v":0,"d":"0.00"},{"v":4,"d":"4.0"},0,0,0,null,3792,null,{"v":1,"d":"100%"},null,null,0,0,0,0,null,1,1,1,0,0,0,null,0,0,0,1,0,0,0,0]
["35060110",null,0,3,50,60,11,11.5,0,0,0,0,832,0,0,0,1.438,1.1,1.1,1.1,74,0,0,0,4,0,0,0,{"v":1.6861989915287995E-4,"d":"0.00"},{"v":0,"d":"0.00"},{"v":0,"d":"0.00"},{"v":0,"d":"0.00"},3.969E-4,1.7346,4,0.000574288,0,0,0,0.95,0.95,0.95,0,0,0,0,0,0,{"v":0,"d":"0.00"},{"v":0,"d":"0.00"},{"v":0,"d":"0.00"},0.8,0,0,0,null,832,null,{"v":1,"d":"100%"},null,null,0,0,0,0,null,1,1,1,0,0,0,null,0,0,0,1,0,0,0,0]
["35060150",null,0,3,50,60,15,16.5,0,0,0,0,1040,0,0,0,1.373,1.08,1.08,1.08,104,0,0,0,5,0,0,0,{"v":1.4299742703215021E-4,"d":"0.00"},{"v":0,"d":"0.00"},{"v":0,"d":"0.00"},{"v":0,"d":"0.00"},0.0002083,1.724,2,0.000461829,0,0,0,1.01,1.01,1.01,0,0,0,0,0,0,{"v":0,"d":"0.00"},{"v":0,"d":"0.00"},{"v":0,"d":"0.00"},0.6,0,0,0,null,1040,null,{"v":1,"d":"100%"},null,null,0,0,0,0,null,1,1,1,0,0,0,null,0,0,0,1,0,0,0,0]
["35070200",null,0,3,50,70,20,21.5,0,0,0,0,1698,0,0,0,1.373,1.08,1.08,1.08,169,0,0,0,9,0,0,0,{"v":3.600890648720691E-4,"d":"0.00"},{"v":0,"d":"0.00"},{"v":0,"d":"0.00"},{"v":0,"d":"0.00"},0.0001276,1.7219,2,3.76611E-4,0,0,0,0.95,0.95,0.95,0,0,0,0,0,0,{"v":0,"d":"0.00"},{"v":0,"d":"0.00"},{"v":0,"d":"0.00"},0.9,0,0,0,null,1698,null,{"v":1,"d":"100%"},null,null,0,0,0,0,null,1,1,1,0,0,0,null,0,0,0,1,0,0,0,0]
["35080200",null,0,3,50,80,20,21.5,0,0,0,0,1940,0,0,0,1.373,1.08,1.08,1.08,194,0,0,0,10,0,0,0,{"v":4.5555776528616841E-4,"d":"0.00"},{"v":0,"d":"0.00"},{"v":0,"d":"0.00"},{"v":0,"d":"0.00"},0.0001276,1.7219,2,3.76611E-4,0,0,0,0.95,0.95,0.95,0,0,0,0,0,0,{"v":0,"d":"0.00"},{"v":0,"d":"0.00"},{"v":0,"d":"0.00"},1.1,0,0,0,null,1940,null,{"v":1,"d":"100%"},null,null,0,0,0,0,null,1,1,1,0,0,0,null,0,0,0,1,0,0,0,0]
["35090200",null,0,3,50,90,20,21.5,0,0,0,0,2183,0,0,0,1.373,1.08,1.08,1.08,218,0,0,0,11,0,0,0,{"v":5.6402169034807292E-4,"d":"0.00"},{"v":0,"d":"0.00"},{"v":0,"d":"0.00"},{"v":0,"d":"0.00"},{"$f":"IF($G970=$CO$103,CP$103,IF($G970=$CO$104,CP$104,IF($G970=$CO$105,CP$105,IF($G970=$CO$107,CP$107,IF($G970=$CO$108,CP$108,IF($G970=$CO$109,CP$109,IF($G970=$CO$111,CP$111,IF($G970=$CO$112,CP$112,IF($G970=$CO$113,CP$113,IF($G970=$CO$115,CP$115,IF($G970=$CO$116,CP$116,IF($G970=$CO$117,CP$117,IF($G970=$CO$119,CP$119,IF($G970=$CO$120,CP$120,))))))))))))))","v":0.0001276},{"$f":"IF($G970=$CO$103,CQ$103,IF($G970=$CO$104,CQ$104,IF($G970=$CO$105,CQ$105,IF($G970=$CO$107,CQ$107,IF($G970=$CO$108,CQ$108,IF($G970=$CO$109,CQ$109,IF($G970=$CO$111,CQ$111,IF($G970=$CO$112,CQ$112,IF($G970=$CO$113,CQ$113,IF($G970=$CO$115,CQ$115,IF($G970=$CO$116,CQ$116,IF($G970=$CO$117,CQ$117,IF($G970=$CO$119,CQ$119,IF($G970=$CO$120,CQ$120,))))))))))))))","v":1.7219},{"$f":"IF($G970=$CO$103,CR$103,IF($G970=$CO$104,CR$104,IF($G970=$CO$105,CR$105,IF($G970=$CO$107,CR$107,IF($G970=$CO$108,CR$108,IF($G970=$CO$109,CR$109,IF($G970=$CO$111,CR$111,IF($G970=$CO$112,CR$112,IF($G970=$CO$113,CR$113,IF($G970=$CO$115,CR$115,IF($G970=$CO$116,CR$116,IF($G970=$CO$117,CR$117,IF($G970=$CO$119,CR$119,IF($G970=$CO$120,CR$120,))))))))))))))","v":2},{"$f":"IF($G970=$CO$103,CS$103,IF($G970=$CO$104,CS$104,IF($G970=$CO$105,CS$105,IF($G970=$CO$107,CS$107,IF($G970=$CO$108,CS$108,IF($G970=$CO$109,CS$109,IF($G970=$CO$111,CS$111,IF($G970=$CO$112,CS$112,IF($G970=$CO$113,CS$113,IF($G970=$CO$115,CS$115,IF($G970=$CO$116,CS$116,IF($G970=$CO$117,CS$117,IF($G970=$CO$119,CS$119,IF($G970=$CO$120,CS$120,))))))))))))))","v":3.76611E-4},0,0,0,0.95,0.95,0.95,0,0,0,0,0,0,{"v":0,"d":"0.00"},{"v":0,"d":"0.00"},{"v":0,"d":"0.00"},{"$f":"ROUND(IF(G970=10,$CO$92*F970,IF(G970=11,$CO$93*F970,IF(G970=15,$CO$94*F970,IF(G970=16,$CO$95*F970,IF(G970=20,$CO$96*F970,IF(G970=21,$CO$97*F970,)))))),1)","v":1.2},0,0,0,null,2183,null,{"$f":"IF(C970=0,1,IF(G970=10,0.9,IF(G970=11,0.68,IF(G970=15,0.8,IF(G970=16,0.68,IF(G970=20,0.8,IF(G970=21,0.8)))))))","v":{"v":1,"d":"100%"}},null,null,0,0,0,0,null,{"$f":"IF((237.3*LN(($AV$1*EXP(17.27*($AS$3/($AS$3+237.3))))))/(17.27-LN(($AV$1*EXP(17.27*($AS$3/($AS$3+237.3))))))<(($AS$1+$AS$2)/2),1,IF(1/(1+((2258*((0.622/((101325/(1*611*EXP(17.27*((($AS$1+$AS$2)/2)/((($AS$1+$AS$2)/2)+237.3))))))-1)*1000-(0.622/((101325/($AV$1*611*EXP(17.27*($AS$3/($AS$3+237.3))))))-1)*1000))/(1005*((($AS$1+$AS$2)/2)-$AS$3))))>1,1,1/(1+((2258*((0.622/((101325/(1*611*EXP(17.27*((($AT$1+$AT$2)/2)/((($AT$1+$AT$2)/2)+237.3))))))-1)*1000-(0.622/((101325/($AV$1*611*EXP(17.27*($AT$3/($AT$3+237.3))))))-1)*1000))/(1005*((($AT$1+$AT$2)/2)-$AT$3))))))","v":1},1,1,{"$f":"AQ970/BO970","v":0},{"$f":"AR970/BP970","v":0},{"$f":"AS970/BQ970","v":0},null,{"$f":"BR970-AQ970","v":0},{"$f":"BS970-AR970","v":0},{"$f":"BT970-AS970","v":0},1,0,0,0,0]
["350110200",null,0,3,50,110,20,21.5,0,0,0,0,2668,0,0,0,1.373,1.08,1.08,1.08,266,0,0,0,14,0,0,0,{"v":9.483425985922576E-4,"d":"0.00"},{"v":0,"d":"0.00"},{"v":0,"d":"0.00"},{"v":0,"d":"0.00"},0.0001276,1.7219,2,3.76611E-4,0,0,0,0.95,0.95,0.95,0,0,0,0,0,0,{"v":0,"d":"0.00"},{"v":0,"d":"0.00"},{"v":0,"d":"0.00"},1.5,0,0,0,null,2668,null,{"v":1,"d":"100%"},null,null,0,0,0,0,null,1,1,1,0,0,0,null,0,0,0,1,0,0,0,0]
["350120110",null,0,3,50,120,11,11.5,0,0,0,0,1663,0,0,0,1.438,1.1,1.1,1.1,149,0,0,0,8,0,0,0,{"v":9.657168960243047E-4,"d":"0.00"},{"v":0,"d":"0.00"},{"v":0,"d":"0.00"},{"v":0,"d":"0.00"},3.969E-4,1.7346,4,0.000574288,0,0,0,0.95,0.95,0.95,0,0,0,0,0,0,{"v":0,"d":"0.00"},{"v":0,"d":"0.00"},{"v":0,"d":"0.00"},1.6,0,0,0,null,1663,null,{"v":1,"d":"100%"},null,null,0,0,0,0,null,1,1,1,0,0,0,null,0,0,0,1,{"$f":"ROUND(IF($C971=0,0,IF($C971=10,IF($G971=10,1127,IF($G971=11,2263,\"UNDEFINED\")),IF($C971=15,IF($G971=10,\"NOT POSSIBLE\",IF($G971=11,\"NOT POSSIBLE\",IF($G971=15,1615,IF($G971=16,3238,IF($G971=20,2298,IF($G971=21,2489)))))),\"ERROR\"))),0)","v":0},0,0,{"$f":"ROUND(IF($C971=0,0,IF($C971=10,IF($G971=10,62,IF($G971=11,50,\"UNDEFINED\")),IF($C971=15,IF($G971=10,\"NOT POSSIBLE\",IF($G971=11,\"NOT POSSIBLE\",IF($G971=15,63,IF($G971=16,75,IF($G971=20,78,IF($G971=21,92)))))),\"ERROR\"))),0)","v":0}]
[{"$f":"CONCATENATE(D990,E990,F990,G990,C990)","v":"350140100"},null,0,3,50,140,10,{"$f":"IF(G990=10,11.5,IF(G990=11,11.5,IF(G990=15,16.5,IF(G990=16,16.5,IF(G990=20,21.5,IF(G990=21,21.5,))))))","v":11.5},0,0,0,0,1506,0,0,0,1.385,1.08,1.08,1.08,147,0,0,0,8,0,0,0,{"v":5.905030065841509E-4,"d":"0.00"},{"v":0,"d":"0.00"},{"v":0,"d":"0.00"},{"v":0,"d":"0.00"},3.969E-4,1.7346,2,0.000367347,0,0,0,0.98,0.98,0.98,0,0,0,0,0,0,{"v":0,"d":"0.00"},{"v":0,"d":"0.00"},{"v":0,"d":"0.00"},0.9,0,0,0,null,1506,null,{"v":1,"d":"100%"},null,null,0,0,0,0,null,1,1,1,0,0,0,null,0,0,0,1,0,0,0,0]
["350180100",null,0,3,50,180,10,11.5,0,0,0,0,1937,0,0,0,1.385,1.08,1.08,1.08,189,0,0,0,10,0,0,0,{"v":1.0591937539244569E-3,"d":"0.00"},{"v":0,"d":"0.00"},{"v":0,"d":"0.00"},{"v":0,"d":"0.00"},3.969E-4,1.7346,2,0.000367347,0,0,0,0.98,0.98,0.98,0,0,0,0,0,0,{"v":0,"d":"0.00"},{"v":0,"d":"0.00"},{"v":0,"d":"0.00"},1.2,0,0,0,null,1937,null,{"v":1,"d":"100%"},null,null,0,0,0,0,null,1,1,1,0,0,0,null,0,0,0,1,0,0,0,0]
["350200150",null,0,3,50,200,15,16.5,0,0,0,0,3468,0,0,0,1.373,1.08,1.08,1.08,346,0,0,0,18,0,0,0,{"v":2.5720378361739353E-3,"d":"0.00"},{"v":0,"d":"0.00"},{"v":0,"d":"0.00"},{"v":0,"d":"0.00"},0.0002083,1.724,2,0.000461829,0,0,0,1.01,1.01,1.01,0,0,0,0,0,0,{"v":0,"d":"0.00"},{"v":0,"d":"0.00"},{"v":0,"d":"0.00"},{"v":2,"d":"2.0"},0,0,0,null,3468,null,{"v":1,"d":"100%"},null,null,0,0,0,0,null,1,1,1,0,0,0,null,0,0,0,1,0,0,0,0]
["350220100",null,0,3,50,220,10,11.5,0,0,0,0,2367,0,0,0,1.385,1.08,1.08,1.08,232,0,0,0,12,0,0,0,{"v":1.7093899629468815E-3,"d":"0.00"},{"v":0,"d":"0.00"},{"v":0,"d":"0.00"},{"v":0,"d":"0.00"},3.969E-4,1.7346,2,0.000367347,0,0,0,0.98,0.98,0.98,0,0,0,0,0,0,{"v":0,"d":"0.00"},{"v":0,"d":"0.00"},{"v":0,"d":"0.00"},1.5,0,0,0,null,2367,null,{"v":1,"d":"100%"},null,null,0,0,0,0,null,1,1,1,0,0,0,null,0,0,0,1,0,0,0,0]
["350240150",null,0,3,50,240,15,16.5,0,0,0,0,4162,0,0,0,1.373,1.08,1.08,1.08,415,0,0,0,21,0,0,0,{"v":0.003748967223867375,"d":"0.00"},{"v":0,"d":"0.00"},{"v":0,"d":"0.00"},{"v":0,"d":"0.00"},0.0002083,1.724,2,0.000461829,0,0,0,1.01,1.01,1.01,0,0,0,0,0,0,{"v":0,"d":"0.00"},{"v":0,"d":"0.00"},{"v":0,"d":"0.00"},2.4,0,0,0,null,4162,null,{"v":1,"d":"100%"},null,null,0,0,0,0,null,1,1,1,0,0,0,null,0,0,0,1,0,0,0,0]
["350260200",null,0,3,50,260,20,21.5,0,0,0,0,6305,0,0,0,1.373,1.08,1.08,1.08,629,0,0,0,32,0,0,0,{"v":6.1784915943325115E-3,"d":"0.01"},{"v":0,"d":"0.00"},{"v":0,"d":"0.00"},{"v":0,"d":"0.00"},0.0001276,1.7219,2,3.76611E-4,0,0,0,0.95,0.95,0.95,0,0,0,0,0,0,{"v":0,"d":"0.00"},{"v":0,"d":"0.00"},{"v":0,"d":"0.00"},3.5,0,0,0,null,6305,null,{"v":1,"d":"100%"},null,null,0,0,0,0,null,1,1,1,0,0,0,null,0,0,0,1,0,0,0,0]
["350280160",null,0,3,50,280,16,16.5,0,0,0,0,5314,0,0,0,1.464,1.1,1.1,1.1,{"$f":"ROUND(M1035*POWER((($S$1-$S$2)/LN(($S$1-$S$3)/($S$2-$S$3)))/((75-65)/LN((75-20)/(65-20))),Q1035),0)","v":455},{"$f":"ROUND(N1035*POWER((($S$1-$S$2)/LN(($S$1-$S$3)/($S$2-$S$3)))/((75-65)/LN((75-20)/(65-20))),R1035),0)","v":0},{"$f":"ROUND(O1035*POWER((($S$1-$S$2)/LN(($S$1-$S$3)/($S$2-$S$3)))/((75-65)/LN((75-20)/(65-20))),S1035),0)","v":0},{"$f":"ROUND(P1035*POWER((($S$1-$S$2)/LN(($S$1-$S$3)/($S$2-$S$3)))/((75-65)/LN((75-20)/(65-20))),T1035),0)","v":0},{"$f":"ROUND(U1035*3600/(4186*ABS($S$1-$S$2)),0)","v":23},{"$f":"ROUND(V1035*3600/(4186*ABS($S$1-$S$2)),0)","v":0},{"$f":"ROUND(W1035*3600/(4186*ABS($S$1-$S$2)),0)","v":0},{"$f":"ROUND(X1035*3600/(4186*ABS($S$1-$S$2)),0)","v":0},{"$f":"(($AG1035*(Y1035^$AH1035)*((($F1035-14.4)*$AI1035)/100))+($AJ1035*(Y1035^2)))*0.0098","v":{"v":0.012049143773603112,"d":"0.01"}},{"$f":"(($AG1035*(Z1035^$AH1035)*((($F1035-14.4)*$AI1035)/100))+($AJ1035*(Z1035^2)))*0.0098","v":{"v":0,"d":"0.00"}},{"$f":"(($AG1035*(AA1035^$AH1035)*((($F1035-14.4)*$AI1035)/100))+($AJ1035*(AA1035^2)))*0.0098","v":{"v":0,"d":"0.00"}},{"$f":"(($AG1035*(AB1035^$AH1035)*((($F1035-14.4)*$AI1035)/100))+($AJ1035*(AB1035^2)))*0.0098","v":{"v":0,"d":"0.00"}},0.0002083,1.724,4,1.392796E-3,0,0,0,{"$f":"IF($G1035=10,0.98,IF($G1035=11,0.95,IF($G1035=15,1.01,IF($G1035=16,0.95,IF($G1035=20,0.95,IF($G1035=21,0.85))))))","v":0.95},0.95,0.95,{"$f":"ROUND(AK1035*POWER((($AT$1-$AT$2)/LN(($AT$1-$AT$3)/($AT$2-$AT$3)))/((16-18)/LN((16-27)/(18-27))),AN1035),0)","v":0},{"$f":"ROUND(AL1035*POWER((($AT$1-$AT$2)/LN(($AT$1-$AT$3)/($AT$2-$AT$3)))/((16-18)/LN((16-27)/(18-27))),AO1035),0)","v":0},{"$f":"ROUND(AM1035*POWER((($AT$1-$AT$2)/LN(($AT$1-$AT$3)/($AT$2-$AT$3)))/((16-18)/LN((16-27)/(18-27))),AP1035),0)","v":0},{"$f":"ROUND(AQ1035*3600/(4186*ABS($AT$1-$AT$2)),0)","v":0},{"$f":"ROUND(AR1035*3600/(4186*ABS($AT$1-$AT$2)),0)","v":0},{"$f":"ROUND(AS1035*3600/(4186*ABS($AT$1-$AT$2)),0)","v":0},{"$f":"(($AG1035*(AT1035^$AH1035)*((($F1035-14.4)*$AI1035)/100))+($AJ1035*(AT1035^2)))*0.0098","v":{"v":0,"d":"0.00"}},{"$f":"(($AG1035*(AU1035^$AH1035)*((($F1035-14.4)*$AI1035)/100))+($AJ1035*(AU1035^2)))*0.0098","v":{"v":0,"d":"0.00"}},{"$f":"(($AG1035*(AV1035^$AH1035)*((($F1035-14.4)*$AI1035)/100))+($AJ1035*(AV1035^2)))*0.0098","v":{"v":0,"d":"0.00"}},5.6,0,0,0,null,5314,null,{"v":1,"d":"100%"},null,null,0,0,0,0,null,1,1,1,0,0,0,null,0,0,0,1,0,0,0,0]
["350300200",null,0,3,50,300,20,21.5,0,0,0,0,7275,0,0,0,1.373,1.08,1.08,1.08,726,0,0,0,37,0,0,0,{"v":0.008634902256143004,"d":"0.01"},{"v":0,"d":"0.00"},{"v":0,"d":"0.00"},{"v":0,"d":"0.00"},0.0001276,1.7219,2,3.76611E-4,0,0,0,0.95,0.95,0.95,0,0,0,0,0,0,{"v":0,"d":"0.00"},{"v":0,"d":"0.00"},{"v":0,"d":"0.00"},{"v":4,"d":"4.0"},0,0,0,null,7275,null,{"v":1,"d":"100%"},null,null,0,0,0,0,null,1,1,1,0,0,0,null,0,0,0,1,0,0,0,0]
["36060200",null,0,3,60,60,20,21.5,0,0,0,0,1565,0,0,0,1.361,1.08,1.08,1.08,159,0,0,0,8,0,0,0,{"v":0.000277146120688121,"d":"0.00"},{"v":0,"d":"0.00"},{"v":0,"d":"0.00"},{"v":0,"d":"0.00"},0.0001276,1.7219,2,3.76611E-4,0,0,0,0.95,0.95,0.95,0,0,0,0,0,0,{"v":0,"d":"0.00"},{"v":0,"d":"0.00"},{"v":0,"d":"0.00"},0.8,0,0,0,null,1565,null,{"v":1,"d":"100%"},null,null,0,0,0,0,null,1,1,1,0,0,0,null,0,0,0,1,0,0,0,0]
["36070160",null,0,3,60,70,16,16.5,0,0,0,0,1459,0,0,0,1.468,1.1,1.1,1.1,124,0,0,0,6,0,0,0,{"v":5.9105265762063807E-4,"d":"0.00"},{"v":0,"d":"0.00"},{"v":0,"d":"0.00"},{"v":0,"d":"0.00"},0.0002083,1.724,4,1.392796E-3,0,0,0,0.95,0.95,0.95,0,0,0,0,0,0,{"v":0,"d":"0.00"},{"v":0,"d":"0.00"},{"v":0,"d":"0.00"},1.4,0,0,0,null,1459,null,{"v":1,"d":"100%"},null,null,0,0,0,0,null,1,1,1,0,0,0,null,0,0,0,1,0,0,0,0]
["36080150",null,0,3,60,80,15,16.5,0,0,0,0,1493,0,0,0,1.361,1.08,1.08,1.08,152,0,0,0,8,0,0,0,{"v":3.8621449342149226E-4,"d":"0.00"},{"v":0,"d":"0.00"},{"v":0,"d":"0.00"},{"v":0,"d":"0.00"},0.0002083,1.724,2,0.000461829,0,0,0,1.01,1.01,1.01,0,0,0,0,0,0,{"v":0,"d":"0.00"},{"v":0,"d":"0.00"},{"v":0,"d":"0.00"},0.8,0,0,0,null,1493,null,{"v":1,"d":"100%"},null,null,0,0,0,0,null,1,1,1,0,0,0,null,0,0,0,1,0,0,0,0]
["36090160",null,0,3,60,90,16,16.5,0,0,0,0,1876,0,0,0,1.468,1.1,1.1,1.1,160,0,0,0,8,0,0,0,{"v":1.0961099455105126E-3,"d":"0.00"},{"v":0,"d":"0.00"},{"v":0,"d":"0.00"},{"v":0,"d":"0.00"},0.0002083,1.724,4,1.392796E-3,0,0,0,0.95,0.95,0.95,0,0,0,0,0,0,{"v":0,"d":"0.00"},{"v":0,"d":"0.00"},{"v":0,"d":"0.00"},1.8,0,0,0,null,1876,null,{"v":1,"d":"100%"},null,null,0,0,0,0,null,1,1,1,0,0,0,null,0,0,0,1,0,0,0,0]
["360100210",null,0,3,60,100,21,21.5,0,0,0,0,2882,0,0,0,1.493,1.05,1.05,1.05,235,0,0,0,12,0,0,0,{"v":1.0345651939163319E-3,"d":"0.00"},{"v":0,"d":"0.00"},{"v":0,"d":"0.00"},{"v":0,"d":"0.00"},0.0001276,1.7219,4,0.000514201,0,0,0,0.85,0.85,0.85,0,0,0,0,0,0,{"v":0,"d":"0.00"},{"v":0,"d":"0.00"},{"v":0,"d":"0.00"},2.7,0,0,0,null,2882,null,{"v":1,"d":"100%"},null,null,0,0,0,0,null,1,1,1,0,0,0,null,0,0,0,1,0,0,0,0]
["360110210",null,0,3,60,110,21,21.5,0,0,0,0,3170,0,0,0,1.493,1.05,1.05,1.05,259,0,0,0,13,0,0,0,{"v":1.2476183340228409E-3,"d":"0.00"},{"v":0,"d":"0.00"},{"v":0,"d":"0.00"},{"v":0,"d":"0.00"},0.0001276,1.7219,4,0.000514201,0,0,0,0.85,0.85,0.85,0,0,0,0,0,0,{"v":0,"d":"0.00"},{"v":0,"d":"0.00"},{"v":0,"d":"0.00"},2.9,0,0,0,null,3170,null,{"v":1,"d":"100%"},null,null,0,0,0,0,null,1,1,1,0,0,0,null,0,0,0,1,0,0,0,0]
["360120210",null,0,3,60,120,21,21.5,0,0,0,0,3458,0,0,0,1.493,1.05,1.05,1.05,282,0,0,0,15,0,0,0,{"v":1.6934576515935489E-3,"d":"0.00"},{"v":0,"d":"0.00"},{"v":0,"d":"0.00"},{"v":0,"d":"0.00"},0.0001276,1.7219,4,0.000514201,0,0,0,0.85,0.85,0.85,0,0,0,0,0,0,{"v":0,"d":"0.00"},{"v":0,"d":"0.00"},{"v":0,"d":"0.00"},3.2,0,0,0,null,3458,null,{"v":1,"d":"100%"},null,null,0,0,0,0,null,1,1,1,0,0,0,null,0,0,0,1,0,0,0,0]
["360160110",null,0,3,60,160,11,11.5,0,0,0,0,2390,0,0,0,1.437,1.1,1.1,1.1,214,0,0,0,11,0,0,0,{"v":0.00213152597830372,"d":"0.00"},{"v":0,"d":"0.00"},{"v":0,"d":"0.00"},{"v":0,"d":"0.00"},3.969E-4,1.7346,4,0.000574288,0,0,0,0.95,0.95,0.95,0,0,0,0,0,0,{"v":0,"d":"0.00"},{"v":0,"d":"0.00"},{"v":0,"d":"0.00"},2.1,0,0,0,null,2390,null,{"v":1,"d":"100%"},null,null,0,0,0,0,null,1,1,1,0,0,0,null,0,0,0,1,0,0,0,0]
["360180160",null,0,3,60,180,16,16.5,0,0,0,0,3751,0,0,0,1.468,1.1,1.1,1.1,319,0,0,0,16,0,0,0,{"v":0.005104664246603295,"d":"0.01"},{"v":0,"d":"0.00"},{"v":0,"d":"0.00"},{"v":0,"d":"0.00"},0.0002083,1.724,4,1.392796E-3,0,0,0,0.95,0.95,0.95,0,0,0,0,0,0,{"v":0,"d":"0.00"},{"v":0,"d":"0.00"},{"v":0,"d":"0.00"},3.6,0,0,0,null,3751,null,{"v":1,"d":"100%"},null,null,0,0,0,0,null,1,1,1,0,0,0,null,0,0,0,1,0,0,0,0]
["360200200",null,0,3,60,200,20,21.5,0,0,0,0,5216,0,0,0,1.361,1.08,1.08,1.08,531,0,0,0,27,0,0,0,{"v":0.004043746897767402,"d":"0.00"},{"v":0,"d":"0.00"},{"v":0,"d":"0.00"},{"v":0,"d":"0.00"},0.0001276,1.7219,2,3.76611E-4,0,0,0,0.95,0.95,0.95,0,0,0,0,0,0,{"v":0,"d":"0.00"},{"v":0,"d":"0.00"},{"v":0,"d":"0.00"},2.7,0,0,0,null,5216,null,{"v":1,"d":"100%"},null,null,0,0,0,0,null,1,1,1,0,0,0,null,0,0,0,1,0,0,0,0]
["360220160",null,0,3,60,220,16,16.5,0,0,0,0,4585,0,0,0,1.468,1.1,1.1,1.1,390,0,0,0,20,0,0,0,{"v":8.397235189292071E-3,"d":"0.01"},{"v":0,"d":"0.00"},{"v":0,"d":"0.00"},{"v":0,"d":"0.00"},0.0002083,1.724,4,1.392796E-3,0,0,0,0.95,0.95,0.95,0,0,0,0,0,0,{"v":0,"d":"0.00"},{"v":0,"d":"0.00"},{"v":0,"d":"0.00"},4.4,0,0,0,null,4585,null,{"v":1,"d":"100%"},null,null,0,0,0,0,null,1,1,1,0,0,0,null,0,0,0,1,0,0,0,0]
["360240150",null,0,3,60,240,15,16.5,0,0,0,0,4478,0,0,0,1.361,1.08,1.08,1.08,456,0,0,0,24,0,0,0,{"v":0.004813761008539962,"d":"0.00"},{"v":0,"d":"0.00"},{"v":0,"d":"0.00"},{"v":0,"d":"0.00"},0.0002083,1.724,2,0.000461829,0,0,0,1.01,1.01,1.01,0,0,0,0,0,0,{"v":0,"d":"0.00"},{"v":0,"d":"0.00"},{"v":0,"d":"0.00"},2.4,0,0,0,null,4478,null,{"v":1,"d":"100%"},null,null,0,0,0,0,null,1,1,1,0,0,0,null,0,0,0,1,0,0,0,0]
["360260110",null,0,3,60,260,11,11.5,0,0,0,0,3884,0,0,0,1.437,1.1,1.1,1.1,348,0,0,0,18,0,0,0,{"v":0.007572464790326342,"d":"0.01"},{"v":0,"d":"0.00"},{"v":0,"d":"0.00"},{"v":0,"d":"0.00"},3.969E-4,1.7346,4,0.000574288,0,0,0,0.95,0.95,0.95,0,0,0,0,0,0,{"v":0,"d":"0.00"},{"v":0,"d":"0.00"},{"v":0,"d":"0.00"},3.5,0,0,0,null,3884,null,{"v":1,"d":"100%"},null,null,0,0,0,0,null,1,1,1,0,0,0,null,0,0,0,1,0,0,0,0]
["360280210",null,0,3,60,280,21,21.5,0,0,0,0,8070,0,0,0,1.493,1.05,1.05,1.05,658,0,0,0,34,0,0,0,{"v":0.011585225592017846,"d":"0.01"},{"v":0,"d":"0.00"},{"v":0,"d":"0.00"},{"v":0,"d":"0.00"},0.0001276,1.7219,4,0.000514201,0,0,0,0.85,0.85,0.85,0,0,0,0,0,0,{"v":0,"d":"0.00"},{"v":0,"d":"0.00"},{"v":0,"d":"0.00"},7.5,0,0,0,null,8070,null,{"v":1,"d":"100%"},null,null,0,0,0,0,null,1,1,1,0,0,0,null,0,0,0,1,0,0,0,0]
["360300200",null,0,3,60,300,20,21.5,0,0,0,0,7824,0,0,0,1.361,1.08,1.08,1.08,797,0,0,0,41,0,0,0,{"v":0.010479030739764875,"d":"0.01"},{"v":0,"d":"0.00"},{"v":0,"d":"0.00"},{"v":0,"d":"0.00"},0.0001276,1.7219,2,3.76611E-4,0,0,0,0.95,0.95,0.95,0,0,0,0,0,0,{"v":0,"d":"0.00"},{"v":0,"d":"0.00"},{"v":0,"d":"0.00"},{"v":4,"d":"4.0"},0,0,0,null,7824,null,{"v":1,"d":"100%"},null,null,0,0,0,0,null,1,1,1,0,0,0,null,0,0,0,1,0,0,0,0]
["37060200",null,0,3,70,60,20,21.5,0,0,0,0,1652,0,0,0,1.349,1.08,1.08,1.08,172,0,0,0,9,0,0,0,{"v":3.4909351575838763E-4,"d":"0.00"},{"v":0,"d":"0.00"},{"v":0,"d":"0.00"},{"v":0,"d":"0.00"},0.0001276,1.7219,2,3.76611E-4,0,0,0,0.95,0.95,0.95,0,0,0,0,0,0,{"v":0,"d":"0.00"},{"v":0,"d":"0.00"},{"v":0,"d":"0.00"},0.8,0,0,0,null,1652,null,{"v":1,"d":"100%"},null,null,0,0,0,0,null,1,1,1,0,0,0,null,0,0,0,1,0,0,0,0]
["37070200",null,0,3,70,70,20,21.5,0,0,0,0,1927,0,0,0,1.349,1.08,1.08,1.08,200,0,0,0,10,0,0,0,{"v":4.4237499313888666E-4,"d":"0.00"},{"v":0,"d":"0.00"},{"v":0,"d":"0.00"},{"v":0,"d":"0.00"},0.0001276,1.7219,2,3.76611E-4,0,0,0,0.95,0.95,0.95,0,0,0,0,0,0,{"v":0,"d":"0.00"},{"v":0,"d":"0.00"},{"v":0,"d":"0.00"},0.9,0,0,0,null,1927,null,{"v":1,"d":"100%"},null,null,0,0,0,0,null,1,1,1,0,0,0,null,0,0,0,1,0,0,0,0]
["37080200",null,0,3,70,80,20,21.5,0,0,0,0,2202,0,0,0,1.349,1.08,1.08,1.08,229,0,0,0,12,0,0,0,{"v":6.4984647545579066E-4,"d":"0.00"},{"v":0,"d":"0.00"},{"v":0,"d":"0.00"},{"v":0,"d":"0.00"},0.0001276,1.7219,2,3.76611E-4,0,0,0,0.95,0.95,0.95,0,0,0,0,0,0,{"v":0,"d":"0.00"},{"v":0,"d":"0.00"},{"v":0,"d":"0.00"},1.1,0,0,0,null,2202,null,{"v":1,"d":"100%"},null,null,0,0,0,0,null,1,1,1,0,0,0,null,0,0,0,1,0,0,0,0]
["370100100",null,0,3,70,100,10,11.5,0,0,0,0,1248,0,0,0,1.366,1.08,1.08,1.08,126,0,0,0,7,0,0,0,{"v":3.7107853110741819E-4,"d":"0.00"},{"v":0,"d":"0.00"},{"v":0,"d":"0.00"},{"v":0,"d":"0.00"},3.969E-4,1.7346,2,0.000367347,0,0,0,0.98,0.98,0.98,0,0,0,0,0,0,{"v":0,"d":"0.00"},{"v":0,"d":"0.00"},{"v":0,"d":"0.00"},0.7,0,0,0,null,1248,null,{"v":1,"d":"100%"},null,null,0,0,0,0,null,1,1,1,0,0,0,null,0,0,0,1,0,0,0,0]
["370110110",null,0,3,70,110,11,11.5,0,0,0,0,1749,0,0,0,1.436,1.1,1.1,1.1,157,0,0,0,8,0,0,0,{"v":9.0837565905230611E-4,"d":"0.00"},{"v":0,"d":"0.00"},{"v":0,"d":"0.00"},{"v":0,"d":"0.00"},3.969E-4,1.7346,4,0.000574288,0,0,0,0.95,0.95,0.95,0,0,0,0,0,0,{"v":0,"d":"0.00"},{"v":0,"d":"0.00"},{"v":0,"d":"0.00"},1.5,0,0,0,null,1749,null,{"v":1,"d":"100%"},null,null,0,0,0,0,null,1,1,1,0,0,0,null,0,0,0,1,0,0,0,0]
["370120100",null,0,3,70,120,10,11.5,0,0,0,0,1498,0,0,0,1.366,1.08,1.08,1.08,151,0,0,0,8,0,0,0,{"v":5.3316176961215231E-4,"d":"0.00"},{"v":0,"d":"0.00"},{"v":0,"d":"0.00"},{"v":0,"d":"0.00"},3.969E-4,1.7346,2,0.000367347,0,0,0,0.98,0.98,0.98,0,0,0,0,0,0,{"v":0,"d":"0.00"},{"v":0,"d":"0.00"},{"v":0,"d":"0.00"},0.8,0,0,0,null,1498,null,{"v":1,"d":"100%"},null,null,0,0,0,0,null,1,1,1,0,0,0,null,0,0,0,1,0,0,0,0]
["370140150",null,0,3,70,140,15,16.5,0,0,0,0,2761,0,0,0,{"v":1.35,"d":"1.350"},1.08,1.08,1.08,286,0,0,0,15,0,0,0,{"v":1.5647400165605147E-3,"d":"0.00"},{"v":0,"d":"0.00"},{"v":0,"d":"0.00"},{"v":0,"d":"0.00"},0.0002083,1.724,2,0.000461829,0,0,0,1.01,1.01,1.01,0,0,0,0,0,0,{"v":0,"d":"0.00"},{"v":0,"d":"0.00"},{"v":0,"d":"0.00"},1.4,0,0,0,null,2761,null,{"v":1,"d":"100%"},null,null,0,0,0,0,null,1,1,1,0,0,0,null,0,0,0,1,0,0,0,0]
["370160110",null,0,3,70,160,11,11.5,0,0,0,0,2544,0,0,0,1.436,1.1,1.1,1.1,228,0,0,0,12,0,0,0,{"v":0.00249728470055356,"d":"0.00"},{"v":0,"d":"0.00"},{"v":0,"d":"0.00"},{"v":0,"d":"0.00"},3.969E-4,1.7346,4,0.000574288,0,0,0,0.95,0.95,0.95,0,0,0,0,0,0,{"v":0,"d":"0.00"},{"v":0,"d":"0.00"},{"v":0,"d":"0.00"},2.1,0,0,0,null,2544,null,{"v":1,"d":"100%"},null,null,0,0,0,0,null,1,1,1,0,0,0,null,0,0,0,1,0,0,0,0]
["370180150",null,0,3,70,180,15,16.5,0,0,0,0,3550,0,0,0,{"v":1.35,"d":"1.350"},1.08,1.08,1.08,368,0,0,0,19,0,0,0,{"v":0.002716730031701675,"d":"0.00"},{"v":0,"d":"0.00"},{"v":0,"d":"0.00"},{"v":0,"d":"0.00"},0.0002083,1.724,2,0.000461829,0,0,0,1.01,1.01,1.01,0,0,0,0,0,0,{"v":0,"d":"0.00"},{"v":0,"d":"0.00"},{"v":0,"d":"0.00"},1.8,0,0,0,null,3550,null,{"v":1,"d":"100%"},null,null,0,0,0,0,null,1,1,1,0,0,0,null,0,0,0,1,0,0,0,0]
["370200110",null,0,3,70,200,11,11.5,0,0,0,0,3180,0,0,0,1.436,1.1,1.1,1.1,286,0,0,0,15,0,0,0,{"v":0.004432903788344181,"d":"0.00"},{"v":0,"d":"0.00"},{"v":0,"d":"0.00"},{"v":0,"d":"0.00"},3.969E-4,1.7346,4,0.000574288,0,0,0,0.95,0.95,0.95,0,0,0,0,0,0,{"v":0,"d":"0.00"},{"v":0,"d":"0.00"},{"v":0,"d":"0.00"},2.7,0,0,0,null,3180,null,{"v":1,"d":"100%"},null,null,0,0,0,0,null,1,1,1,0,0,0,null,0,0,0,1,0,0,0,0]
["370220160",null,0,3,70,220,16,16.5,0,0,0,0,4972,0,0,0,1.472,1.1,1.1,1.1,420,0,0,0,22,0,0,0,{"v":0.01006837444168091,"d":"0.01"},{"v":0,"d":"0.00"},{"v":0,"d":"0.00"},{"v":0,"d":"0.00"},0.0002083,1.724,4,1.392796E-3,0,0,0,0.95,0.95,0.95,0,0,0,0,0,0,{"v":0,"d":"0.00"},{"v":0,"d":"0.00"},{"v":0,"d":"0.00"},4.4,0,0,0,null,4972,null,{"v":1,"d":"100%"},null,null,0,0,0,0,null,1,1,1,0,0,0,null,0,0,0,1,0,0,0,0]
["370240210",null,0,3,70,240,21,21.5,0,0,0,0,7625,0,0,0,1.501,1.05,1.05,1.05,614,0,0,0,32,0,0,0,{"v":0.00956762269716331,"d":"0.01"},{"v":0,"d":"0.00"},{"v":0,"d":"0.00"},{"v":0,"d":"0.00"},0.0001276,1.7219,4,0.000514201,0,0,0,0.85,0.85,0.85,0,0,0,0,0,0,{"v":0,"d":"0.00"},{"v":0,"d":"0.00"},{"v":0,"d":"0.00"},6.4,0,0,0,null,7625,null,{"v":1,"d":"100%"},null,null,0,0,0,0,null,1,1,1,0,0,0,null,0,0,0,1,0,0,0,0]
["370260160",null,0,3,70,260,16,16.5,0,0,0,0,5876,0,0,0,1.472,1.1,1.1,1.1,497,0,0,0,26,0,0,0,{"v":0.014742912306233702,"d":"0.01"},{"v":0,"d":"0.00"},{"v":0,"d":"0.00"},{"v":0,"d":"0.00"},0.0002083,1.724,4,1.392796E-3,0,0,0,0.95,0.95,0.95,0,0,0,0,0,0,{"v":0,"d":"0.00"},{"v":0,"d":"0.00"},{"v":0,"d":"0.00"},5.2,0,0,0,null,5876,null,{"v":1,"d":"100%"},null,null,0,0,0,0,null,1,1,1,0,0,0,null,0,0,0,1,0,0,0,0]
["370280210",null,0,3,70,280,21,21.5,0,0,0,0,8896,0,0,0,1.501,1.05,1.05,1.05,716,0,0,0,37,0,0,0,{"v":0.013561340361729844,"d":"0.01"},{"v":0,"d":"0.00"},{"v":0,"d":"0.00"},{"v":0,"d":"0.00"},0.0001276,1.7219,4,0.000514201,0,0,0,0.85,0.85,0.85,0,0,0,0,0,0,{"v":0,"d":"0.00"},{"v":0,"d":"0.00"},{"v":0,"d":"0.00"},7.5,0,0,0,null,8896,null,{"v":1,"d":"100%"},null,null,0,0,0,0,null,1,1,1,0,0,0,null,0,0,0,1,0,0,0,0]
["39060160",null,0,3,90,60,16,16.5,0,0,0,0,1558,0,0,0,{"v":1.48,"d":"1.480"},1.1,1.1,1.1,130,0,0,0,7,0,0,0,{"v":7.7545304325960082E-4,"d":"0.00"},{"v":0,"d":"0.00"},{"v":0,"d":"0.00"},{"v":0,"d":"0.00"},0.0002083,1.724,4,1.392796E-3,0,0,0,0.95,0.95,0.95,0,0,0,0,0,0,{"v":0,"d":"0.00"},{"v":0,"d":"0.00"},{"v":0,"d":"0.00"},1.2,0,0,0,null,1558,null,{"v":1,"d":"100%"},null,null,0,0,0,0,null,1,1,1,0,0,0,null,0,0,0,1,0,0,0,0]
["39070150",null,0,3,90,70,15,16.5,0,0,0,0,1484,0,0,0,1.326,1.08,1.08,1.08,160,0,0,0,8,0,0,0,{"v":3.7149569088772822E-4,"d":"0.00"},{"v":0,"d":"0.00"},{"v":0,"d":"0.00"},{"v":0,"d":"0.00"},0.0002083,1.724,2,0.000461829,0,0,0,1.01,1.01,1.01,0,0,0,0,0,0,{"v":0,"d":"0.00"},{"v":0,"d":"0.00"},{"v":0,"d":"0.00"},0.7,0,0,0,null,1484,null,{"v":1,"d":"100%"},null,null,0,0,0,0,null,1,1,1,0,0,0,null,0,0,0,1,0,0,0,0]
["39070210",null,0,3,90,70,21,21.5,0,0,0,0,2639,0,0,0,1.518,1.05,1.05,1.05,206,0,0,0,11,0,0,0,{"v":7.8247663521991686E-4,"d":"0.00"},{"v":0,"d":"0.00"},{"v":0,"d":"0.00"},{"v":0,"d":"0.00"},0.0001276,1.7219,4,0.000514201,0,0,0,0.85,0.85,0.85,0,0,0,0,0,0,{"v":0,"d":"0.00"},{"v":0,"d":"0.00"},{"v":0,"d":"0.00"},1.9,0,0,0,null,2639,null,{"v":1,"d":"100%"},null,null,0,0,0,0,null,1,1,1,0,0,0,null,0,0,0,1,0,0,0,0]
["39090210",null,0,3,90,90,21,21.5,0,0,0,0,3393,0,0,0,1.518,1.05,1.05,1.05,265,0,0,0,14,0,0,0,{"v":1.3434530788814785E-3,"d":"0.00"},{"v":0,"d":"0.00"},{"v":0,"d":"0.00"},{"v":0,"d":"0.00"},0.0001276,1.7219,4,0.000514201,0,0,0,0.85,0.85,0.85,0,0,0,0,0,0,{"v":0,"d":"0.00"},{"v":0,"d":"0.00"},{"v":0,"d":"0.00"},2.4,0,0,0,null,3393,null,{"v":1,"d":"100%"},null,null,0,0,0,0,null,1,1,1,0,0,0,null,0,0,0,1,0,0,0,0]
["390100210",null,0,3,90,100,21,21.5,0,0,0,0,3770,0,0,0,1.518,1.05,1.05,1.05,295,0,0,0,15,0,0,0,{"v":1.5874643851932553E-3,"d":"0.00"},{"v":0,"d":"0.00"},{"v":0,"d":"0.00"},{"v":0,"d":"0.00"},0.0001276,1.7219,4,0.000514201,0,0,0,0.85,0.85,0.85,0,0,0,0,0,0,{"v":0,"d":"0.00"},{"v":0,"d":"0.00"},{"v":0,"d":"0.00"},2.7,0,0,0,null,3770,null,{"v":1,"d":"100%"},null,null,0,0,0,0,null,1,1,1,0,0,0,null,0,0,0,1,0,0,0,0]
["390110110",null,0,3,90,110,11,11.5,0,0,0,0,1934,0,0,0,1.434,1.1,1.1,1.1,174,0,0,0,9,0,0,0,{"v":1.1283107056223823E-3,"d":"0.00"},{"v":0,"d":"0.00"},{"v":0,"d":"0.00"},{"v":0,"d":"0.00"},3.969E-4,1.7346,4,0.000574288,0,0,0,0.95,0.95,0.95,0,0,0,0,0,0,{"v":0,"d":"0.00"},{"v":0,"d":"0.00"},{"v":0,"d":"0.00"},1.5,0,0,0,null,1934,null,{"v":1,"d":"100%"},null,null,0,0,0,0,null,1,1,1,0,0,0,null,0,0,0,1,0,0,0,0]
["390140110",null,0,3,90,140,11,11.5,0,0,0,0,2461,0,0,0,1.434,1.1,1.1,1.1,222,0,0,0,11,0,0,0,{"v":1.9322766283169455E-3,"d":"0.00"},{"v":0,"d":"0.00"},{"v":0,"d":"0.00"},{"v":0,"d":"0.00"},3.969E-4,1.7346,4,0.000574288,0,0,0,0.95,0.95,0.95,0,0,0,0,0,0,{"v":0,"d":"0.00"},{"v":0,"d":"0.00"},{"v":0,"d":"0.00"},1.9,0,0,0,null,2461,null,{"v":1,"d":"100%"},null,null,0,0,0,0,null,1,1,1,0,0,0,null,0,0,0,1,0,0,0,0]
["390140150",null,0,3,90,140,15,16.5,0,0,0,0,2968,0,0,0,1.326,1.08,1.08,1.08,321,0,0,0,17,0,0,0,{"v":1.9859908874897696E-3,"d":"0.00"},{"v":0,"d":"0.00"},{"v":0,"d":"0.00"},{"v":0,"d":"0.00"},0.0002083,1.724,2,0.000461829,0,0,0,1.01,1.01,1.01,0,0,0,0,0,0,{"v":0,"d":"0.00"},{"v":0,"d":"0.00"},{"v":0,"d":"0.00"},1.4,0,0,0,null,2968,null,{"v":1,"d":"100%"},null,null,0,0,0,0,null,1,1,1,0,0,0,null,0,0,0,1,0,0,0,0]
["390160200",null,0,3,90,160,20,21.5,0,0,0,0,{"$f":"BE1294*BG1294","v":4731},0,0,0,1.326,1.08,1.08,1.08,511,0,0,0,26,0,0,0,{"v":0.003489715179194878,"d":"0.00"},{"v":0,"d":"0.00"},{"v":0,"d":"0.00"},{"v":0,"d":"0.00"},0.0001276,1.7219,2,3.76611E-4,0,0,0,0.95,0.95,0.95,0,0,0,0,0,0,{"v":0,"d":"0.00"},{"v":0,"d":"0.00"},{"v":0,"d":"0.00"},2.1,0,0,0,null,4731,null,{"v":1,"d":"100%"},null,null,0,0,0,0,null,1,1,1,0,0,0,null,0,0,0,{"$f":"IF(SUM(BV1294:BX1294)=0,1,0)","v":1},0,0,0,0]
["390200160",null,0,3,90,200,16,16.5,0,0,0,0,5192,0,0,0,{"v":1.48,"d":"1.480"},1.1,1.1,1.1,433,0,0,0,22,0,0,0,{"v":9.731597743774207E-3,"d":"0.01"},{"v":0,"d":"0.00"},{"v":0,"d":"0.00"},{"v":0,"d":"0.00"},0.0002083,1.724,4,1.392796E-3,0,0,0,0.95,0.95,0.95,0,0,0,0,0,0,{"v":0,"d":"0.00"},{"v":0,"d":"0.00"},{"v":0,"d":"0.00"},{"v":4,"d":"4.0"},0,0,0,null,5192,null,{"v":1,"d":"100%"},null,null,0,0,0,0,null,1,1,1,0,0,0,null,0,0,0,1,{"$f":"ROUND(IF($C1291=0,0,IF($C1291=10,IF($G1291=10,1127,IF($G1291=11,2263,\"UNDEFINED\")),IF($C1291=15,IF($G1291=10,\"NOT POSSIBLE\",IF($G1291=11,\"NOT POSSIBLE\",IF($G1291=15,1615,IF($G1291=16,3238,IF($G1291=20,2298,IF($G1291=21,2489)))))),\"ERROR\"))),0)","v":0},0,0,{"$f":"ROUND(IF($C1291=0,0,IF($C1291=10,IF($G1291=10,62,IF($G1291=11,50,\"UNDEFINED\")),IF($C1291=15,IF($G1291=10,\"NOT POSSIBLE\",IF($G1291=11,\"NOT POSSIBLE\",IF($G1291=15,63,IF($G1291=16,75,IF($G1291=20,78,IF($G1291=21,92)))))),\"ERROR\"))),0)","v":0}]
["390200200",null,0,3,90,200,20,21.5,0,0,0,0,5914,0,0,0,1.326,1.08,1.08,1.08,639,0,0,0,33,0,0,0,{"v":0.005930942077908127,"d":"0.01"},{"v":0,"d":"0.00"},{"v":0,"d":"0.00"},{"v":0,"d":"0.00"},0.0001276,1.7219,2,3.76611E-4,0,0,0,0.95,0.95,0.95,0,0,0,0,0,0,{"v":0,"d":"0.00"},{"v":0,"d":"0.00"},{"v":0,"d":"0.00"},2.7,0,0,0,null,5914,null,{"v":1,"d":"100%"},null,null,0,0,0,0,null,1,1,1,0,0,0,null,0,0,0,1,0,0,0,0]
["390240110",null,0,3,90,240,11,11.5,0,0,0,0,4219,0,0,0,1.434,1.1,1.1,1.1,380,0,0,0,20,0,0,0,{"v":0.00859097004486424,"d":"0.01"},{"v":0,"d":"0.00"},{"v":0,"d":"0.00"},{"v":0,"d":"0.00"},3.969E-4,1.7346,4,0.000574288,0,0,0,0.95,0.95,0.95,0,0,0,0,0,0,{"v":0,"d":"0.00"},{"v":0,"d":"0.00"},{"v":0,"d":"0.00"},3.2,0,0,0,null,4219,null,{"v":1,"d":"100%"},null,null,0,0,0,0,null,1,1,1,0,0,0,null,0,0,0,1,0,0,0,0]
["390260210",null,0,3,90,260,21,21.5,0,0,0,0,9802,0,0,0,1.518,1.05,1.05,1.05,767,0,0,0,40,0,0,0,{"v":0.01510882684975965,"d":"0.02"},{"v":0,"d":"0.00"},{"v":0,"d":"0.00"},{"v":0,"d":"0.00"},0.0001276,1.7219,4,0.000514201,0,0,0,0.85,0.85,0.85,0,0,0,0,0,0,{"v":0,"d":"0.00"},{"v":0,"d":"0.00"},{"v":0,"d":"0.00"},6.9,0,0,0,null,9802,null,{"v":1,"d":"100%"},null,null,0,0,0,0,null,1,1,1,0,0,0,null,0,0,0,1,0,0,0,0]
["390280100",null,0,3,90,280,10,11.5,0,0,0,0,3833,0,0,0,1.348,1.08,1.08,1.08,399,0,0,0,21,0,0,0,{"v":0.005649103743851276,"d":"0.01"},{"v":0,"d":"0.00"},{"v":0,"d":"0.00"},{"v":0,"d":"0.00"},3.969E-4,1.7346,2,0.000367347,0,0,0,0.98,0.98,0.98,0,0,0,0,0,0,{"v":0,"d":"0.00"},{"v":0,"d":"0.00"},{"v":0,"d":"0.00"},1.9,0,0,0,null,3833,null,{"v":1,"d":"100%"},null,null,0,0,0,0,null,1,1,1,0,0,0,null,0,0,0,1,0,0,0,0]
[{"$f":"CONCATENATE(D1338,E1338,F1338,G1338,C1338)","v":"135501010"},{"$f":"'DBH-Upgrade'!$K$8-$CL1338","v":80},10,1,35,50,10,{"$f":"IF(G1338=10,11.5,IF(G1338=11,11.5,IF(G1338=15,16.5,IF(G1338=16,16.5,IF(G1338=20,21.5,IF(G1338=21,21.5,))))))","v":11.5},0,26,30,38.8,{"v":404.1,"d":"404"},{"$f":"IF($B1338>$F1338,0,IF($C1338>$G1338,0,ROUND((((($F1338-$B1338)/100)*IF('DBH-Upgrade'!$K$6='DBH-Upgrade'!$K$8,$BZ1352,($BE1338/(($F1338-18)/100))))+((($B1338-18)/100)*$CA1352))*$CE1352,0)))","v":0},{"$f":"IF($B1338>$F1338,0,IF($C1338>$G1338,0,ROUND((((($F1338-$B1338)/100)*IF('DBH-Upgrade'!$K$6='DBH-Upgrade'!$K$8,$BZ1352,($BE1338/(($F1338-18)/100))))+((($B1338-18)/100)*$CA1352))*$CD1352,0)))","v":0},{"$f":"IF($B1338>$F1338,0,IF($C1338>$G1338,0,ROUND(((($F1338-$B1338)/100)*IF('DBH-Upgrade'!$K$6='DBH-Upgrade'!$K$8,$BZ1352,($BE1338/(($F1338-18)/100))))+((($B1338-18)/100)*$CA1352),0)))","v":0},{"$f":"IF(B1338=0,IF(E1338=35,IF(G1338=10,1.399,IF(G1338=11,1.44,IF(G1338=15,1.39,IF(G1338=16,1.458,IF(G1338=20,1.39,IF(G1338=21,1.472,1)))))),IF(E1338=50,IF(G1338=10,1.385,IF(G1338=11,1.438,IF(G1338=15,1.373,IF(G1338=16,1.464,IF(G1338=20,1.373,IF(G1338=21,1.485,1)))))),IF(E1338=65,IF(G1338=10,1.371,IF(G1338=11,1.437,IF(G1338=15,1.355,IF(G1338=16,1.47,IF(G1338=20,1.355,IF(G1338=21,1.497,1)))))),IF(E1338=95,IF(G1338=10,1.343,IF(G1338=11,1.434,IF(G1338=15,1.32,IF(G1338=16,1.482,IF(G1338=20,1.32,IF(G1338=21,1.522,1)))))),\"ERROR\")))),1.5)","v":{"v":1.5,"d":"1.500"}},{"$f":"IF($G1338=10,1.08,IF($G1338=11,1.1,IF($G1338=15,1.08,IF($G1338=16,1.1,IF($G1338=20,1.08,IF($G1338=21,1.05))))))","v":1.08},1.08,1.08,{"$f":"ROUND(M1338*POWER((($S$1-$S$2)/LN(($S$1-$S$3)/($S$2-$S$3)))/((75-65)/LN((75-20)/(65-20))),Q1338),0)","v":33},{"$f":"IF($B1338>$F1338,0,IF($C1338>$G1338,0,ROUND(((($F1338-$B1338)/100)*(IF('DBH-Upgrade'!$K$6='DBH-Upgrade'!$K$8,$BZ1352,($BE1338/(($F1338-18)/100))))*$CH1352)+((($B1338-18)/100)*$CA1352*$CE1352*$CG1352),0)))","v":0},{"$f":"IF($B1338>$F1338,0,IF($C1338>$G1338,0,ROUND(((($F1338-$B1338)/100)*(IF('DBH-Upgrade'!$K$6='DBH-Upgrade'!$K$8,$BZ1352,($BE1338/(($F1338-18)/100))))*$CH1352)+((($B1338-18)/100)*$CA1352*$CD1352*$CG1352),0)))","v":0},{"$f":"IF($B1338>$F1338,0,IF($C1338>$G1338,0,ROUND(((($F1338-$B1338)/100)*(IF('DBH-Upgrade'!$K$6='DBH-Upgrade'!$K$8,$BZ1352,($BE1338/(($F1338-18)/100))))*$CH1352)+((($B1338-18)/100)*$CA1352*$CG1352),0)))","v":0},2,0,0,0,{"v":2.3616242888750171E-5,"d":"0.00"},{"v":0,"d":"0.00"},{"v":0,"d":"0.00"},{"v":0,"d":"0.00"},3.969E-4,1.7346,2,0.000367347,{"$f":"IF($B1338>$F1338,0,IF($C1338>$G1338,0,ROUND((((($F1338-$B1338)/100)*IF('DBH-Upgrade'!$K$6='DBH-Upgrade'!$K$8,$CC1352,($BF1338/(($F1338-18)/100))))+((($B1338-18)/100)*$CB1352))*IF($E1338>50,IF($G1338=11,(1-(($E1338-50)*0.005)),IF($G1338=16,(1-(($E1338-50)*0.005)),IF($G1338=21,(1-(($E1338-50)*0.005)),1))),1)*$CE1352,0)))","v":0},{"$f":"IF($B1338>$F1338,0,IF($C1338>$G1338,0,ROUND((((($F1338-$B1338)/100)*IF('DBH-Upgrade'!$K$6='DBH-Upgrade'!$K$8,$CC1352,($BF1338/(($F1338-18)/100))))+((($B1338-18)/100)*$CB1352))*IF($E1338>50,IF($G1338=11,(1-(($E1338-50)*0.005)),IF($G1338=16,(1-(($E1338-50)*0.005)),IF($G1338=21,(1-(($E1338-50)*0.005)),1))),1)*$CD1352,0)))","v":0},{"$f":"IF($B1338>$F1338,0,IF($C1338>$G1338,0,ROUND((((($F1338-$B1338)/100)*IF('DBH-Upgrade'!$K$6='DBH-Upgrade'!$K$8,$CC1352,($BF1338/(($F1338-18)/100))))+((($B1338-18)/100)*$CB1352))*IF($E1338>50,IF($G1338=11,(1-(($E1338-50)*0.005)),IF($G1338=16,(1-(($E1338-50)*0.005)),IF($G1338=21,(1-(($E1338-50)*0.005)),1))),1),0)))","v":0},0.98,0.98,0.98,{"$f":"IF($B1338>$F1338,0,IF($C1338>$G1338,0,ROUND((((($F1338-$B1338)/100)*(IF('DBH-Upgrade'!$K$6='DBH-Upgrade'!$K$8,$CC1352,($BF1338/(($F1338-18)/100))))*$CJ1352)+((($B1338-18)/100)*$CB1352*$CE1352*$CI1352))*IF($E1338>50,IF($G1338=11,(1-(($E1338-50)*0.005)),IF($G1338=16,(1-(($E1338-50)*0.005)),IF($G1338=21,(1-(($E1338-50)*0.005)),1))),1),0)))","v":0},{"$f":"IF($B1338>$F1338,0,IF($C1338>$G1338,0,ROUND((((($F1338-$B1338)/100)*(IF('DBH-Upgrade'!$K$6='DBH-Upgrade'!$K$8,$CC1352,($BF1338/(($F1338-18)/100))))*$CJ1352)+((($B1338-18)/100)*$CB1352*$CD1352*$CI1352))*IF($E1338>50,IF($G1338=11,(1-(($E1338-50)*0.005)),IF($G1338=16,(1-(($E1338-50)*0.005)),IF($G1338=21,(1-(($E1338-50)*0.005)),1))),1),0)))","v":0},{"$f":"IF($B1338>$F1338,0,IF($C1338>$G1338,0,ROUND((((($F1338-$B1338)/100)*(IF('DBH-Upgrade'!$K$6='DBH-Upgrade'!$K$8,$CC1352,($BF1338/(($F1338-18)/100))))*$CJ1352)+((($B1338-18)/100)*$CB1352*$CI1352))*IF($E1338>50,IF($G1338=11,(1-(($E1338-50)*0.005)),IF($G1338=16,(1-(($E1338-50)*0.005)),IF($G1338=21,(1-(($E1338-50)*0.005)),1))),1),0)))","v":0},0,0,0,{"v":0,"d":"0.00"},{"v":0,"d":"0.00"},{"v":0,"d":"0.00"},0.3,{"$f":"IF($B1338>$F1338,$BM$1,CT$21)","v":"DBH-unit is te lang!"},{"$f":"IF($B1338>$F1338,$BM$1,CU$21)","v":"DBH-unit is te lang!"},{"$f":"IF($B1338>$F1338,$BM$1,CV$21)","v":"DBH-unit is te lang!"},null,{"$f":"$BE10","v":449},null,{"$f":"IF($G1338=10,$CU$61,IF($G1338=11,$CU$62,IF($G1338=15,$CU$63,IF($G1338=16,$CU$64,IF($G1338=20,$CU$65,IF($G1338=21,$CU$66))))))","v":{"v":0.9,"d":"90%"}},null,null,0,{"$f":"IF($B1338>$F1338,$BM$1,CQ$21)","v":"DBH-unit is te lang!"},{"$f":"IF($B1338>$F1338,$BM$1,CR$21)","v":"DBH-unit is te lang!"},{"$f":"IF($B1338>$F1338,$BM$1,CS$21)","v":"DBH-unit is te lang!"},null,1,1,1,0,0,0,null,0,0,0,{"$f":"IF(SUM(BV1338:BX1338)=0,1,0)","v":1},0,0,0,0,{"$nulls":8},{"$f":"IF($G1338=10,IF($F1338=280,20,IF($F1338=300,40,0)),IF($G1338=11,IF($F1338=280,20,IF($F1338=300,40,0)),IF($G1338=15,IF($F1338=70,10,IF($F1338=110,10,IF($F1338=180,20,IF($F1338=260,20,IF($F1338=300,20,0))))),IF($G1338=16,IF($F1338=70,10,IF($F1338=110,10,IF($F1338=180,20,IF($F1338=260,20,IF($F1338=300,20,0))))),IF($G1338=20,IF($F1338=70,10,IF($F1338=110,10,IF($F1338=180,20,IF($F1338=260,20,IF($F1338=300,20,0))))),IF($G1338=21,IF($F1338=70,10,IF($F1338=110,10,IF($F1338=180,20,IF($F1338=260,20,IF($F1338=300,20,0))))),\"Error\"))))))","v":0}]
[{"$f":"CONCATENATE(D1340,E1340,F1340,G1340,C1340)","v":"135601010"},{"$f":"'DBH-Upgrade'!$K$8-$CL1340","v":80},10,1,35,60,10,11.5,0,26,30,40,{"v":485.1,"d":"485"},{"$f":"IF($B1340>$F1340,0,IF($C1340>$G1340,0,ROUND((((($F1340-$B1340)/100)*IF('DBH-Upgrade'!$K$6='DBH-Upgrade'!$K$8,$BZ1354,($BE1340/(($F1340-18)/100))))+((($B1340-18)/100)*$CA1354))*$CE1354,0)))","v":0},{"$f":"IF($B1340>$F1340,0,IF($C1340>$G1340,0,ROUND((((($F1340-$B1340)/100)*IF('DBH-Upgrade'!$K$6='DBH-Upgrade'!$K$8,$BZ1354,($BE1340/(($F1340-18)/100))))+((($B1340-18)/100)*$CA1354))*$CD1354,0)))","v":0},{"$f":"IF($B1340>$F1340,0,IF($C1340>$G1340,0,ROUND(((($F1340-$B1340)/100)*IF('DBH-Upgrade'!$K$6='DBH-Upgrade'!$K$8,$BZ1354,($BE1340/(($F1340-18)/100))))+((($B1340-18)/100)*$CA1354),0)))","v":0},{"v":1.5,"d":"1.500"},1.08,1.08,1.08,39,{"$f":"IF($B1340>$F1340,0,IF($C1340>$G1340,0,ROUND(((($F1340-$B1340)/100)*(IF('DBH-Upgrade'!$K$6='DBH-Upgrade'!$K$8,$BZ1354,($BE1340/(($F1340-18)/100))))*$CH1354)+((($B1340-18)/100)*$CA1354*$CE1354*$CG1354),0)))","v":0},{"$f":"IF($B1340>$F1340,0,IF($C1340>$G1340,0,ROUND(((($F1340-$B1340)/100)*(IF('DBH-Upgrade'!$K$6='DBH-Upgrade'!$K$8,$BZ1354,($BE1340/(($F1340-18)/100))))*$CH1354)+((($B1340-18)/100)*$CA1354*$CD1354*$CG1354),0)))","v":0},{"$f":"IF($B1340>$F1340,0,IF($C1340>$G1340,0,ROUND(((($F1340-$B1340)/100)*(IF('DBH-Upgrade'!$K$6='DBH-Upgrade'!$K$8,$BZ1354,($BE1340/(($F1340-18)/100))))*$CH1354)+((($B1340-18)/100)*$CA1354*$CG1354),0)))","v":0},2,0,0,0,{"v":2.6205074486713696E-5,"d":"0.00"},{"v":0,"d":"0.00"},{"v":0,"d":"0.00"},{"v":0,"d":"0.00"},3.969E-4,1.7346,2,0.000367347,{"$f":"IF($B1340>$F1340,0,IF($C1340>$G1340,0,ROUND((((($F1340-$B1340)/100)*IF('DBH-Upgrade'!$K$6='DBH-Upgrade'!$K$8,$CC1354,($BF1340/(($F1340-18)/100))))+((($B1340-18)/100)*$CB1354))*IF($E1340>50,IF($G1340=11,(1-(($E1340-50)*0.005)),IF($G1340=16,(1-(($E1340-50)*0.005)),IF($G1340=21,(1-(($E1340-50)*0.005)),1))),1)*$CE1354,0)))","v":0},{"$f":"IF($B1340>$F1340,0,IF($C1340>$G1340,0,ROUND((((($F1340-$B1340)/100)*IF('DBH-Upgrade'!$K$6='DBH-Upgrade'!$K$8,$CC1354,($BF1340/(($F1340-18)/100))))+((($B1340-18)/100)*$CB1354))*IF($E1340>50,IF($G1340=11,(1-(($E1340-50)*0.005)),IF($G1340=16,(1-(($E1340-50)*0.005)),IF($G1340=21,(1-(($E1340-50)*0.005)),1))),1)*$CD1354,0)))","v":0},{"$f":"IF($B1340>$F1340,0,IF($C1340>$G1340,0,ROUND((((($F1340-$B1340)/100)*IF('DBH-Upgrade'!$K$6='DBH-Upgrade'!$K$8,$CC1354,($BF1340/(($F1340-18)/100))))+((($B1340-18)/100)*$CB1354))*IF($E1340>50,IF($G1340=11,(1-(($E1340-50)*0.005)),IF($G1340=16,(1-(($E1340-50)*0.005)),IF($G1340=21,(1-(($E1340-50)*0.005)),1))),1),0)))","v":0},0.98,0.98,0.98,0,0,0,0,0,0,{"v":0,"d":"0.00"},{"v":0,"d":"0.00"},{"v":0,"d":"0.00"},0.4,"DBH-unit is te lang!","DBH-unit is te lang!","DBH-unit is te lang!",null,539,null,{"v":0.9,"d":"90%"},null,null,0,"DBH-unit is te lang!","DBH-unit is te lang!","DBH-unit is te lang!",null,1,1,1,0,0,0,null,0,0,0,1,0,0,0,0,{"$nulls":8},0]
["135702010",{"$f":"'DBH-Upgrade'!$K$8-$CL1350","v":70},10,1,35,70,20,21.5,0,26,30,41,{"v":1153.6000000000001,"d":"1154"},{"$f":"IF($B1350>$F1350,0,IF($C1350>$G1350,0,ROUND((((($F1350-$B1350)/100)*IF('DBH-Upgrade'!$K$6='DBH-Upgrade'!$K$8,$BZ1364,($BE1350/(($F1350-18)/100))))+((($B1350-18)/100)*$CA1364))*$CE1364,0)))","v":{"$error":"#VALUE!"}},{"$f":"IF($B1350>$F1350,0,IF($C1350>$G1350,0,ROUND((((($F1350-$B1350)/100)*IF('DBH-Upgrade'!$K$6='DBH-Upgrade'!$K$8,$BZ1364,($BE1350/(($F1350-18)/100))))+((($B1350-18)/100)*$CA1364))*$CD1364,0)))","v":{"$error":"#VALUE!"}},{"$f":"IF($B1350>$F1350,0,IF($C1350>$G1350,0,ROUND(((($F1350-$B1350)/100)*IF('DBH-Upgrade'!$K$6='DBH-Upgrade'!$K$8,$BZ1364,($BE1350/(($F1350-18)/100))))+((($B1350-18)/100)*$CA1364),0)))","v":{"$error":"#VALUE!"}},{"v":1.5,"d":"1.500"},1.08,1.08,1.08,93,{"$f":"IF($B1350>$F1350,0,IF($C1350>$G1350,0,ROUND(((($F1350-$B1350)/100)*(IF('DBH-Upgrade'!$K$6='DBH-Upgrade'!$K$8,$BZ1364,($BE1350/(($F1350-18)/100))))*$CH1364)+((($B1350-18)/100)*$CA1364*$CE1364*$CG1364),0)))","v":{"$error":"#VALUE!"}},{"$f":"IF($B1350>$F1350,0,IF($C1350>$G1350,0,ROUND(((($F1350-$B1350)/100)*(IF('DBH-Upgrade'!$K$6='DBH-Upgrade'!$K$8,$BZ1364,($BE1350/(($F1350-18)/100))))*$CH1364)+((($B1350-18)/100)*$CA1364*$CD1364*$CG1364),0)))","v":{"$error":"#VALUE!"}},{"$f":"IF($B1350>$F1350,0,IF($C1350>$G1350,0,ROUND(((($F1350-$B1350)/100)*(IF('DBH-Upgrade'!$K$6='DBH-Upgrade'!$K$8,$BZ1364,($BE1350/(($F1350-18)/100))))*$CH1364)+((($B1350-18)/100)*$CA1364*$CG1364),0)))","v":{"$error":"#VALUE!"}},5,{"$error":"#VALUE!"},{"$error":"#VALUE!"},{"$error":"#VALUE!"},{"v":1.1448938460303912E-4,"d":"0.00"},{"$error":"#VALUE!"},{"$error":"#VALUE!"},{"$error":"#VALUE!"},0.0001276,1.7219,2,3.76611E-4,{"$f":"IF($B1350>$F1350,0,IF($C1350>$G1350,0,ROUND((((($F1350-$B1350)/100)*IF('DBH-Upgrade'!$K$6='DBH-Upgrade'!$K$8,$CC1364,($BF1350/(($F1350-18)/100))))+((($B1350-18)/100)*$CB1364))*IF($E1350>50,IF($G1350=11,(1-(($E1350-50)*0.005)),IF($G1350=16,(1-(($E1350-50)*0.005)),IF($G1350=21,(1-(($E1350-50)*0.005)),1))),1)*$CE1364,0)))","v":{"$error":"#VALUE!"}},{"$f":"IF($B1350>$F1350,0,IF($C1350>$G1350,0,ROUND((((($F1350-$B1350)/100)*IF('DBH-Upgrade'!$K$6='DBH-Upgrade'!$K$8,$CC1364,($BF1350/(($F1350-18)/100))))+((($B1350-18)/100)*$CB1364))*IF($E1350>50,IF($G1350=11,(1-(($E1350-50)*0.005)),IF($G1350=16,(1-(($E1350-50)*0.005)),IF($G1350=21,(1-(($E1350-50)*0.005)),1))),1)*$CD1364,0)))","v":{"$error":"#VALUE!"}},{"$f":"IF($B1350>$F1350,0,IF($C1350>$G1350,0,ROUND((((($F1350-$B1350)/100)*IF('DBH-Upgrade'!$K$6='DBH-Upgrade'!$K$8,$CC1364,($BF1350/(($F1350-18)/100))))+((($B1350-18)/100)*$CB1364))*IF($E1350>50,IF($G1350=11,(1-(($E1350-50)*0.005)),IF($G1350=16,(1-(($E1350-50)*0.005)),IF($G1350=21,(1-(($E1350-50)*0.005)),1))),1),0)))","v":{"$error":"#VALUE!"}},0.95,0.95,0.95,148,158,189,32,34,41,{"v":0.00432249107089938,"d":"0.00"},{"v":0.004869436538025362,"d":"0.00"},{"v":0.00703642645744022,"d":"0.01"},0.9,6,6.7,9,null,1442,null,{"v":0.8,"d":"80%"},null,null,0,11.8,13.7,21.85,null,1,1,1,148,158,189,null,0,0,0,1,0,0,0,0,"CF,F2","CF,F1",{"$nulls":6},10]
["135901010",{"$f":"'DBH-Upgrade'!$K$8-$CL1358","v":80},10,1,35,90,10,11.5,0,26,30,42.4,{"$f":"BE1358*BG1358","v":{"v":727.2,"d":"727"}},{"$f":"IF($B1358>$F1358,0,IF($C1358>$G1358,0,ROUND((((($F1358-$B1358)/100)*IF('DBH-Upgrade'!$K$6='DBH-Upgrade'!$K$8,$BZ1372,($BE1358/(($F1358-18)/100))))+((($B1358-18)/100)*$CA1372))*$CE1372,0)))","v":1288},{"$f":"IF($B1358>$F1358,0,IF($C1358>$G1358,0,ROUND((((($F1358-$B1358)/100)*IF('DBH-Upgrade'!$K$6='DBH-Upgrade'!$K$8,$BZ1372,($BE1358/(($F1358-18)/100))))+((($B1358-18)/100)*$CA1372))*$CD1372,0)))","v":1385},{"$f":"IF($B1358>$F1358,0,IF($C1358>$G1358,0,ROUND(((($F1358-$B1358)/100)*IF('DBH-Upgrade'!$K$6='DBH-Upgrade'!$K$8,$BZ1372,($BE1358/(($F1358-18)/100))))+((($B1358-18)/100)*$CA1372),0)))","v":1687},{"v":1.5,"d":"1.500"},1.08,1.08,1.08,59,{"$f":"IF($B1358>$F1358,0,IF($C1358>$G1358,0,ROUND(((($F1358-$B1358)/100)*(IF('DBH-Upgrade'!$K$6='DBH-Upgrade'!$K$8,$BZ1372,($BE1358/(($F1358-18)/100))))*$CH1372)+((($B1358-18)/100)*$CA1372*$CE1372*$CG1372),0)))","v":205},{"$f":"IF($B1358>$F1358,0,IF($C1358>$G1358,0,ROUND(((($F1358-$B1358)/100)*(IF('DBH-Upgrade'!$K$6='DBH-Upgrade'!$K$8,$BZ1372,($BE1358/(($F1358-18)/100))))*$CH1372)+((($B1358-18)/100)*$CA1372*$CD1372*$CG1372),0)))","v":220},{"$f":"IF($B1358>$F1358,0,IF($C1358>$G1358,0,ROUND(((($F1358-$B1358)/100)*(IF('DBH-Upgrade'!$K$6='DBH-Upgrade'!$K$8,$BZ1372,($BE1358/(($F1358-18)/100))))*$CH1372)+((($B1358-18)/100)*$CA1372*$CG1372),0)))","v":266},3,11,11,14,{"v":7.1943358629944181E-5,"d":"0.00"},{"v":8.121813440750042E-4,"d":"0.00"},{"v":8.121813440750042E-4,"d":"0.00"},{"v":1.2777800952849419E-3,"d":"0.00"},3.969E-4,1.7346,2,0.000367347,{"$f":"IF($B1358>$F1358,0,IF($C1358>$G1358,0,ROUND((((($F1358-$B1358)/100)*IF('DBH-Upgrade'!$K$6='DBH-Upgrade'!$K$8,$CC1372,($BF1358/(($F1358-18)/100))))+((($B1358-18)/100)*$CB1372))*IF($E1358>50,IF($G1358=11,(1-(($E1358-50)*0.005)),IF($G1358=16,(1-(($E1358-50)*0.005)),IF($G1358=21,(1-(($E1358-50)*0.005)),1))),1)*$CE1372,0)))","v":171},{"$f":"IF($B1358>$F1358,0,IF($C1358>$G1358,0,ROUND((((($F1358-$B1358)/100)*IF('DBH-Upgrade'!$K$6='DBH-Upgrade'!$K$8,$CC1372,($BF1358/(($F1358-18)/100))))+((($B1358-18)/100)*$CB1372))*IF($E1358>50,IF($G1358=11,(1-(($E1358-50)*0.005)),IF($G1358=16,(1-(($E1358-50)*0.005)),IF($G1358=21,(1-(($E1358-50)*0.005)),1))),1)*$CD1372,0)))","v":184},{"$f":"IF($B1358>$F1358,0,IF($C1358>$G1358,0,ROUND((((($F1358-$B1358)/100)*IF('DBH-Upgrade'!$K$6='DBH-Upgrade'!$K$8,$CC1372,($BF1358/(($F1358-18)/100))))+((($B1358-18)/100)*$CB1372))*IF($E1358>50,IF($G1358=11,(1-(($E1358-50)*0.005)),IF($G1358=16,(1-(($E1358-50)*0.005)),IF($G1358=21,(1-(($E1358-50)*0.005)),1))),1),0)))","v":224},0.98,0.98,0.98,132,141,172,28,30,37,{"v":4.72654227082375E-3,"d":"0.00"},{"v":5.386216866160207E-3,"d":"0.01"},{"v":0.008016289792406785,"d":"0.01"},0.6,6,6.7,9,null,808,null,{"v":0.9,"d":"90%"},null,null,0,11.8,13.7,21.85,null,1,1,1,132,141,172,null,0,0,0,1,{"$error":"#VALUE!"},3682,458,{"$error":"#VALUE!"},{"$f":"CW$74","v":0.8452517014716241},{"$f":"CX$74","v":0.78929861482599},null,0.16320641939358696,0.08064538055291112,0.7952052041594007,0.7952052041594007,null,0]
["135901610",{"$f":"'DBH-Upgrade'!$K$8-$CL1361","v":80},10,1,35,90,16,16.5,0,26,30,42.4,{"v":975.1200000000001,"d":"975"},{"$f":"IF($B1361>$F1361,0,IF($C1361>$G1361,0,ROUND((((($F1361-$B1361)/100)*IF('DBH-Upgrade'!$K$6='DBH-Upgrade'!$K$8,$BZ1375,($BE1361/(($F1361-18)/100))))+((($B1361-18)/100)*$CA1375))*$CE1375,0)))","v":{"$error":"#VALUE!"}},{"$f":"IF($B1361>$F1361,0,IF($C1361>$G1361,0,ROUND((((($F1361-$B1361)/100)*IF('DBH-Upgrade'!$K$6='DBH-Upgrade'!$K$8,$BZ1375,($BE1361/(($F1361-18)/100))))+((($B1361-18)/100)*$CA1375))*$CD1375,0)))","v":{"$error":"#VALUE!"}},{"$f":"IF($B1361>$F1361,0,IF($C1361>$G1361,0,ROUND(((($F1361-$B1361)/100)*IF('DBH-Upgrade'!$K$6='DBH-Upgrade'!$K$8,$BZ1375,($BE1361/(($F1361-18)/100))))+((($B1361-18)/100)*$CA1375),0)))","v":{"$error":"#VALUE!"}},{"v":1.5,"d":"1.500"},1.1,1.1,1.1,79,{"$f":"IF($B1361>$F1361,0,IF($C1361>$G1361,0,ROUND(((($F1361-$B1361)/100)*(IF('DBH-Upgrade'!$K$6='DBH-Upgrade'!$K$8,$BZ1375,($BE1361/(($F1361-18)/100))))*$CH1375)+((($B1361-18)/100)*$CA1375*$CE1375*$CG1375),0)))","v":{"$error":"#VALUE!"}},{"$f":"IF($B1361>$F1361,0,IF($C1361>$G1361,0,ROUND(((($F1361-$B1361)/100)*(IF('DBH-Upgrade'!$K$6='DBH-Upgrade'!$K$8,$BZ1375,($BE1361/(($F1361-18)/100))))*$CH1375)+((($B1361-18)/100)*$CA1375*$CD1375*$CG1375),0)))","v":{"$error":"#VALUE!"}},{"$f":"IF($B1361>$F1361,0,IF($C1361>$G1361,0,ROUND(((($F1361-$B1361)/100)*(IF('DBH-Upgrade'!$K$6='DBH-Upgrade'!$K$8,$BZ1375,($BE1361/(($F1361-18)/100))))*$CH1375)+((($B1361-18)/100)*$CA1375*$CG1375),0)))","v":{"$error":"#VALUE!"}},4,{"$error":"#VALUE!"},{"$error":"#VALUE!"},{"$error":"#VALUE!"},{"v":2.8575762218198338E-4,"d":"0.00"},{"$error":"#VALUE!"},{"$error":"#VALUE!"},{"$error":"#VALUE!"},0.0002083,1.724,4,1.392796E-3,{"$f":"IF($B1361>$F1361,0,IF($C1361>$G1361,0,ROUND((((($F1361-$B1361)/100)*IF('DBH-Upgrade'!$K$6='DBH-Upgrade'!$K$8,$CC1375,($BF1361/(($F1361-18)/100))))+((($B1361-18)/100)*$CB1375))*IF($E1361>50,IF($G1361=11,(1-(($E1361-50)*0.005)),IF($G1361=16,(1-(($E1361-50)*0.005)),IF($G1361=21,(1-(($E1361-50)*0.005)),1))),1)*$CE1375,0)))","v":{"$error":"#VALUE!"}},{"$f":"IF($B1361>$F1361,0,IF($C1361>$G1361,0,ROUND((((($F1361-$B1361)/100)*IF('DBH-Upgrade'!$K$6='DBH-Upgrade'!$K$8,$CC1375,($BF1361/(($F1361-18)/100))))+((($B1361-18)/100)*$CB1375))*IF($E1361>50,IF($G1361=11,(1-(($E1361-50)*0.005)),IF($G1361=16,(1-(($E1361-50)*0.005)),IF($G1361=21,(1-(($E1361-50)*0.005)),1))),1)*$CD1375,0)))","v":{"$error":"#VALUE!"}},{"$f":"IF($B1361>$F1361,0,IF($C1361>$G1361,0,ROUND((((($F1361-$B1361)/100)*IF('DBH-Upgrade'!$K$6='DBH-Upgrade'!$K$8,$CC1375,($BF1361/(($F1361-18)/100))))+((($B1361-18)/100)*$CB1375))*IF($E1361>50,IF($G1361=11,(1-(($E1361-50)*0.005)),IF($G1361=16,(1-(($E1361-50)*0.005)),IF($G1361=21,(1-(($E1361-50)*0.005)),1))),1),0)))","v":{"$error":"#VALUE!"}},0.95,0.95,0.95,282,302,411,61,65,88,{"v":0.058175360252795426,"d":"0.06"},{"v":0.06590933593902412,"d":"0.07"},{"v":0.11959361506260635,"d":"0.12"},1.8,6,6.7,9,null,1434,null,{"v":0.68,"d":"68%"},null,null,0,11.8,13.7,21.85,null,1,1,1,282,302,411,null,0,0,0,1,2263,3445,577,50,{"$f":"CQ$75","v":0.8364028566594162},{"$f":"CR$75","v":0.7799409143899563},null,0.15781864009190116,0.08064538055291112,0.7952052041594007,0.7952052041594007,null,0]
["1351101010",{"$f":"'DBH-Upgrade'!$K$8-$CL1370","v":80},10,1,35,110,10,11.5,0,26,30,43.5,{"v":889.2,"d":"889"},{"$f":"IF($B1370>$F1370,0,IF($C1370>$G1370,0,ROUND((((($F1370-$B1370)/100)*IF('DBH-Upgrade'!$K$6='DBH-Upgrade'!$K$8,$BZ1384,($BE1370/(($F1370-18)/100))))+((($B1370-18)/100)*$CA1384))*$CE1384,0)))","v":1446},{"$f":"IF($B1370>$F1370,0,IF($C1370>$G1370,0,ROUND((((($F1370-$B1370)/100)*IF('DBH-Upgrade'!$K$6='DBH-Upgrade'!$K$8,$BZ1384,($BE1370/(($F1370-18)/100))))+((($B1370-18)/100)*$CA1384))*$CD1384,0)))","v":1558},{"$f":"IF($B1370>$F1370,0,IF($C1370>$G1370,0,ROUND(((($F1370-$B1370)/100)*IF('DBH-Upgrade'!$K$6='DBH-Upgrade'!$K$8,$BZ1384,($BE1370/(($F1370-18)/100))))+((($B1370-18)/100)*$CA1384),0)))","v":1912},{"v":1.5,"d":"1.500"},1.08,1.08,1.08,72,{"$f":"IF($B1370>$F1370,0,IF($C1370>$G1370,0,ROUND(((($F1370-$B1370)/100)*(IF('DBH-Upgrade'!$K$6='DBH-Upgrade'!$K$8,$BZ1384,($BE1370/(($F1370-18)/100))))*$CH1384)+((($B1370-18)/100)*$CA1384*$CE1384*$CG1384),0)))","v":222},{"$f":"IF($B1370>$F1370,0,IF($C1370>$G1370,0,ROUND(((($F1370-$B1370)/100)*(IF('DBH-Upgrade'!$K$6='DBH-Upgrade'!$K$8,$BZ1384,($BE1370/(($F1370-18)/100))))*$CH1384)+((($B1370-18)/100)*$CA1384*$CD1384*$CG1384),0)))","v":237},{"$f":"IF($B1370>$F1370,0,IF($C1370>$G1370,0,ROUND(((($F1370-$B1370)/100)*(IF('DBH-Upgrade'!$K$6='DBH-Upgrade'!$K$8,$BZ1384,($BE1370/(($F1370-18)/100))))*$CH1384)+((($B1370-18)/100)*$CA1384*$CG1384),0)))","v":284},4,11,12,15,{"v":1.3996228258218558E-4,"d":"0.00"},{"v":9.1180601906839175E-4,"d":"0.00"},{"v":1.0721872079850286E-3,"d":"0.00"},{"v":1.6255358040239865E-3,"d":"0.00"},3.969E-4,1.7346,2,0.000367347,{"$f":"IF($B1370>$F1370,0,IF($C1370>$G1370,0,ROUND((((($F1370-$B1370)/100)*IF('DBH-Upgrade'!$K$6='DBH-Upgrade'!$K$8,$CC1384,($BF1370/(($F1370-18)/100))))+((($B1370-18)/100)*$CB1384))*IF($E1370>50,IF($G1370=11,(1-(($E1370-50)*0.005)),IF($G1370=16,(1-(($E1370-50)*0.005)),IF($G1370=21,(1-(($E1370-50)*0.005)),1))),1)*$CE1384,0)))","v":179},{"$f":"IF($B1370>$F1370,0,IF($C1370>$G1370,0,ROUND((((($F1370-$B1370)/100)*IF('DBH-Upgrade'!$K$6='DBH-Upgrade'!$K$8,$CC1384,($BF1370/(($F1370-18)/100))))+((($B1370-18)/100)*$CB1384))*IF($E1370>50,IF($G1370=11,(1-(($E1370-50)*0.005)),IF($G1370=16,(1-(($E1370-50)*0.005)),IF($G1370=21,(1-(($E1370-50)*0.005)),1))),1)*$CD1384,0)))","v":193},{"$f":"IF($B1370>$F1370,0,IF($C1370>$G1370,0,ROUND((((($F1370-$B1370)/100)*IF('DBH-Upgrade'!$K$6='DBH-Upgrade'!$K$8,$CC1384,($BF1370/(($F1370-18)/100))))+((($B1370-18)/100)*$CB1384))*IF($E1370>50,IF($G1370=11,(1-(($E1370-50)*0.005)),IF($G1370=16,(1-(($E1370-50)*0.005)),IF($G1370=21,(1-(($E1370-50)*0.005)),1))),1),0)))","v":237},0.98,0.98,0.98,{"$f":"AK1370*POWER(CF_cool,AN1370)","v":141.31539699562325},{"$f":"AL1370*POWER(CF_cool,AO1370)","v":152.3679978779625},{"$f":"AM1370*POWER(CF_cool,AP1370)","v":187.10474350817157},30,33,40,{"v":0.005953998963027986,"d":"0.01"},{"v":7.122312291188879E-3,"d":"0.01"},{"v":0.010230215054038271,"d":"0.01"},0.7,6,6.7,9,null,988,null,{"v":0.9,"d":"90%"},null,null,0,11.8,13.7,21.85,null,1,1,1,141.31539699562325,152.3679978779625,187.10474350817157,null,0,0,0,1,{"$error":"#VALUE!"},3682,458,{"$error":"#VALUE!"},0.8284588613790702,0.7713393602007246,null,0.16320641939358696,0.08064538055291112,0.7952052041594007,0.7952052041594007,null,0]
["1351201510",{"$f":"'DBH-Upgrade'!$K$8-$CL1378","v":80},10,1,35,120,15,16.5,0,26,30,44,{"v":1411.2,"d":"1411"},{"$f":"IF($B1378>$F1378,0,IF($C1378>$G1378,0,ROUND((((($F1378-$B1378)/100)*IF('DBH-Upgrade'!$K$6='DBH-Upgrade'!$K$8,$BZ1392,($BE1378/(($F1378-18)/100))))+((($B1378-18)/100)*$CA1392))*$CE1392,0)))","v":{"$error":"#VALUE!"}},{"$f":"IF($B1378>$F1378,0,IF($C1378>$G1378,0,ROUND((((($F1378-$B1378)/100)*IF('DBH-Upgrade'!$K$6='DBH-Upgrade'!$K$8,$BZ1392,($BE1378/(($F1378-18)/100))))+((($B1378-18)/100)*$CA1392))*$CD1392,0)))","v":{"$error":"#VALUE!"}},{"$f":"IF($B1378>$F1378,0,IF($C1378>$G1378,0,ROUND(((($F1378-$B1378)/100)*IF('DBH-Upgrade'!$K$6='DBH-Upgrade'!$K$8,$BZ1392,($BE1378/(($F1378-18)/100))))+((($B1378-18)/100)*$CA1392),0)))","v":{"$error":"#VALUE!"}},{"v":1.5,"d":"1.500"},1.08,1.08,1.08,114,{"$f":"IF($B1378>$F1378,0,IF($C1378>$G1378,0,ROUND(((($F1378-$B1378)/100)*(IF('DBH-Upgrade'!$K$6='DBH-Upgrade'!$K$8,$BZ1392,($BE1378/(($F1378-18)/100))))*$CH1392)+((($B1378-18)/100)*$CA1392*$CE1392*$CG1392),0)))","v":{"$error":"#VALUE!"}},{"$f":"IF($B1378>$F1378,0,IF($C1378>$G1378,0,ROUND(((($F1378-$B1378)/100)*(IF('DBH-Upgrade'!$K$6='DBH-Upgrade'!$K$8,$BZ1392,($BE1378/(($F1378-18)/100))))*$CH1392)+((($B1378-18)/100)*$CA1392*$CD1392*$CG1392),0)))","v":{"$error":"#VALUE!"}},{"$f":"IF($B1378>$F1378,0,IF($C1378>$G1378,0,ROUND(((($F1378-$B1378)/100)*(IF('DBH-Upgrade'!$K$6='DBH-Upgrade'!$K$8,$BZ1392,($BE1378/(($F1378-18)/100))))*$CH1392)+((($B1378-18)/100)*$CA1392*$CG1392),0)))","v":{"$error":"#VALUE!"}},6,{"$error":"#VALUE!"},{"$error":"#VALUE!"},{"$error":"#VALUE!"},{"v":2.5758793454046204E-4,"d":"0.00"},{"$error":"#VALUE!"},{"$error":"#VALUE!"},{"$error":"#VALUE!"},0.0002083,1.724,2,0.000461829,{"$f":"IF($B1378>$F1378,0,IF($C1378>$G1378,0,ROUND((((($F1378-$B1378)/100)*IF('DBH-Upgrade'!$K$6='DBH-Upgrade'!$K$8,$CC1392,($BF1378/(($F1378-18)/100))))+((($B1378-18)/100)*$CB1392))*IF($E1378>50,IF($G1378=11,(1-(($E1378-50)*0.005)),IF($G1378=16,(1-(($E1378-50)*0.005)),IF($G1378=21,(1-(($E1378-50)*0.005)),1))),1)*$CE1392,0)))","v":{"$error":"#VALUE!"}},{"$f":"IF($B1378>$F1378,0,IF($C1378>$G1378,0,ROUND((((($F1378-$B1378)/100)*IF('DBH-Upgrade'!$K$6='DBH-Upgrade'!$K$8,$CC1392,($BF1378/(($F1378-18)/100))))+((($B1378-18)/100)*$CB1392))*IF($E1378>50,IF($G1378=11,(1-(($E1378-50)*0.005)),IF($G1378=16,(1-(($E1378-50)*0.005)),IF($G1378=21,(1-(($E1378-50)*0.005)),1))),1)*$CD1392,0)))","v":{"$error":"#VALUE!"}},{"$f":"IF($B1378>$F1378,0,IF($C1378>$G1378,0,ROUND((((($F1378-$B1378)/100)*IF('DBH-Upgrade'!$K$6='DBH-Upgrade'!$K$8,$CC1392,($BF1378/(($F1378-18)/100))))+((($B1378-18)/100)*$CB1392))*IF($E1378>50,IF($G1378=11,(1-(($E1378-50)*0.005)),IF($G1378=16,(1-(($E1378-50)*0.005)),IF($G1378=21,(1-(($E1378-50)*0.005)),1))),1),0)))","v":{"$error":"#VALUE!"}},1.01,1.01,1.01,{"$f":"AK1378*POWER(CF_cool,AN1378)","v":{"$error":"#VALUE!"}},{"$f":"AL1378*POWER(CF_cool,AO1378)","v":{"$error":"#VALUE!"}},{"$f":"AM1378*POWER(CF_cool,AP1378)","v":{"$error":"#VALUE!"}},{"$error":"#VALUE!"},{"$error":"#VALUE!"},{"$error":"#VALUE!"},{"$error":"#VALUE!"},{"$error":"#VALUE!"},{"$error":"#VALUE!"},1.2,6,6.7,9,null,1764,null,{"v":0.8,"d":"80%"},null,null,0,11.8,13.7,21.85,null,1,1,1,{"$error":"#VALUE!"},{"$error":"#VALUE!"},{"$error":"#VALUE!"},null,{"$error":"#VALUE!"},{"$error":"#VALUE!"},{"$error":"#VALUE!"},{"$error":"#VALUE!"},1127,2539,352,62,0.8146699660963719,0.7561986894808467,null,0.16320641939358696,0.08064538055291112,0.7894714915956607,0.7894714915956607,null,0]
["1351202010",{"$f":"'DBH-Upgrade'!$K$8-$CL1380","v":80},10,1,35,120,20,21.5,0,26,30,44,{"v":1977.6000000000001,"d":"1978"},{"$f":"IF($B1380>$F1380,0,IF($C1380>$G1380,0,ROUND((((($F1380-$B1380)/100)*IF('DBH-Upgrade'!$K$6='DBH-Upgrade'!$K$8,$BZ1394,($BE1380/(($F1380-18)/100))))+((($B1380-18)/100)*$CA1394))*$CE1394,0)))","v":{"$error":"#VALUE!"}},{"$f":"IF($B1380>$F1380,0,IF($C1380>$G1380,0,ROUND((((($F1380-$B1380)/100)*IF('DBH-Upgrade'!$K$6='DBH-Upgrade'!$K$8,$BZ1394,($BE1380/(($F1380-18)/100))))+((($B1380-18)/100)*$CA1394))*$CD1394,0)))","v":{"$error":"#VALUE!"}},{"$f":"IF($B1380>$F1380,0,IF($C1380>$G1380,0,ROUND(((($F1380-$B1380)/100)*IF('DBH-Upgrade'!$K$6='DBH-Upgrade'!$K$8,$BZ1394,($BE1380/(($F1380-18)/100))))+((($B1380-18)/100)*$CA1394),0)))","v":{"$error":"#VALUE!"}},{"v":1.5,"d":"1.500"},1.08,1.08,1.08,159,{"$f":"IF($B1380>$F1380,0,IF($C1380>$G1380,0,ROUND(((($F1380-$B1380)/100)*(IF('DBH-Upgrade'!$K$6='DBH-Upgrade'!$K$8,$BZ1394,($BE1380/(($F1380-18)/100))))*$CH1394)+((($B1380-18)/100)*$CA1394*$CE1394*$CG1394),0)))","v":{"$error":"#VALUE!"}},{"$f":"IF($B1380>$F1380,0,IF($C1380>$G1380,0,ROUND(((($F1380-$B1380)/100)*(IF('DBH-Upgrade'!$K$6='DBH-Upgrade'!$K$8,$BZ1394,($BE1380/(($F1380-18)/100))))*$CH1394)+((($B1380-18)/100)*$CA1394*$CD1394*$CG1394),0)))","v":{"$error":"#VALUE!"}},{"$f":"IF($B1380>$F1380,0,IF($C1380>$G1380,0,ROUND(((($F1380-$B1380)/100)*(IF('DBH-Upgrade'!$K$6='DBH-Upgrade'!$K$8,$BZ1394,($BE1380/(($F1380-18)/100))))*$CH1394)+((($B1380-18)/100)*$CA1394*$CG1394),0)))","v":{"$error":"#VALUE!"}},8,{"$error":"#VALUE!"},{"$error":"#VALUE!"},{"$error":"#VALUE!"},{"v":3.3100888580406967E-4,"d":"0.00"},{"$error":"#VALUE!"},{"$error":"#VALUE!"},{"$error":"#VALUE!"},0.0001276,1.7219,2,3.76611E-4,{"$f":"IF($B1380>$F1380,0,IF($C1380>$G1380,0,ROUND((((($F1380-$B1380)/100)*IF('DBH-Upgrade'!$K$6='DBH-Upgrade'!$K$8,$CC1394,($BF1380/(($F1380-18)/100))))+((($B1380-18)/100)*$CB1394))*IF($E1380>50,IF($G1380=11,(1-(($E1380-50)*0.005)),IF($G1380=16,(1-(($E1380-50)*0.005)),IF($G1380=21,(1-(($E1380-50)*0.005)),1))),1)*$CE1394,0)))","v":{"$error":"#VALUE!"}},{"$f":"IF($B1380>$F1380,0,IF($C1380>$G1380,0,ROUND((((($F1380-$B1380)/100)*IF('DBH-Upgrade'!$K$6='DBH-Upgrade'!$K$8,$CC1394,($BF1380/(($F1380-18)/100))))+((($B1380-18)/100)*$CB1394))*IF($E1380>50,IF($G1380=11,(1-(($E1380-50)*0.005)),IF($G1380=16,(1-(($E1380-50)*0.005)),IF($G1380=21,(1-(($E1380-50)*0.005)),1))),1)*$CD1394,0)))","v":{"$error":"#VALUE!"}},{"$f":"IF($B1380>$F1380,0,IF($C1380>$G1380,0,ROUND((((($F1380-$B1380)/100)*IF('DBH-Upgrade'!$K$6='DBH-Upgrade'!$K$8,$CC1394,($BF1380/(($F1380-18)/100))))+((($B1380-18)/100)*$CB1394))*IF($E1380>50,IF($G1380=11,(1-(($E1380-50)*0.005)),IF($G1380=16,(1-(($E1380-50)*0.005)),IF($G1380=21,(1-(($E1380-50)*0.005)),1))),1),0)))","v":{"$error":"#VALUE!"}},0.95,0.95,0.95,{"$f":"AK1380*POWER(CF_cool,AN1380)","v":{"$error":"#VALUE!"}},{"$f":"AL1380*POWER(CF_cool,AO1380)","v":{"$error":"#VALUE!"}},{"$f":"AM1380*POWER(CF_cool,AP1380)","v":{"$error":"#VALUE!"}},{"$error":"#VALUE!"},{"$error":"#VALUE!"},{"$error":"#VALUE!"},{"$error":"#VALUE!"},{"$error":"#VALUE!"},{"$error":"#VALUE!"},1.6,6,6.7,9,null,2472,null,{"v":0.8,"d":"80%"},null,null,0,11.8,13.7,21.85,null,1,1,1,{"$error":"#VALUE!"},{"$error":"#VALUE!"},{"$error":"#VALUE!"},null,{"$error":"#VALUE!"},{"$error":"#VALUE!"},{"$error":"#VALUE!"},{"$error":"#VALUE!"},{"$error":"#VALUE!"},3301,508,{"$error":"#VALUE!"},0.7254135990953521,0.6774634004202911,null,0.16320641939358696,0.08064538055291112,0.783779121140337,0.783779121140337,null,0]
["1351601510",{"$f":"'DBH-Upgrade'!$K$8-$CL1390","v":80},10,1,35,160,15,16.5,0,26,30,45.5,{"v":1881.6000000000001,"d":"1882"},{"$f":"IF($B1390>$F1390,0,IF($C1390>$G1390,0,ROUND((((($F1390-$B1390)/100)*IF('DBH-Upgrade'!$K$6='DBH-Upgrade'!$K$8,$BZ1404,($BE1390/(($F1390-18)/100))))+((($B1390-18)/100)*$CA1404))*$CE1404,0)))","v":{"$error":"#VALUE!"}},{"$f":"IF($B1390>$F1390,0,IF($C1390>$G1390,0,ROUND((((($F1390-$B1390)/100)*IF('DBH-Upgrade'!$K$6='DBH-Upgrade'!$K$8,$BZ1404,($BE1390/(($F1390-18)/100))))+((($B1390-18)/100)*$CA1404))*$CD1404,0)))","v":{"$error":"#VALUE!"}},{"$f":"IF($B1390>$F1390,0,IF($C1390>$G1390,0,ROUND(((($F1390-$B1390)/100)*IF('DBH-Upgrade'!$K$6='DBH-Upgrade'!$K$8,$BZ1404,($BE1390/(($F1390-18)/100))))+((($B1390-18)/100)*$CA1404),0)))","v":{"$error":"#VALUE!"}},{"v":1.5,"d":"1.500"},1.08,1.08,1.08,152,{"$f":"IF($B1390>$F1390,0,IF($C1390>$G1390,0,ROUND(((($F1390-$B1390)/100)*(IF('DBH-Upgrade'!$K$6='DBH-Upgrade'!$K$8,$BZ1404,($BE1390/(($F1390-18)/100))))*$CH1404)+((($B1390-18)/100)*$CA1404*$CE1404*$CG1404),0)))","v":{"$error":"#VALUE!"}},{"$f":"IF($B1390>$F1390,0,IF($C1390>$G1390,0,ROUND(((($F1390-$B1390)/100)*(IF('DBH-Upgrade'!$K$6='DBH-Upgrade'!$K$8,$BZ1404,($BE1390/(($F1390-18)/100))))*$CH1404)+((($B1390-18)/100)*$CA1404*$CD1404*$CG1404),0)))","v":{"$error":"#VALUE!"}},{"$f":"IF($B1390>$F1390,0,IF($C1390>$G1390,0,ROUND(((($F1390-$B1390)/100)*(IF('DBH-Upgrade'!$K$6='DBH-Upgrade'!$K$8,$BZ1404,($BE1390/(($F1390-18)/100))))*$CH1404)+((($B1390-18)/100)*$CA1404*$CG1404),0)))","v":{"$error":"#VALUE!"}},8,{"$error":"#VALUE!"},{"$error":"#VALUE!"},{"$error":"#VALUE!"},{"v":5.0396491369160477E-4,"d":"0.00"},{"$error":"#VALUE!"},{"$error":"#VALUE!"},{"$error":"#VALUE!"},0.0002083,1.724,2,0.000461829,{"$f":"IF($B1390>$F1390,0,IF($C1390>$G1390,0,ROUND((((($F1390-$B1390)/100)*IF('DBH-Upgrade'!$K$6='DBH-Upgrade'!$K$8,$CC1404,($BF1390/(($F1390-18)/100))))+((($B1390-18)/100)*$CB1404))*IF($E1390>50,IF($G1390=11,(1-(($E1390-50)*0.005)),IF($G1390=16,(1-(($E1390-50)*0.005)),IF($G1390=21,(1-(($E1390-50)*0.005)),1))),1)*$CE1404,0)))","v":{"$error":"#VALUE!"}},{"$f":"IF($B1390>$F1390,0,IF($C1390>$G1390,0,ROUND((((($F1390-$B1390)/100)*IF('DBH-Upgrade'!$K$6='DBH-Upgrade'!$K$8,$CC1404,($BF1390/(($F1390-18)/100))))+((($B1390-18)/100)*$CB1404))*IF($E1390>50,IF($G1390=11,(1-(($E1390-50)*0.005)),IF($G1390=16,(1-(($E1390-50)*0.005)),IF($G1390=21,(1-(($E1390-50)*0.005)),1))),1)*$CD1404,0)))","v":{"$error":"#VALUE!"}},{"$f":"IF($B1390>$F1390,0,IF($C1390>$G1390,0,ROUND((((($F1390-$B1390)/100)*IF('DBH-Upgrade'!$K$6='DBH-Upgrade'!$K$8,$CC1404,($BF1390/(($F1390-18)/100))))+((($B1390-18)/100)*$CB1404))*IF($E1390>50,IF($G1390=11,(1-(($E1390-50)*0.005)),IF($G1390=16,(1-(($E1390-50)*0.005)),IF($G1390=21,(1-(($E1390-50)*0.005)),1))),1),0)))","v":{"$error":"#VALUE!"}},1.01,1.01,1.01,{"$f":"AK1390*POWER(CF_cool,AN1390)","v":{"$error":"#VALUE!"}},{"$f":"AL1390*POWER(CF_cool,AO1390)","v":{"$error":"#VALUE!"}},{"$f":"AM1390*POWER(CF_cool,AP1390)","v":{"$error":"#VALUE!"}},{"$error":"#VALUE!"},{"$error":"#VALUE!"},{"$error":"#VALUE!"},{"$error":"#VALUE!"},{"$error":"#VALUE!"},{"$error":"#VALUE!"},1.6,6,6.7,9,null,2352,null,{"v":0.8,"d":"80%"},null,null,0,11.8,13.7,21.85,null,1,1,1,{"$error":"#VALUE!"},{"$error":"#VALUE!"},{"$error":"#VALUE!"},null,{"$error":"#VALUE!"},{"$error":"#VALUE!"},{"$error":"#VALUE!"},{"$error":"#VALUE!"},1127,2539,352,62,0.8030103878625993,0.7433030653966308,null,0.16320641939358696,0.08064538055291112,0.7894714915956607,0.7894714915956607,null,0]
["1351802010",{"$f":"'DBH-Upgrade'!$K$8-$CL1398","v":60},10,1,35,180,20,21.5,0,26,30,46,{"v":2966.4,"d":"2966"},{"$f":"IF($B1398>$F1398,0,IF($C1398>$G1398,0,ROUND((((($F1398-$B1398)/100)*IF('DBH-Upgrade'!$K$6='DBH-Upgrade'!$K$8,$BZ1412,($BE1398/(($F1398-18)/100))))+((($B1398-18)/100)*$CA1412))*$CE1412,0)))","v":{"$error":"#VALUE!"}},{"$f":"IF($B1398>$F1398,0,IF($C1398>$G1398,0,ROUND((((($F1398-$B1398)/100)*IF('DBH-Upgrade'!$K$6='DBH-Upgrade'!$K$8,$BZ1412,($BE1398/(($F1398-18)/100))))+((($B1398-18)/100)*$CA1412))*$CD1412,0)))","v":{"$error":"#VALUE!"}},{"$f":"IF($B1398>$F1398,0,IF($C1398>$G1398,0,ROUND(((($F1398-$B1398)/100)*IF('DBH-Upgrade'!$K$6='DBH-Upgrade'!$K$8,$BZ1412,($BE1398/(($F1398-18)/100))))+((($B1398-18)/100)*$CA1412),0)))","v":{"$error":"#VALUE!"}},{"v":1.5,"d":"1.500"},1.08,1.08,1.08,239,{"$f":"IF($B1398>$F1398,0,IF($C1398>$G1398,0,ROUND(((($F1398-$B1398)/100)*(IF('DBH-Upgrade'!$K$6='DBH-Upgrade'!$K$8,$BZ1412,($BE1398/(($F1398-18)/100))))*$CH1412)+((($B1398-18)/100)*$CA1412*$CE1412*$CG1412),0)))","v":{"$error":"#VALUE!"}},{"$f":"IF($B1398>$F1398,0,IF($C1398>$G1398,0,ROUND(((($F1398-$B1398)/100)*(IF('DBH-Upgrade'!$K$6='DBH-Upgrade'!$K$8,$BZ1412,($BE1398/(($F1398-18)/100))))*$CH1412)+((($B1398-18)/100)*$CA1412*$CD1412*$CG1412),0)))","v":{"$error":"#VALUE!"}},{"$f":"IF($B1398>$F1398,0,IF($C1398>$G1398,0,ROUND(((($F1398-$B1398)/100)*(IF('DBH-Upgrade'!$K$6='DBH-Upgrade'!$K$8,$BZ1412,($BE1398/(($F1398-18)/100))))*$CH1412)+((($B1398-18)/100)*$CA1412*$CG1412),0)))","v":{"$error":"#VALUE!"}},12,{"$error":"#VALUE!"},{"$error":"#VALUE!"},{"$error":"#VALUE!"},{"v":8.3029317096766674E-4,"d":"0.00"},{"$error":"#VALUE!"},{"$error":"#VALUE!"},{"$error":"#VALUE!"},0.0001276,1.7219,2,3.76611E-4,{"$f":"IF($B1398>$F1398,0,IF($C1398>$G1398,0,ROUND((((($F1398-$B1398)/100)*IF('DBH-Upgrade'!$K$6='DBH-Upgrade'!$K$8,$CC1412,($BF1398/(($F1398-18)/100))))+((($B1398-18)/100)*$CB1412))*IF($E1398>50,IF($G1398=11,(1-(($E1398-50)*0.005)),IF($G1398=16,(1-(($E1398-50)*0.005)),IF($G1398=21,(1-(($E1398-50)*0.005)),1))),1)*$CE1412,0)))","v":{"$error":"#VALUE!"}},{"$f":"IF($B1398>$F1398,0,IF($C1398>$G1398,0,ROUND((((($F1398-$B1398)/100)*IF('DBH-Upgrade'!$K$6='DBH-Upgrade'!$K$8,$CC1412,($BF1398/(($F1398-18)/100))))+((($B1398-18)/100)*$CB1412))*IF($E1398>50,IF($G1398=11,(1-(($E1398-50)*0.005)),IF($G1398=16,(1-(($E1398-50)*0.005)),IF($G1398=21,(1-(($E1398-50)*0.005)),1))),1)*$CD1412,0)))","v":{"$error":"#VALUE!"}},{"$f":"IF($B1398>$F1398,0,IF($C1398>$G1398,0,ROUND((((($F1398-$B1398)/100)*IF('DBH-Upgrade'!$K$6='DBH-Upgrade'!$K$8,$CC1412,($BF1398/(($F1398-18)/100))))+((($B1398-18)/100)*$CB1412))*IF($E1398>50,IF($G1398=11,(1-(($E1398-50)*0.005)),IF($G1398=16,(1-(($E1398-50)*0.005)),IF($G1398=21,(1-(($E1398-50)*0.005)),1))),1),0)))","v":{"$error":"#VALUE!"}},0.95,0.95,0.95,{"$f":"AK1398*POWER(CF_cool,AN1398)","v":{"$error":"#VALUE!"}},{"$f":"AL1398*POWER(CF_cool,AO1398)","v":{"$error":"#VALUE!"}},{"$f":"AM1398*POWER(CF_cool,AP1398)","v":{"$error":"#VALUE!"}},{"$error":"#VALUE!"},{"$error":"#VALUE!"},{"$error":"#VALUE!"},{"$error":"#VALUE!"},{"$error":"#VALUE!"},{"$error":"#VALUE!"},2.4,6,6.7,9,null,3708,null,{"v":0.8,"d":"80%"},null,null,0,11.8,13.7,21.85,null,1,1,1,{"$error":"#VALUE!"},{"$error":"#VALUE!"},{"$error":"#VALUE!"},null,{"$error":"#VALUE!"},{"$error":"#VALUE!"},{"$error":"#VALUE!"},{"$error":"#VALUE!"},{"$error":"#VALUE!"},3301,508,{"$error":"#VALUE!"},0.7127093372490777,0.6655050705360576,null,0.16320641939358696,0.08064538055291112,0.783779121140337,0.783779121140337,null,20]
[{"$f":"CONCATENATE(D1403,E1403,F1403,G1403,C1403)","v":"1352001610"},{"$f":"'DBH-Upgrade'!$K$8-$CL1403","v":80},10,1,35,200,16,{"$f":"IF(G1403=10,11.5,IF(G1403=11,11.5,IF(G1403=15,16.5,IF(G1403=16,16.5,IF(G1403=20,21.5,IF(G1403=21,21.5,))))))","v":16.5},0,26,30,46.5,{"v":2166.48,"d":"2166"},{"$f":"IF($B1403>$F1403,0,IF($C1403>$G1403,0,ROUND((((($F1403-$B1403)/100)*IF('DBH-Upgrade'!$K$6='DBH-Upgrade'!$K$8,$BZ1417,($BE1403/(($F1403-18)/100))))+((($B1403-18)/100)*$CA1417))*$CE1417,0)))","v":{"$error":"#VALUE!"}},{"$f":"IF($B1403>$F1403,0,IF($C1403>$G1403,0,ROUND((((($F1403-$B1403)/100)*IF('DBH-Upgrade'!$K$6='DBH-Upgrade'!$K$8,$BZ1417,($BE1403/(($F1403-18)/100))))+((($B1403-18)/100)*$CA1417))*$CD1417,0)))","v":{"$error":"#VALUE!"}},{"$f":"IF($B1403>$F1403,0,IF($C1403>$G1403,0,ROUND(((($F1403-$B1403)/100)*IF('DBH-Upgrade'!$K$6='DBH-Upgrade'!$K$8,$BZ1417,($BE1403/(($F1403-18)/100))))+((($B1403-18)/100)*$CA1417),0)))","v":{"$error":"#VALUE!"}},{"$f":"IF(B1403=0,IF(E1403=35,IF(G1403=10,1.399,IF(G1403=11,1.44,IF(G1403=15,1.39,IF(G1403=16,1.458,IF(G1403=20,1.39,IF(G1403=21,1.472,1)))))),IF(E1403=50,IF(G1403=10,1.385,IF(G1403=11,1.438,IF(G1403=15,1.373,IF(G1403=16,1.464,IF(G1403=20,1.373,IF(G1403=21,1.485,1)))))),IF(E1403=65,IF(G1403=10,1.371,IF(G1403=11,1.437,IF(G1403=15,1.355,IF(G1403=16,1.47,IF(G1403=20,1.355,IF(G1403=21,1.497,1)))))),IF(E1403=95,IF(G1403=10,1.343,IF(G1403=11,1.434,IF(G1403=15,1.32,IF(G1403=16,1.482,IF(G1403=20,1.32,IF(G1403=21,1.522,1)))))),\"ERROR\")))),1.5)","v":{"v":1.5,"d":"1.500"}},1.1,1.1,1.1,175,{"$f":"IF($B1403>$F1403,0,IF($C1403>$G1403,0,ROUND(((($F1403-$B1403)/100)*(IF('DBH-Upgrade'!$K$6='DBH-Upgrade'!$K$8,$BZ1417,($BE1403/(($F1403-18)/100))))*$CH1417)+((($B1403-18)/100)*$CA1417*$CE1417*$CG1417),0)))","v":{"$error":"#VALUE!"}},{"$f":"IF($B1403>$F1403,0,IF($C1403>$G1403,0,ROUND(((($F1403-$B1403)/100)*(IF('DBH-Upgrade'!$K$6='DBH-Upgrade'!$K$8,$BZ1417,($BE1403/(($F1403-18)/100))))*$CH1417)+((($B1403-18)/100)*$CA1417*$CD1417*$CG1417),0)))","v":{"$error":"#VALUE!"}},{"$f":"IF($B1403>$F1403,0,IF($C1403>$G1403,0,ROUND(((($F1403-$B1403)/100)*(IF('DBH-Upgrade'!$K$6='DBH-Upgrade'!$K$8,$BZ1417,($BE1403/(($F1403-18)/100))))*$CH1417)+((($B1403-18)/100)*$CA1417*$CG1417),0)))","v":{"$error":"#VALUE!"}},9,{"$error":"#VALUE!"},{"$error":"#VALUE!"},{"$error":"#VALUE!"},{"v":1.7749732388023824E-3,"d":"0.00"},{"$error":"#VALUE!"},{"$error":"#VALUE!"},{"$error":"#VALUE!"},0.0002083,1.724,4,1.392796E-3,{"$f":"IF($B1403>$F1403,0,IF($C1403>$G1403,0,ROUND((((($F1403-$B1403)/100)*IF('DBH-Upgrade'!$K$6='DBH-Upgrade'!$K$8,$CC1417,($BF1403/(($F1403-18)/100))))+((($B1403-18)/100)*$CB1417))*IF($E1403>50,IF($G1403=11,(1-(($E1403-50)*0.005)),IF($G1403=16,(1-(($E1403-50)*0.005)),IF($G1403=21,(1-(($E1403-50)*0.005)),1))),1)*$CE1417,0)))","v":{"$error":"#VALUE!"}},{"$f":"IF($B1403>$F1403,0,IF($C1403>$G1403,0,ROUND((((($F1403-$B1403)/100)*IF('DBH-Upgrade'!$K$6='DBH-Upgrade'!$K$8,$CC1417,($BF1403/(($F1403-18)/100))))+((($B1403-18)/100)*$CB1417))*IF($E1403>50,IF($G1403=11,(1-(($E1403-50)*0.005)),IF($G1403=16,(1-(($E1403-50)*0.005)),IF($G1403=21,(1-(($E1403-50)*0.005)),1))),1)*$CD1417,0)))","v":{"$error":"#VALUE!"}},{"$f":"IF($B1403>$F1403,0,IF($C1403>$G1403,0,ROUND((((($F1403-$B1403)/100)*IF('DBH-Upgrade'!$K$6='DBH-Upgrade'!$K$8,$CC1417,($BF1403/(($F1403-18)/100))))+((($B1403-18)/100)*$CB1417))*IF($E1403>50,IF($G1403=11,(1-(($E1403-50)*0.005)),IF($G1403=16,(1-(($E1403-50)*0.005)),IF($G1403=21,(1-(($E1403-50)*0.005)),1))),1),0)))","v":{"$error":"#VALUE!"}},0.95,0.95,0.95,{"$f":"AK1403*POWER(CF_cool,AN1403)","v":{"$error":"#VALUE!"}},{"$f":"AL1403*POWER(CF_cool,AO1403)","v":{"$error":"#VALUE!"}},{"$f":"AM1403*POWER(CF_cool,AP1403)","v":{"$error":"#VALUE!"}},{"$error":"#VALUE!"},{"$error":"#VALUE!"},{"$error":"#VALUE!"},{"$error":"#VALUE!"},{"$error":"#VALUE!"},{"$error":"#VALUE!"},{"v":4,"d":"4.0"},6,6.7,9,null,3186,null,{"v":0.68,"d":"68%"},null,null,0,11.8,13.7,21.85,null,1,1,1,{"$error":"#VALUE!"},{"$error":"#VALUE!"},{"$error":"#VALUE!"},null,{"$error":"#VALUE!"},{"$error":"#VALUE!"},{"$error":"#VALUE!"},{"$error":"#VALUE!"},2263,3445,577,50,0.7840224333226739,0.7222362755803995,null,0.15781864009190116,0.08064538055291112,0.7952052041594007,0.7952052041594007,null,{"$f":"IF($G1403=10,IF($F1403=280,20,IF($F1403=300,40,0)),IF($G1403=11,IF($F1403=280,20,IF($F1403=300,40,0)),IF($G1403=15,IF($F1403=70,10,IF($F1403=110,10,IF($F1403=180,20,IF($F1403=260,20,IF($F1403=300,20,0))))),IF($G1403=16,IF($F1403=70,10,IF($F1403=110,10,IF($F1403=180,20,IF($F1403=260,20,IF($F1403=300,20,0))))),IF($G1403=20,IF($F1403=70,10,IF($F1403=110,10,IF($F1403=180,20,IF($F1403=260,20,IF($F1403=300,20,0))))),IF($G1403=21,IF($F1403=70,10,IF($F1403=110,10,IF($F1403=180,20,IF($F1403=260,20,IF($F1403=300,20,0))))),\"Error\"))))))","v":0}]
["1352202110",{"$f":"'DBH-Upgrade'!$K$8-$CL1411","v":80},10,1,35,220,21,21.5,0,26,30,46.9,{"v":3470.9101449275363,"d":"3471"},{"$f":"IF($B1411>$F1411,0,IF($C1411>$G1411,0,ROUND((((($F1411-$B1411)/100)*IF('DBH-Upgrade'!$K$6='DBH-Upgrade'!$K$8,$BZ1425,($BE1411/(($F1411-18)/100))))+((($B1411-18)/100)*$CA1425))*$CE1425,0)))","v":{"$error":"#VALUE!"}},{"$f":"IF($B1411>$F1411,0,IF($C1411>$G1411,0,ROUND((((($F1411-$B1411)/100)*IF('DBH-Upgrade'!$K$6='DBH-Upgrade'!$K$8,$BZ1425,($BE1411/(($F1411-18)/100))))+((($B1411-18)/100)*$CA1425))*$CD1425,0)))","v":{"$error":"#VALUE!"}},{"$f":"IF($B1411>$F1411,0,IF($C1411>$G1411,0,ROUND(((($F1411-$B1411)/100)*IF('DBH-Upgrade'!$K$6='DBH-Upgrade'!$K$8,$BZ1425,($BE1411/(($F1411-18)/100))))+((($B1411-18)/100)*$CA1425),0)))","v":{"$error":"#VALUE!"}},{"v":1.5,"d":"1.500"},1.05,1.05,1.05,280,{"$f":"IF($B1411>$F1411,0,IF($C1411>$G1411,0,ROUND(((($F1411-$B1411)/100)*(IF('DBH-Upgrade'!$K$6='DBH-Upgrade'!$K$8,$BZ1425,($BE1411/(($F1411-18)/100))))*$CH1425)+((($B1411-18)/100)*$CA1425*$CE1425*$CG1425),0)))","v":{"$error":"#VALUE!"}},{"$f":"IF($B1411>$F1411,0,IF($C1411>$G1411,0,ROUND(((($F1411-$B1411)/100)*(IF('DBH-Upgrade'!$K$6='DBH-Upgrade'!$K$8,$BZ1425,($BE1411/(($F1411-18)/100))))*$CH1425)+((($B1411-18)/100)*$CA1425*$CD1425*$CG1425),0)))","v":{"$error":"#VALUE!"}},{"$f":"IF($B1411>$F1411,0,IF($C1411>$G1411,0,ROUND(((($F1411-$B1411)/100)*(IF('DBH-Upgrade'!$K$6='DBH-Upgrade'!$K$8,$BZ1425,($BE1411/(($F1411-18)/100))))*$CH1425)+((($B1411-18)/100)*$CA1425*$CG1425),0)))","v":{"$error":"#VALUE!"}},14,{"$error":"#VALUE!"},{"$error":"#VALUE!"},{"$error":"#VALUE!"},{"v":0.001955236858651217,"d":"0.00"},{"$error":"#VALUE!"},{"$error":"#VALUE!"},{"$error":"#VALUE!"},0.0001276,1.7219,4,0.000514201,{"$f":"IF($B1411>$F1411,0,IF($C1411>$G1411,0,ROUND((((($F1411-$B1411)/100)*IF('DBH-Upgrade'!$K$6='DBH-Upgrade'!$K$8,$CC1425,($BF1411/(($F1411-18)/100))))+((($B1411-18)/100)*$CB1425))*IF($E1411>50,IF($G1411=11,(1-(($E1411-50)*0.005)),IF($G1411=16,(1-(($E1411-50)*0.005)),IF($G1411=21,(1-(($E1411-50)*0.005)),1))),1)*$CE1425,0)))","v":{"$error":"#VALUE!"}},{"$f":"IF($B1411>$F1411,0,IF($C1411>$G1411,0,ROUND((((($F1411-$B1411)/100)*IF('DBH-Upgrade'!$K$6='DBH-Upgrade'!$K$8,$CC1425,($BF1411/(($F1411-18)/100))))+((($B1411-18)/100)*$CB1425))*IF($E1411>50,IF($G1411=11,(1-(($E1411-50)*0.005)),IF($G1411=16,(1-(($E1411-50)*0.005)),IF($G1411=21,(1-(($E1411-50)*0.005)),1))),1)*$CD1425,0)))","v":{"$error":"#VALUE!"}},{"$f":"IF($B1411>$F1411,0,IF($C1411>$G1411,0,ROUND((((($F1411-$B1411)/100)*IF('DBH-Upgrade'!$K$6='DBH-Upgrade'!$K$8,$CC1425,($BF1411/(($F1411-18)/100))))+((($B1411-18)/100)*$CB1425))*IF($E1411>50,IF($G1411=11,(1-(($E1411-50)*0.005)),IF($G1411=16,(1-(($E1411-50)*0.005)),IF($G1411=21,(1-(($E1411-50)*0.005)),1))),1),0)))","v":{"$error":"#VALUE!"}},0.85,0.85,0.85,{"$f":"AK1411*POWER(CF_cool,AN1411)","v":{"$error":"#VALUE!"}},{"$f":"AL1411*POWER(CF_cool,AO1411)","v":{"$error":"#VALUE!"}},{"$f":"AM1411*POWER(CF_cool,AP1411)","v":{"$error":"#VALUE!"}},{"$error":"#VALUE!"},{"$error":"#VALUE!"},{"$error":"#VALUE!"},{"$error":"#VALUE!"},{"$error":"#VALUE!"},{"$error":"#VALUE!"},5.9,6,6.7,9,null,4338.63768115942,null,{"v":0.8,"d":"80%"},null,null,0,11.8,13.7,21.85,null,1,1,1,{"$error":"#VALUE!"},{"$error":"#VALUE!"},{"$error":"#VALUE!"},null,{"$error":"#VALUE!"},{"$error":"#VALUE!"},{"$error":"#VALUE!"},{"$error":"#VALUE!"},{"$error":"#VALUE!"},4479,834,{"$error":"#VALUE!"},0.7015311234086448,0.657069305346098,null,0.15781864009190116,0.08064538055291112,0.7952052041594007,0.7952052041594007,null,0]
["1352601010",{"$f":"'DBH-Upgrade'!$K$8-$CL1418","v":80},10,1,35,260,10,11.5,0,26,30,47.8,{"v":2008.3752808988763,"d":"2008"},{"$f":"IF($B1418>$F1418,0,IF($C1418>$G1418,0,ROUND((((($F1418-$B1418)/100)*IF('DBH-Upgrade'!$K$6='DBH-Upgrade'!$K$8,$BZ1432,($BE1418/(($F1418-18)/100))))+((($B1418-18)/100)*$CA1432))*$CE1432,0)))","v":2450},{"$f":"IF($B1418>$F1418,0,IF($C1418>$G1418,0,ROUND((((($F1418-$B1418)/100)*IF('DBH-Upgrade'!$K$6='DBH-Upgrade'!$K$8,$BZ1432,($BE1418/(($F1418-18)/100))))+((($B1418-18)/100)*$CA1432))*$CD1432,0)))","v":2702},{"$f":"IF($B1418>$F1418,0,IF($C1418>$G1418,0,ROUND(((($F1418-$B1418)/100)*IF('DBH-Upgrade'!$K$6='DBH-Upgrade'!$K$8,$BZ1432,($BE1418/(($F1418-18)/100))))+((($B1418-18)/100)*$CA1432),0)))","v":3603},{"v":1.5,"d":"1.500"},{"$f":"IF($G1418=10,1.08,IF($G1418=11,1.1,IF($G1418=15,1.08,IF($G1418=16,1.1,IF($G1418=20,1.08,IF($G1418=21,1.05))))))","v":1.08},1.08,1.08,162,{"$f":"IF($B1418>$F1418,0,IF($C1418>$G1418,0,ROUND(((($F1418-$B1418)/100)*(IF('DBH-Upgrade'!$K$6='DBH-Upgrade'!$K$8,$BZ1432,($BE1418/(($F1418-18)/100))))*$CH1432)+((($B1418-18)/100)*$CA1432*$CE1432*$CG1432),0)))","v":338},{"$f":"IF($B1418>$F1418,0,IF($C1418>$G1418,0,ROUND(((($F1418-$B1418)/100)*(IF('DBH-Upgrade'!$K$6='DBH-Upgrade'!$K$8,$BZ1432,($BE1418/(($F1418-18)/100))))*$CH1432)+((($B1418-18)/100)*$CA1432*$CD1432*$CG1432),0)))","v":356},{"$f":"IF($B1418>$F1418,0,IF($C1418>$G1418,0,ROUND(((($F1418-$B1418)/100)*(IF('DBH-Upgrade'!$K$6='DBH-Upgrade'!$K$8,$BZ1432,($BE1418/(($F1418-18)/100))))*$CH1432)+((($B1418-18)/100)*$CA1432*$CG1432),0)))","v":421},8,17,18,22,{"v":9.3455042841614222E-4,"d":"0.00"},{"v":3.6435683819188228E-3,"d":"0.00"},{"v":0.004040892960763171,"d":"0.00"},{"v":0.005813689131666583,"d":"0.01"},{"$f":"IF($G1418=$CO$103,CP$103,IF($G1418=$CO$104,CP$104,IF($G1418=$CO$105,CP$105,IF($G1418=$CO$107,CP$107,IF($G1418=$CO$108,CP$108,IF($G1418=$CO$109,CP$109,IF($G1418=$CO$111,CP$111,IF($G1418=$CO$112,CP$112,IF($G1418=$CO$113,CP$113,IF($G1418=$CO$115,CP$115,IF($G1418=$CO$116,CP$116,IF($G1418=$CO$117,CP$117,IF($G1418=$CO$119,CP$119,IF($G1418=$CO$120,CP$120,))))))))))))))","v":3.969E-4},{"$f":"IF($G1418=$CO$103,CQ$103,IF($G1418=$CO$104,CQ$104,IF($G1418=$CO$105,CQ$105,IF($G1418=$CO$107,CQ$107,IF($G1418=$CO$108,CQ$108,IF($G1418=$CO$109,CQ$109,IF($G1418=$CO$111,CQ$111,IF($G1418=$CO$112,CQ$112,IF($G1418=$CO$113,CQ$113,IF($G1418=$CO$115,CQ$115,IF($G1418=$CO$116,CQ$116,IF($G1418=$CO$117,CQ$117,IF($G1418=$CO$119,CQ$119,IF($G1418=$CO$120,CQ$120,))))))))))))))","v":1.7346},{"$f":"IF($G1418=$CO$103,CR$103,IF($G1418=$CO$104,CR$104,IF($G1418=$CO$105,CR$105,IF($G1418=$CO$107,CR$107,IF($G1418=$CO$108,CR$108,IF($G1418=$CO$109,CR$109,IF($G1418=$CO$111,CR$111,IF($G1418=$CO$112,CR$112,IF($G1418=$CO$113,CR$113,IF($G1418=$CO$115,CR$115,IF($G1418=$CO$116,CR$116,IF($G1418=$CO$117,CR$117,IF($G1418=$CO$119,CR$119,IF($G1418=$CO$120,CR$120,))))))))))))))","v":2},{"$f":"IF($G1418=$CO$103,CS$103,IF($G1418=$CO$104,CS$104,IF($G1418=$CO$105,CS$105,IF($G1418=$CO$107,CS$107,IF($G1418=$CO$108,CS$108,IF($G1418=$CO$109,CS$109,IF($G1418=$CO$111,CS$111,IF($G1418=$CO$112,CS$112,IF($G1418=$CO$113,CS$113,IF($G1418=$CO$115,CS$115,IF($G1418=$CO$116,CS$116,IF($G1418=$CO$117,CS$117,IF($G1418=$CO$119,CS$119,IF($G1418=$CO$120,CS$120,))))))))))))))","v":0.000367347},{"$f":"IF($B1418>$F1418,0,IF($C1418>$G1418,0,ROUND((((($F1418-$B1418)/100)*IF('DBH-Upgrade'!$K$6='DBH-Upgrade'!$K$8,$CC1432,($BF1418/(($F1418-18)/100))))+((($B1418-18)/100)*$CB1432))*IF($E1418>50,IF($G1418=11,(1-(($E1418-50)*0.005)),IF($G1418=16,(1-(($E1418-50)*0.005)),IF($G1418=21,(1-(($E1418-50)*0.005)),1))),1)*$CE1432,0)))","v":224},{"$f":"IF($B1418>$F1418,0,IF($C1418>$G1418,0,ROUND((((($F1418-$B1418)/100)*IF('DBH-Upgrade'!$K$6='DBH-Upgrade'!$K$8,$CC1432,($BF1418/(($F1418-18)/100))))+((($B1418-18)/100)*$CB1432))*IF($E1418>50,IF($G1418=11,(1-(($E1418-50)*0.005)),IF($G1418=16,(1-(($E1418-50)*0.005)),IF($G1418=21,(1-(($E1418-50)*0.005)),1))),1)*$CD1432,0)))","v":247},{"$f":"IF($B1418>$F1418,0,IF($C1418>$G1418,0,ROUND((((($F1418-$B1418)/100)*IF('DBH-Upgrade'!$K$6='DBH-Upgrade'!$K$8,$CC1432,($BF1418/(($F1418-18)/100))))+((($B1418-18)/100)*$CB1432))*IF($E1418>50,IF($G1418=11,(1-(($E1418-50)*0.005)),IF($G1418=16,(1-(($E1418-50)*0.005)),IF($G1418=21,(1-(($E1418-50)*0.005)),1))),1),0)))","v":330},0.98,0.98,0.98,{"$f":"AK1418*POWER(CF_cool,AN1418)","v":176.84161411742798},{"$f":"AL1418*POWER(CF_cool,AO1418)","v":194.9994584241282},{"$f":"AM1418*POWER(CF_cool,AP1418)","v":260.525592226568},38,42,56,{"v":0.015704903154252745,"d":"0.02"},{"v":0.018848781837186503,"d":"0.02"},{"v":0.03187562633759593,"d":"0.03"},{"$f":"ROUND(IF(G1418=10,$CO$92*F1418,IF(G1418=11,$CO$93*F1418,IF(G1418=15,$CO$94*F1418,IF(G1418=16,$CO$95*F1418,IF(G1418=20,$CO$96*F1418,IF(G1418=21,$CO$97*F1418,)))))),1)","v":1.7},6,6.7,9,null,2231.5280898876404,null,{"v":0.9,"d":"90%"},null,null,0,11.8,13.7,21.85,null,{"$f":"IF((237.3*LN(($AV$1*EXP(17.27*($AS$3/($AS$3+237.3))))))/(17.27-LN(($AV$1*EXP(17.27*($AS$3/($AS$3+237.3))))))<(($AS$1+$AS$2)/2),1,IF(1/(1+((2258*((0.622/((101325/(1*611*EXP(17.27*((($AS$1+$AS$2)/2)/((($AS$1+$AS$2)/2)+237.3))))))-1)*1000-(0.622/((101325/($AV$1*611*EXP(17.27*($AS$3/($AS$3+237.3))))))-1)*1000))/(1005*((($AS$1+$AS$2)/2)-$AS$3))))>1,1,1/(1+((2258*((0.622/((101325/(1*611*EXP(17.27*((($AT$1+$AT$2)/2)/((($AT$1+$AT$2)/2)+237.3))))))-1)*1000-(0.622/((101325/($AV$1*611*EXP(17.27*($AT$3/($AT$3+237.3))))))-1)*1000))/(1005*((($AT$1+$AT$2)/2)-$AT$3))))))","v":1},1,1,{"$f":"AQ1418/BO1418","v":176.84161411742798},{"$f":"AR1418/BP1418","v":194.9994584241282},{"$f":"AS1418/BQ1418","v":260.525592226568},null,{"$f":"BR1418-AQ1418","v":0},{"$f":"BS1418-AR1418","v":0},{"$f":"BT1418-AS1418","v":0},1,{"$error":"#VALUE!"},3682,458,{"$error":"#VALUE!"},0.7688559120374613,0.7053868583882835,null,0.16320641939358696,0.08064538055291112,0.7952052041594007,0.7952052041594007,null,0]
["1352602110",{"$f":"'DBH-Upgrade'!$K$8-$CL1423","v":60},10,1,35,260,21,21.5,0,26,30,47.8,{"v":4203.155056179776,"d":"4203"},{"$f":"IF($B1423>$F1423,0,IF($C1423>$G1423,0,ROUND((((($F1423-$B1423)/100)*IF('DBH-Upgrade'!$K$6='DBH-Upgrade'!$K$8,$BZ1437,($BE1423/(($F1423-18)/100))))+((($B1423-18)/100)*$CA1437))*$CE1437,0)))","v":{"$error":"#VALUE!"}},{"$f":"IF($B1423>$F1423,0,IF($C1423>$G1423,0,ROUND((((($F1423-$B1423)/100)*IF('DBH-Upgrade'!$K$6='DBH-Upgrade'!$K$8,$BZ1437,($BE1423/(($F1423-18)/100))))+((($B1423-18)/100)*$CA1437))*$CD1437,0)))","v":{"$error":"#VALUE!"}},{"$f":"IF($B1423>$F1423,0,IF($C1423>$G1423,0,ROUND(((($F1423-$B1423)/100)*IF('DBH-Upgrade'!$K$6='DBH-Upgrade'!$K$8,$BZ1437,($BE1423/(($F1423-18)/100))))+((($B1423-18)/100)*$CA1437),0)))","v":{"$error":"#VALUE!"}},{"v":1.5,"d":"1.500"},1.05,1.05,1.05,339,{"$f":"IF($B1423>$F1423,0,IF($C1423>$G1423,0,ROUND(((($F1423-$B1423)/100)*(IF('DBH-Upgrade'!$K$6='DBH-Upgrade'!$K$8,$BZ1437,($BE1423/(($F1423-18)/100))))*$CH1437)+((($B1423-18)/100)*$CA1437*$CE1437*$CG1437),0)))","v":{"$error":"#VALUE!"}},{"$f":"IF($B1423>$F1423,0,IF($C1423>$G1423,0,ROUND(((($F1423-$B1423)/100)*(IF('DBH-Upgrade'!$K$6='DBH-Upgrade'!$K$8,$BZ1437,($BE1423/(($F1423-18)/100))))*$CH1437)+((($B1423-18)/100)*$CA1437*$CD1437*$CG1437),0)))","v":{"$error":"#VALUE!"}},{"$f":"IF($B1423>$F1423,0,IF($C1423>$G1423,0,ROUND(((($F1423-$B1423)/100)*(IF('DBH-Upgrade'!$K$6='DBH-Upgrade'!$K$8,$BZ1437,($BE1423/(($F1423-18)/100))))*$CH1437)+((($B1423-18)/100)*$CA1437*$CG1437),0)))","v":{"$error":"#VALUE!"}},17,{"$error":"#VALUE!"},{"$error":"#VALUE!"},{"$error":"#VALUE!"},{"v":0.003070957820664239,"d":"0.00"},{"$error":"#VALUE!"},{"$error":"#VALUE!"},{"$error":"#VALUE!"},0.0001276,1.7219,4,0.000514201,{"$f":"IF($B1423>$F1423,0,IF($C1423>$G1423,0,ROUND((((($F1423-$B1423)/100)*IF('DBH-Upgrade'!$K$6='DBH-Upgrade'!$K$8,$CC1437,($BF1423/(($F1423-18)/100))))+((($B1423-18)/100)*$CB1437))*IF($E1423>50,IF($G1423=11,(1-(($E1423-50)*0.005)),IF($G1423=16,(1-(($E1423-50)*0.005)),IF($G1423=21,(1-(($E1423-50)*0.005)),1))),1)*$CE1437,0)))","v":{"$error":"#VALUE!"}},{"$f":"IF($B1423>$F1423,0,IF($C1423>$G1423,0,ROUND((((($F1423-$B1423)/100)*IF('DBH-Upgrade'!$K$6='DBH-Upgrade'!$K$8,$CC1437,($BF1423/(($F1423-18)/100))))+((($B1423-18)/100)*$CB1437))*IF($E1423>50,IF($G1423=11,(1-(($E1423-50)*0.005)),IF($G1423=16,(1-(($E1423-50)*0.005)),IF($G1423=21,(1-(($E1423-50)*0.005)),1))),1)*$CD1437,0)))","v":{"$error":"#VALUE!"}},{"$f":"IF($B1423>$F1423,0,IF($C1423>$G1423,0,ROUND((((($F1423-$B1423)/100)*IF('DBH-Upgrade'!$K$6='DBH-Upgrade'!$K$8,$CC1437,($BF1423/(($F1423-18)/100))))+((($B1423-18)/100)*$CB1437))*IF($E1423>50,IF($G1423=11,(1-(($E1423-50)*0.005)),IF($G1423=16,(1-(($E1423-50)*0.005)),IF($G1423=21,(1-(($E1423-50)*0.005)),1))),1),0)))","v":{"$error":"#VALUE!"}},0.85,0.85,0.85,{"$f":"AK1423*POWER(CF_cool,AN1423)","v":{"$error":"#VALUE!"}},{"$f":"AL1423*POWER(CF_cool,AO1423)","v":{"$error":"#VALUE!"}},{"$f":"AM1423*POWER(CF_cool,AP1423)","v":{"$error":"#VALUE!"}},{"$error":"#VALUE!"},{"$error":"#VALUE!"},{"$error":"#VALUE!"},{"$error":"#VALUE!"},{"$error":"#VALUE!"},{"$error":"#VALUE!"},6.9,6,6.7,9,null,5253.943820224719,null,{"v":0.8,"d":"80%"},null,null,0,11.8,13.7,21.85,null,1,1,1,{"$error":"#VALUE!"},{"$error":"#VALUE!"},{"$error":"#VALUE!"},null,{"$error":"#VALUE!"},{"$error":"#VALUE!"},{"$error":"#VALUE!"},{"$error":"#VALUE!"},{"$error":"#VALUE!"},4479,834,{"$error":"#VALUE!"},0.6852107186854955,0.6578068517992561,null,0.15781864009190116,0.08064538055291112,0.7952052041594007,0.7952052041594007,null,20]
["150601010",{"$f":"'DBH-Upgrade'!$K$8-$CL1432","v":80},10,1,50,60,10,11.5,0,26,30,40,{"v":581.4,"d":"581"},{"$f":"IF($B1432>$F1432,0,IF($C1432>$G1432,0,ROUND((((($F1432-$B1432)/100)*IF('DBH-Upgrade'!$K$6='DBH-Upgrade'!$K$8,$BZ1446,($BE1432/(($F1432-18)/100))))+((($B1432-18)/100)*$CA1446))*$CE1446,0)))","v":0},{"$f":"IF($B1432>$F1432,0,IF($C1432>$G1432,0,ROUND((((($F1432-$B1432)/100)*IF('DBH-Upgrade'!$K$6='DBH-Upgrade'!$K$8,$BZ1446,($BE1432/(($F1432-18)/100))))+((($B1432-18)/100)*$CA1446))*$CD1446,0)))","v":0},{"$f":"IF($B1432>$F1432,0,IF($C1432>$G1432,0,ROUND(((($F1432-$B1432)/100)*IF('DBH-Upgrade'!$K$6='DBH-Upgrade'!$K$8,$BZ1446,($BE1432/(($F1432-18)/100))))+((($B1432-18)/100)*$CA1446),0)))","v":0},{"v":1.5,"d":"1.500"},1.08,1.08,1.08,47,{"$f":"IF($B1432>$F1432,0,IF($C1432>$G1432,0,ROUND(((($F1432-$B1432)/100)*(IF('DBH-Upgrade'!$K$6='DBH-Upgrade'!$K$8,$BZ1446,($BE1432/(($F1432-18)/100))))*$CH1446)+((($B1432-18)/100)*$CA1446*$CE1446*$CG1446),0)))","v":0},{"$f":"IF($B1432>$F1432,0,IF($C1432>$G1432,0,ROUND(((($F1432-$B1432)/100)*(IF('DBH-Upgrade'!$K$6='DBH-Upgrade'!$K$8,$BZ1446,($BE1432/(($F1432-18)/100))))*$CH1446)+((($B1432-18)/100)*$CA1446*$CD1446*$CG1446),0)))","v":0},{"$f":"IF($B1432>$F1432,0,IF($C1432>$G1432,0,ROUND(((($F1432-$B1432)/100)*(IF('DBH-Upgrade'!$K$6='DBH-Upgrade'!$K$8,$BZ1446,($BE1432/(($F1432-18)/100))))*$CH1446)+((($B1432-18)/100)*$CA1446*$CG1446),0)))","v":0},2,0,0,0,{"v":2.6205074486713696E-5,"d":"0.00"},{"v":0,"d":"0.00"},{"v":0,"d":"0.00"},{"v":0,"d":"0.00"},3.969E-4,1.7346,2,0.000367347,{"$f":"IF($B1432>$F1432,0,IF($C1432>$G1432,0,ROUND((((($F1432-$B1432)/100)*IF('DBH-Upgrade'!$K$6='DBH-Upgrade'!$K$8,$CC1446,($BF1432/(($F1432-18)/100))))+((($B1432-18)/100)*$CB1446))*IF($E1432>50,IF($G1432=11,(1-(($E1432-50)*0.005)),IF($G1432=16,(1-(($E1432-50)*0.005)),IF($G1432=21,(1-(($E1432-50)*0.005)),1))),1)*$CE1446,0)))","v":0},{"$f":"IF($B1432>$F1432,0,IF($C1432>$G1432,0,ROUND((((($F1432-$B1432)/100)*IF('DBH-Upgrade'!$K$6='DBH-Upgrade'!$K$8,$CC1446,($BF1432/(($F1432-18)/100))))+((($B1432-18)/100)*$CB1446))*IF($E1432>50,IF($G1432=11,(1-(($E1432-50)*0.005)),IF($G1432=16,(1-(($E1432-50)*0.005)),IF($G1432=21,(1-(($E1432-50)*0.005)),1))),1)*$CD1446,0)))","v":0},{"$f":"IF($B1432>$F1432,0,IF($C1432>$G1432,0,ROUND((((($F1432-$B1432)/100)*IF('DBH-Upgrade'!$K$6='DBH-Upgrade'!$K$8,$CC1446,($BF1432/(($F1432-18)/100))))+((($B1432-18)/100)*$CB1446))*IF($E1432>50,IF($G1432=11,(1-(($E1432-50)*0.005)),IF($G1432=16,(1-(($E1432-50)*0.005)),IF($G1432=21,(1-(($E1432-50)*0.005)),1))),1),0)))","v":0},0.98,0.98,0.98,{"$f":"AK1432*POWER(CF_cool,AN1432)","v":0},{"$f":"AL1432*POWER(CF_cool,AO1432)","v":0},{"$f":"AM1432*POWER(CF_cool,AP1432)","v":0},0,0,0,{"v":0,"d":"0.00"},{"v":0,"d":"0.00"},{"v":0,"d":"0.00"},0.4,"DBH-unit is te lang!","DBH-unit is te lang!","DBH-unit is te lang!",null,646,null,{"v":0.9,"d":"90%"},null,null,0,"DBH-unit is te lang!","DBH-unit is te lang!","DBH-unit is te lang!",null,1,1,1,0,0,0,null,0,0,0,1,1127,2539,352,62,0.75,0.68,null,0.16320641939358696,0.08064538055291112,0.7894714915956607,0.7894714915956607,null,0]
["150601610",{"$f":"'DBH-Upgrade'!$K$8-$CL1435","v":80},10,1,50,60,16,16.5,0,26,30,40,{"v":774.5200000000001,"d":"775"},{"$f":"IF($B1435>$F1435,0,IF($C1435>$G1435,0,ROUND((((($F1435-$B1435)/100)*IF('DBH-Upgrade'!$K$6='DBH-Upgrade'!$K$8,$BZ1449,($BE1435/(($F1435-18)/100))))+((($B1435-18)/100)*$CA1449))*$CE1449,0)))","v":0},{"$f":"IF($B1435>$F1435,0,IF($C1435>$G1435,0,ROUND((((($F1435-$B1435)/100)*IF('DBH-Upgrade'!$K$6='DBH-Upgrade'!$K$8,$BZ1449,($BE1435/(($F1435-18)/100))))+((($B1435-18)/100)*$CA1449))*$CD1449,0)))","v":0},{"$f":"IF($B1435>$F1435,0,IF($C1435>$G1435,0,ROUND(((($F1435-$B1435)/100)*IF('DBH-Upgrade'!$K$6='DBH-Upgrade'!$K$8,$BZ1449,($BE1435/(($F1435-18)/100))))+((($B1435-18)/100)*$CA1449),0)))","v":0},{"v":1.5,"d":"1.500"},1.1,1.1,1.1,62,{"$f":"IF($B1435>$F1435,0,IF($C1435>$G1435,0,ROUND(((($F1435-$B1435)/100)*(IF('DBH-Upgrade'!$K$6='DBH-Upgrade'!$K$8,$BZ1449,($BE1435/(($F1435-18)/100))))*$CH1449)+((($B1435-18)/100)*$CA1449*$CE1449*$CG1449),0)))","v":0},{"$f":"IF($B1435>$F1435,0,IF($C1435>$G1435,0,ROUND(((($F1435-$B1435)/100)*(IF('DBH-Upgrade'!$K$6='DBH-Upgrade'!$K$8,$BZ1449,($BE1435/(($F1435-18)/100))))*$CH1449)+((($B1435-18)/100)*$CA1449*$CD1449*$CG1449),0)))","v":0},{"$f":"IF($B1435>$F1435,0,IF($C1435>$G1435,0,ROUND(((($F1435-$B1435)/100)*(IF('DBH-Upgrade'!$K$6='DBH-Upgrade'!$K$8,$BZ1449,($BE1435/(($F1435-18)/100))))*$CH1449)+((($B1435-18)/100)*$CA1449*$CG1449),0)))","v":0},3,0,0,0,{"v":1.4759016356970258E-4,"d":"0.00"},{"v":0,"d":"0.00"},{"v":0,"d":"0.00"},{"v":0,"d":"0.00"},0.0002083,1.724,4,1.392796E-3,{"$f":"IF($B1435>$F1435,0,IF($C1435>$G1435,0,ROUND((((($F1435-$B1435)/100)*IF('DBH-Upgrade'!$K$6='DBH-Upgrade'!$K$8,$CC1449,($BF1435/(($F1435-18)/100))))+((($B1435-18)/100)*$CB1449))*IF($E1435>50,IF($G1435=11,(1-(($E1435-50)*0.005)),IF($G1435=16,(1-(($E1435-50)*0.005)),IF($G1435=21,(1-(($E1435-50)*0.005)),1))),1)*$CE1449,0)))","v":0},{"$f":"IF($B1435>$F1435,0,IF($C1435>$G1435,0,ROUND((((($F1435-$B1435)/100)*IF('DBH-Upgrade'!$K$6='DBH-Upgrade'!$K$8,$CC1449,($BF1435/(($F1435-18)/100))))+((($B1435-18)/100)*$CB1449))*IF($E1435>50,IF($G1435=11,(1-(($E1435-50)*0.005)),IF($G1435=16,(1-(($E1435-50)*0.005)),IF($G1435=21,(1-(($E1435-50)*0.005)),1))),1)*$CD1449,0)))","v":0},{"$f":"IF($B1435>$F1435,0,IF($C1435>$G1435,0,ROUND((((($F1435-$B1435)/100)*IF('DBH-Upgrade'!$K$6='DBH-Upgrade'!$K$8,$CC1449,($BF1435/(($F1435-18)/100))))+((($B1435-18)/100)*$CB1449))*IF($E1435>50,IF($G1435=11,(1-(($E1435-50)*0.005)),IF($G1435=16,(1-(($E1435-50)*0.005)),IF($G1435=21,(1-(($E1435-50)*0.005)),1))),1),0)))","v":0},0.95,0.95,0.95,{"$f":"AK1435*POWER(CF_cool,AN1435)","v":0},{"$f":"AL1435*POWER(CF_cool,AO1435)","v":0},{"$f":"AM1435*POWER(CF_cool,AP1435)","v":0},0,0,0,{"v":0,"d":"0.00"},{"v":0,"d":"0.00"},{"v":0,"d":"0.00"},1.2,"DBH-unit is te lang!","DBH-unit is te lang!","DBH-unit is te lang!",null,1139,null,{"v":0.68,"d":"68%"},null,null,0,"DBH-unit is te lang!","DBH-unit is te lang!","DBH-unit is te lang!",null,1,1,1,0,0,0,null,0,0,0,1,{"$error":"#VALUE!"},4479,834,{"$error":"#VALUE!"},0.681904493845304,0.6579686139337618,null,0.15781864009190116,0.08064538055291112,0.7952052041594007,0.7952052041594007,null,0]
["150702110",{"$f":"'DBH-Upgrade'!$K$8-$CL1443","v":70},10,1,50,70,21,21.5,0,26,30,41,{"v":1445.6000000000001,"d":"1446"},{"$f":"IF($B1443>$F1443,0,IF($C1443>$G1443,0,ROUND((((($F1443-$B1443)/100)*IF('DBH-Upgrade'!$K$6='DBH-Upgrade'!$K$8,$BZ1457,($BE1443/(($F1443-18)/100))))+((($B1443-18)/100)*$CA1457))*$CE1457,0)))","v":{"$error":"#VALUE!"}},{"$f":"IF($B1443>$F1443,0,IF($C1443>$G1443,0,ROUND((((($F1443-$B1443)/100)*IF('DBH-Upgrade'!$K$6='DBH-Upgrade'!$K$8,$BZ1457,($BE1443/(($F1443-18)/100))))+((($B1443-18)/100)*$CA1457))*$CD1457,0)))","v":{"$error":"#VALUE!"}},{"$f":"IF($B1443>$F1443,0,IF($C1443>$G1443,0,ROUND(((($F1443-$B1443)/100)*IF('DBH-Upgrade'!$K$6='DBH-Upgrade'!$K$8,$BZ1457,($BE1443/(($F1443-18)/100))))+((($B1443-18)/100)*$CA1457),0)))","v":{"$error":"#VALUE!"}},{"v":1.5,"d":"1.500"},1.05,1.05,1.05,117,{"$f":"IF($B1443>$F1443,0,IF($C1443>$G1443,0,ROUND(((($F1443-$B1443)/100)*(IF('DBH-Upgrade'!$K$6='DBH-Upgrade'!$K$8,$BZ1457,($BE1443/(($F1443-18)/100))))*$CH1457)+((($B1443-18)/100)*$CA1457*$CE1457*$CG1457),0)))","v":{"$error":"#VALUE!"}},{"$f":"IF($B1443>$F1443,0,IF($C1443>$G1443,0,ROUND(((($F1443-$B1443)/100)*(IF('DBH-Upgrade'!$K$6='DBH-Upgrade'!$K$8,$BZ1457,($BE1443/(($F1443-18)/100))))*$CH1457)+((($B1443-18)/100)*$CA1457*$CD1457*$CG1457),0)))","v":{"$error":"#VALUE!"}},{"$f":"IF($B1443>$F1443,0,IF($C1443>$G1443,0,ROUND(((($F1443-$B1443)/100)*(IF('DBH-Upgrade'!$K$6='DBH-Upgrade'!$K$8,$BZ1457,($BE1443/(($F1443-18)/100))))*$CH1457)+((($B1443-18)/100)*$CA1457*$CG1457),0)))","v":{"$error":"#VALUE!"}},6,{"$error":"#VALUE!"},{"$error":"#VALUE!"},{"$error":"#VALUE!"},{"v":2.422390419413526E-4,"d":"0.00"},{"$error":"#VALUE!"},{"$error":"#VALUE!"},{"$error":"#VALUE!"},0.0001276,1.7219,4,0.000514201,{"$f":"IF($B1443>$F1443,0,IF($C1443>$G1443,0,ROUND((((($F1443-$B1443)/100)*IF('DBH-Upgrade'!$K$6='DBH-Upgrade'!$K$8,$CC1457,($BF1443/(($F1443-18)/100))))+((($B1443-18)/100)*$CB1457))*IF($E1443>50,IF($G1443=11,(1-(($E1443-50)*0.005)),IF($G1443=16,(1-(($E1443-50)*0.005)),IF($G1443=21,(1-(($E1443-50)*0.005)),1))),1)*$CE1457,0)))","v":{"$error":"#VALUE!"}},{"$f":"IF($B1443>$F1443,0,IF($C1443>$G1443,0,ROUND((((($F1443-$B1443)/100)*IF('DBH-Upgrade'!$K$6='DBH-Upgrade'!$K$8,$CC1457,($BF1443/(($F1443-18)/100))))+((($B1443-18)/100)*$CB1457))*IF($E1443>50,IF($G1443=11,(1-(($E1443-50)*0.005)),IF($G1443=16,(1-(($E1443-50)*0.005)),IF($G1443=21,(1-(($E1443-50)*0.005)),1))),1)*$CD1457,0)))","v":{"$error":"#VALUE!"}},{"$f":"IF($B1443>$F1443,0,IF($C1443>$G1443,0,ROUND((((($F1443-$B1443)/100)*IF('DBH-Upgrade'!$K$6='DBH-Upgrade'!$K$8,$CC1457,($BF1443/(($F1443-18)/100))))+((($B1443-18)/100)*$CB1457))*IF($E1443>50,IF($G1443=11,(1-(($E1443-50)*0.005)),IF($G1443=16,(1-(($E1443-50)*0.005)),IF($G1443=21,(1-(($E1443-50)*0.005)),1))),1),0)))","v":{"$error":"#VALUE!"}},0.85,0.85,0.85,{"$f":"AK1443*POWER(CF_cool,AN1443)","v":{"$error":"#VALUE!"}},{"$f":"AL1443*POWER(CF_cool,AO1443)","v":{"$error":"#VALUE!"}},{"$f":"AM1443*POWER(CF_cool,AP1443)","v":{"$error":"#VALUE!"}},{"$error":"#VALUE!"},{"$error":"#VALUE!"},{"$error":"#VALUE!"},{"$error":"#VALUE!"},{"$error":"#VALUE!"},{"$error":"#VALUE!"},1.9,6,6.7,9,null,1807,null,{"v":0.8,"d":"80%"},null,null,0,11.8,13.7,21.85,null,1,1,1,{"$error":"#VALUE!"},{"$error":"#VALUE!"},{"$error":"#VALUE!"},null,{"$error":"#VALUE!"},{"$error":"#VALUE!"},{"$error":"#VALUE!"},{"$error":"#VALUE!"},{"$error":"#VALUE!"},5340,750,{"$error":"#VALUE!"},0.6729424377054166,0.6582099452827469,null,0.1716349180255756,0.08064538055291112,0.8146200327725304,0.8146200327725304,null,10]
["150901110",{"$f":"'DBH-Upgrade'!$K$8-$CL1451","v":80},10,1,50,90,11,11.5,0,26,30,42.4,{"v":847.96,"d":"848"},{"$f":"IF($B1451>$F1451,0,IF($C1451>$G1451,0,ROUND((((($F1451-$B1451)/100)*IF('DBH-Upgrade'!$K$6='DBH-Upgrade'!$K$8,$BZ1465,($BE1451/(($F1451-18)/100))))+((($B1451-18)/100)*$CA1465))*$CE1465,0)))","v":1803},{"$f":"IF($B1451>$F1451,0,IF($C1451>$G1451,0,ROUND((((($F1451-$B1451)/100)*IF('DBH-Upgrade'!$K$6='DBH-Upgrade'!$K$8,$BZ1465,($BE1451/(($F1451-18)/100))))+((($B1451-18)/100)*$CA1465))*$CD1465,0)))","v":1940},{"$f":"IF($B1451>$F1451,0,IF($C1451>$G1451,0,ROUND(((($F1451-$B1451)/100)*IF('DBH-Upgrade'!$K$6='DBH-Upgrade'!$K$8,$BZ1465,($BE1451/(($F1451-18)/100))))+((($B1451-18)/100)*$CA1465),0)))","v":2362},{"v":1.5,"d":"1.500"},1.1,1.1,1.1,68,{"$f":"IF($B1451>$F1451,0,IF($C1451>$G1451,0,ROUND(((($F1451-$B1451)/100)*(IF('DBH-Upgrade'!$K$6='DBH-Upgrade'!$K$8,$BZ1465,($BE1451/(($F1451-18)/100))))*$CH1465)+((($B1451-18)/100)*$CA1465*$CE1465*$CG1465),0)))","v":276},{"$f":"IF($B1451>$F1451,0,IF($C1451>$G1451,0,ROUND(((($F1451-$B1451)/100)*(IF('DBH-Upgrade'!$K$6='DBH-Upgrade'!$K$8,$BZ1465,($BE1451/(($F1451-18)/100))))*$CH1465)+((($B1451-18)/100)*$CA1465*$CD1465*$CG1465),0)))","v":295},{"$f":"IF($B1451>$F1451,0,IF($C1451>$G1451,0,ROUND(((($F1451-$B1451)/100)*(IF('DBH-Upgrade'!$K$6='DBH-Upgrade'!$K$8,$BZ1465,($BE1451/(($F1451-18)/100))))*$CH1465)+((($B1451-18)/100)*$CA1465*$CG1465),0)))","v":355},4,14,15,18,{"v":2.2031170227977464E-4,"d":"0.00"},{"v":2.2474523457698837E-3,"d":"0.00"},{"v":2.5561480646488152E-3,"d":"0.00"},{"v":0.003593118126794264,"d":"0.00"},3.969E-4,1.7346,4,0.000574288,{"$f":"IF($B1451>$F1451,0,IF($C1451>$G1451,0,ROUND((((($F1451-$B1451)/100)*IF('DBH-Upgrade'!$K$6='DBH-Upgrade'!$K$8,$CC1465,($BF1451/(($F1451-18)/100))))+((($B1451-18)/100)*$CB1465))*IF($E1451>50,IF($G1451=11,(1-(($E1451-50)*0.005)),IF($G1451=16,(1-(($E1451-50)*0.005)),IF($G1451=21,(1-(($E1451-50)*0.005)),1))),1)*$CE1465,0)))","v":277},{"$f":"IF($B1451>$F1451,0,IF($C1451>$G1451,0,ROUND((((($F1451-$B1451)/100)*IF('DBH-Upgrade'!$K$6='DBH-Upgrade'!$K$8,$CC1465,($BF1451/(($F1451-18)/100))))+((($B1451-18)/100)*$CB1465))*IF($E1451>50,IF($G1451=11,(1-(($E1451-50)*0.005)),IF($G1451=16,(1-(($E1451-50)*0.005)),IF($G1451=21,(1-(($E1451-50)*0.005)),1))),1)*$CD1465,0)))","v":298},{"$f":"IF($B1451>$F1451,0,IF($C1451>$G1451,0,ROUND((((($F1451-$B1451)/100)*IF('DBH-Upgrade'!$K$6='DBH-Upgrade'!$K$8,$CC1465,($BF1451/(($F1451-18)/100))))+((($B1451-18)/100)*$CB1465))*IF($E1451>50,IF($G1451=11,(1-(($E1451-50)*0.005)),IF($G1451=16,(1-(($E1451-50)*0.005)),IF($G1451=21,(1-(($E1451-50)*0.005)),1))),1),0)))","v":363},0.95,0.95,0.95,{"$f":"AK1451*POWER(CF_cool,AN1451)","v":220.27184155215397},{"$f":"AL1451*POWER(CF_cool,AO1451)","v":236.9711508395014},{"$f":"AM1451*POWER(CF_cool,AP1451)","v":288.6594891098624},47,51,62,{"v":0.02178441792945492,"d":"0.02"},{"v":0.02541405468398935,"d":"0.03"},{"v":0.03675480728132574,"d":"0.04"},1.2,6,6.7,9,null,1247,null,{"v":0.68,"d":"68%"},null,null,0,11.8,13.7,21.85,null,1,1,1,220.27184155215397,236.9711508395014,288.6594891098624,null,0,0,0,1,{"$error":"#VALUE!"},5340,750,{"$error":"#VALUE!"},0.7555553480649244,0.7038387772986681,null,0.1716349180255756,0.08064538055291112,0.8146200327725304,0.8146200327725304,null,0]
["150902110",{"$f":"'DBH-Upgrade'!$K$8-$CL1455","v":80},10,1,50,90,21,21.5,0,26,30,42.4,{"v":1859.2,"d":"1859"},{"$f":"IF($B1455>$F1455,0,IF($C1455>$G1455,0,ROUND((((($F1455-$B1455)/100)*IF('DBH-Upgrade'!$K$6='DBH-Upgrade'!$K$8,$BZ1469,($BE1455/(($F1455-18)/100))))+((($B1455-18)/100)*$CA1469))*$CE1469,0)))","v":{"$error":"#VALUE!"}},{"$f":"IF($B1455>$F1455,0,IF($C1455>$G1455,0,ROUND((((($F1455-$B1455)/100)*IF('DBH-Upgrade'!$K$6='DBH-Upgrade'!$K$8,$BZ1469,($BE1455/(($F1455-18)/100))))+((($B1455-18)/100)*$CA1469))*$CD1469,0)))","v":{"$error":"#VALUE!"}},{"$f":"IF($B1455>$F1455,0,IF($C1455>$G1455,0,ROUND(((($F1455-$B1455)/100)*IF('DBH-Upgrade'!$K$6='DBH-Upgrade'!$K$8,$BZ1469,($BE1455/(($F1455-18)/100))))+((($B1455-18)/100)*$CA1469),0)))","v":{"$error":"#VALUE!"}},{"v":1.5,"d":"1.500"},1.05,1.05,1.05,150,{"$f":"IF($B1455>$F1455,0,IF($C1455>$G1455,0,ROUND(((($F1455-$B1455)/100)*(IF('DBH-Upgrade'!$K$6='DBH-Upgrade'!$K$8,$BZ1469,($BE1455/(($F1455-18)/100))))*$CH1469)+((($B1455-18)/100)*$CA1469*$CE1469*$CG1469),0)))","v":{"$error":"#VALUE!"}},{"$f":"IF($B1455>$F1455,0,IF($C1455>$G1455,0,ROUND(((($F1455-$B1455)/100)*(IF('DBH-Upgrade'!$K$6='DBH-Upgrade'!$K$8,$BZ1469,($BE1455/(($F1455-18)/100))))*$CH1469)+((($B1455-18)/100)*$CA1469*$CD1469*$CG1469),0)))","v":{"$error":"#VALUE!"}},{"$f":"IF($B1455>$F1455,0,IF($C1455>$G1455,0,ROUND(((($F1455-$B1455)/100)*(IF('DBH-Upgrade'!$K$6='DBH-Upgrade'!$K$8,$BZ1469,($BE1455/(($F1455-18)/100))))*$CH1469)+((($B1455-18)/100)*$CA1469*$CG1469),0)))","v":{"$error":"#VALUE!"}},8,{"$error":"#VALUE!"},{"$error":"#VALUE!"},{"$error":"#VALUE!"},{"v":4.5824103529219074E-4,"d":"0.00"},{"$error":"#VALUE!"},{"$error":"#VALUE!"},{"$error":"#VALUE!"},0.0001276,1.7219,4,0.000514201,{"$f":"IF($B1455>$F1455,0,IF($C1455>$G1455,0,ROUND((((($F1455-$B1455)/100)*IF('DBH-Upgrade'!$K$6='DBH-Upgrade'!$K$8,$CC1469,($BF1455/(($F1455-18)/100))))+((($B1455-18)/100)*$CB1469))*IF($E1455>50,IF($G1455=11,(1-(($E1455-50)*0.005)),IF($G1455=16,(1-(($E1455-50)*0.005)),IF($G1455=21,(1-(($E1455-50)*0.005)),1))),1)*$CE1469,0)))","v":{"$error":"#VALUE!"}},{"$f":"IF($B1455>$F1455,0,IF($C1455>$G1455,0,ROUND((((($F1455-$B1455)/100)*IF('DBH-Upgrade'!$K$6='DBH-Upgrade'!$K$8,$CC1469,($BF1455/(($F1455-18)/100))))+((($B1455-18)/100)*$CB1469))*IF($E1455>50,IF($G1455=11,(1-(($E1455-50)*0.005)),IF($G1455=16,(1-(($E1455-50)*0.005)),IF($G1455=21,(1-(($E1455-50)*0.005)),1))),1)*$CD1469,0)))","v":{"$error":"#VALUE!"}},{"$f":"IF($B1455>$F1455,0,IF($C1455>$G1455,0,ROUND((((($F1455-$B1455)/100)*IF('DBH-Upgrade'!$K$6='DBH-Upgrade'!$K$8,$CC1469,($BF1455/(($F1455-18)/100))))+((($B1455-18)/100)*$CB1469))*IF($E1455>50,IF($G1455=11,(1-(($E1455-50)*0.005)),IF($G1455=16,(1-(($E1455-50)*0.005)),IF($G1455=21,(1-(($E1455-50)*0.005)),1))),1),0)))","v":{"$error":"#VALUE!"}},0.85,0.85,0.85,{"$f":"AK1455*POWER(CF_cool,AN1455)","v":{"$error":"#VALUE!"}},{"$f":"AL1455*POWER(CF_cool,AO1455)","v":{"$error":"#VALUE!"}},{"$f":"AM1455*POWER(CF_cool,AP1455)","v":{"$error":"#VALUE!"}},{"$error":"#VALUE!"},{"$error":"#VALUE!"},{"$error":"#VALUE!"},{"$error":"#VALUE!"},{"$error":"#VALUE!"},{"$error":"#VALUE!"},2.4,6,6.7,9,null,2324,null,{"v":0.8,"d":"80%"},null,null,0,11.8,13.7,21.85,null,1,1,1,{"$error":"#VALUE!"},{"$error":"#VALUE!"},{"$error":"#VALUE!"},null,{"$error":"#VALUE!"},{"$error":"#VALUE!"},{"$error":"#VALUE!"},{"$error":"#VALUE!"},{"$error":"#VALUE!"},4479,834,{"$error":"#VALUE!"},0.7555553480649244,0.7038387772986681,null,0.15781864009190116,0.08064538055291112,0.7952052041594007,0.7952052041594007,null,0]
["1501101110",{"$f":"'DBH-Upgrade'!$K$8-$CL1463","v":80},10,1,50,110,11,11.5,0,26,30,43.5,1037,{"$f":"IF($B1463>$F1463,0,IF($C1463>$G1463,0,ROUND((((($F1463-$B1463)/100)*IF('DBH-Upgrade'!$K$6='DBH-Upgrade'!$K$8,$BZ1477,($BE1463/(($F1463-18)/100))))+((($B1463-18)/100)*$CA1477))*$CE1477,0)))","v":2129},{"$f":"IF($B1463>$F1463,0,IF($C1463>$G1463,0,ROUND((((($F1463-$B1463)/100)*IF('DBH-Upgrade'!$K$6='DBH-Upgrade'!$K$8,$BZ1477,($BE1463/(($F1463-18)/100))))+((($B1463-18)/100)*$CA1477))*$CD1477,0)))","v":2293},{"$f":"IF($B1463>$F1463,0,IF($C1463>$G1463,0,ROUND(((($F1463-$B1463)/100)*IF('DBH-Upgrade'!$K$6='DBH-Upgrade'!$K$8,$BZ1477,($BE1463/(($F1463-18)/100))))+((($B1463-18)/100)*$CA1477),0)))","v":2815},{"v":1.5,"d":"1.500"},1.1,1.1,1.1,84,{"$f":"IF($B1463>$F1463,0,IF($C1463>$G1463,0,ROUND(((($F1463-$B1463)/100)*(IF('DBH-Upgrade'!$K$6='DBH-Upgrade'!$K$8,$BZ1477,($BE1463/(($F1463-18)/100))))*$CH1477)+((($B1463-18)/100)*$CA1477*$CE1477*$CG1477),0)))","v":310},{"$f":"IF($B1463>$F1463,0,IF($C1463>$G1463,0,ROUND(((($F1463-$B1463)/100)*(IF('DBH-Upgrade'!$K$6='DBH-Upgrade'!$K$8,$BZ1477,($BE1463/(($F1463-18)/100))))*$CH1477)+((($B1463-18)/100)*$CA1477*$CD1477*$CG1477),0)))","v":329},{"$f":"IF($B1463>$F1463,0,IF($C1463>$G1463,0,ROUND(((($F1463-$B1463)/100)*(IF('DBH-Upgrade'!$K$6='DBH-Upgrade'!$K$8,$BZ1477,($BE1463/(($F1463-18)/100))))*$CH1477)+((($B1463-18)/100)*$CA1477*$CG1477),0)))","v":392},4,16,17,20,{"v":2.547729043643711E-4,"d":"0.00"},{"v":3.265054084013713E-3,"d":"0.00"},{"v":0.00365306916361954,"d":"0.00"},{"v":0.004937738923266938,"d":"0.00"},3.969E-4,1.7346,4,0.000574288,{"$f":"IF($B1463>$F1463,0,IF($C1463>$G1463,0,ROUND((((($F1463-$B1463)/100)*IF('DBH-Upgrade'!$K$6='DBH-Upgrade'!$K$8,$CC1477,($BF1463/(($F1463-18)/100))))+((($B1463-18)/100)*$CB1477))*IF($E1463>50,IF($G1463=11,(1-(($E1463-50)*0.005)),IF($G1463=16,(1-(($E1463-50)*0.005)),IF($G1463=21,(1-(($E1463-50)*0.005)),1))),1)*$CE1477,0)))","v":282},{"$f":"IF($B1463>$F1463,0,IF($C1463>$G1463,0,ROUND((((($F1463-$B1463)/100)*IF('DBH-Upgrade'!$K$6='DBH-Upgrade'!$K$8,$CC1477,($BF1463/(($F1463-18)/100))))+((($B1463-18)/100)*$CB1477))*IF($E1463>50,IF($G1463=11,(1-(($E1463-50)*0.005)),IF($G1463=16,(1-(($E1463-50)*0.005)),IF($G1463=21,(1-(($E1463-50)*0.005)),1))),1)*$CD1477,0)))","v":304},{"$f":"IF($B1463>$F1463,0,IF($C1463>$G1463,0,ROUND((((($F1463-$B1463)/100)*IF('DBH-Upgrade'!$K$6='DBH-Upgrade'!$K$8,$CC1477,($BF1463/(($F1463-18)/100))))+((($B1463-18)/100)*$CB1477))*IF($E1463>50,IF($G1463=11,(1-(($E1463-50)*0.005)),IF($G1463=16,(1-(($E1463-50)*0.005)),IF($G1463=21,(1-(($E1463-50)*0.005)),1))),1),0)))","v":373},0.95,0.95,0.95,{"$f":"AK1463*POWER(CF_cool,AN1463)","v":224.24786757295098},{"$f":"AL1463*POWER(CF_cool,AO1463)","v":241.7423820644578},{"$f":"AM1463*POWER(CF_cool,AP1463)","v":296.61154115145644},48,52,64,{"v":0.025233052526247808,"d":"0.03"},{"v":0.029311205219347478,"d":"0.03"},{"v":0.043255797367993884,"d":"0.04"},1.5,6,6.7,9,null,1525,null,{"v":0.68,"d":"68%"},null,null,0,11.8,13.7,21.85,null,1,1,1,224.24786757295098,241.7423820644578,296.61154115145644,null,0,0,0,1,{"$error":"#VALUE!"},5340,750,{"$error":"#VALUE!"},0.7453108993363179,0.6950414455205922,null,0.1716349180255756,0.08064538055291112,0.8146200327725304,0.8146200327725304,null,0]
["1501201010",{"$f":"'DBH-Upgrade'!$K$8-$CL1468","v":80},10,1,50,120,10,11.5,0,26,30,44,{"v":1161.9,"d":"1162"},{"$f":"IF($B1468>$F1468,0,IF($C1468>$G1468,0,ROUND((((($F1468-$B1468)/100)*IF('DBH-Upgrade'!$K$6='DBH-Upgrade'!$K$8,$BZ1482,($BE1468/(($F1468-18)/100))))+((($B1468-18)/100)*$CA1482))*$CE1482,0)))","v":1505},{"$f":"IF($B1468>$F1468,0,IF($C1468>$G1468,0,ROUND((((($F1468-$B1468)/100)*IF('DBH-Upgrade'!$K$6='DBH-Upgrade'!$K$8,$BZ1482,($BE1468/(($F1468-18)/100))))+((($B1468-18)/100)*$CA1482))*$CD1482,0)))","v":1626},{"$f":"IF($B1468>$F1468,0,IF($C1468>$G1468,0,ROUND(((($F1468-$B1468)/100)*IF('DBH-Upgrade'!$K$6='DBH-Upgrade'!$K$8,$BZ1482,($BE1468/(($F1468-18)/100))))+((($B1468-18)/100)*$CA1482),0)))","v":2025},{"v":1.5,"d":"1.500"},1.08,1.08,1.08,94,{"$f":"IF($B1468>$F1468,0,IF($C1468>$G1468,0,ROUND(((($F1468-$B1468)/100)*(IF('DBH-Upgrade'!$K$6='DBH-Upgrade'!$K$8,$BZ1482,($BE1468/(($F1468-18)/100))))*$CH1482)+((($B1468-18)/100)*$CA1482*$CE1482*$CG1482),0)))","v":227},{"$f":"IF($B1468>$F1468,0,IF($C1468>$G1468,0,ROUND(((($F1468-$B1468)/100)*(IF('DBH-Upgrade'!$K$6='DBH-Upgrade'!$K$8,$BZ1482,($BE1468/(($F1468-18)/100))))*$CH1482)+((($B1468-18)/100)*$CA1482*$CD1482*$CG1482),0)))","v":243},{"$f":"IF($B1468>$F1468,0,IF($C1468>$G1468,0,ROUND(((($F1468-$B1468)/100)*(IF('DBH-Upgrade'!$K$6='DBH-Upgrade'!$K$8,$BZ1482,($BE1468/(($F1468-18)/100))))*$CH1482)+((($B1468-18)/100)*$CA1482*$CG1482),0)))","v":293},5,12,13,15,{"v":2.2397831348563738E-4,"d":"0.00"},{"v":1.130114731163379E-3,"d":"0.00"},{"v":1.3112251436413357E-3,"d":"0.00"},{"v":1.7108428823737756E-3,"d":"0.00"},3.969E-4,1.7346,2,0.000367347,{"$f":"IF($B1468>$F1468,0,IF($C1468>$G1468,0,ROUND((((($F1468-$B1468)/100)*IF('DBH-Upgrade'!$K$6='DBH-Upgrade'!$K$8,$CC1482,($BF1468/(($F1468-18)/100))))+((($B1468-18)/100)*$CB1482))*IF($E1468>50,IF($G1468=11,(1-(($E1468-50)*0.005)),IF($G1468=16,(1-(($E1468-50)*0.005)),IF($G1468=21,(1-(($E1468-50)*0.005)),1))),1)*$CE1482,0)))","v":181},{"$f":"IF($B1468>$F1468,0,IF($C1468>$G1468,0,ROUND((((($F1468-$B1468)/100)*IF('DBH-Upgrade'!$K$6='DBH-Upgrade'!$K$8,$CC1482,($BF1468/(($F1468-18)/100))))+((($B1468-18)/100)*$CB1482))*IF($E1468>50,IF($G1468=11,(1-(($E1468-50)*0.005)),IF($G1468=16,(1-(($E1468-50)*0.005)),IF($G1468=21,(1-(($E1468-50)*0.005)),1))),1)*$CD1482,0)))","v":195},{"$f":"IF($B1468>$F1468,0,IF($C1468>$G1468,0,ROUND((((($F1468-$B1468)/100)*IF('DBH-Upgrade'!$K$6='DBH-Upgrade'!$K$8,$CC1482,($BF1468/(($F1468-18)/100))))+((($B1468-18)/100)*$CB1482))*IF($E1468>50,IF($G1468=11,(1-(($E1468-50)*0.005)),IF($G1468=16,(1-(($E1468-50)*0.005)),IF($G1468=21,(1-(($E1468-50)*0.005)),1))),1),0)))","v":243},0.98,0.98,0.98,{"$f":"AK1468*POWER(CF_cool,AN1468)","v":142.89433997881457},{"$f":"AL1468*POWER(CF_cool,AO1468)","v":153.94694086115382},{"$f":"AM1468*POWER(CF_cool,AP1468)","v":191.84157245774554},31,33,41,{"v":0.006632944058618809,"d":"0.01"},{"v":0.007457240286773492,"d":"0.01"},{"v":0.011205500754072246,"d":"0.01"},0.8,6,6.7,9,null,1291,null,{"v":0.9,"d":"90%"},null,null,0,11.8,13.7,21.85,null,1,1,1,142.89433997881457,153.94694086115382,191.84157245774554,null,0,0,0,1,{"$error":"#VALUE!"},3682,458,{"$error":"#VALUE!"},0.8212441545440573,0.7634388097075354,null,0.16320641939358696,0.08064538055291112,0.7952052041594007,0.7952052041594007,null,0]
["1501401510",{"$f":"'DBH-Upgrade'!$K$8-$CL1476","v":80},10,1,50,140,15,16.5,0,26,30,44.8,{"v":1942.4,"d":"1942"},{"$f":"IF($B1476>$F1476,0,IF($C1476>$G1476,0,ROUND((((($F1476-$B1476)/100)*IF('DBH-Upgrade'!$K$6='DBH-Upgrade'!$K$8,$BZ1490,($BE1476/(($F1476-18)/100))))+((($B1476-18)/100)*$CA1490))*$CE1490,0)))","v":{"$error":"#VALUE!"}},{"$f":"IF($B1476>$F1476,0,IF($C1476>$G1476,0,ROUND((((($F1476-$B1476)/100)*IF('DBH-Upgrade'!$K$6='DBH-Upgrade'!$K$8,$BZ1490,($BE1476/(($F1476-18)/100))))+((($B1476-18)/100)*$CA1490))*$CD1490,0)))","v":{"$error":"#VALUE!"}},{"$f":"IF($B1476>$F1476,0,IF($C1476>$G1476,0,ROUND(((($F1476-$B1476)/100)*IF('DBH-Upgrade'!$K$6='DBH-Upgrade'!$K$8,$BZ1490,($BE1476/(($F1476-18)/100))))+((($B1476-18)/100)*$CA1490),0)))","v":{"$error":"#VALUE!"}},{"v":1.5,"d":"1.500"},1.08,1.08,1.08,157,{"$f":"IF($B1476>$F1476,0,IF($C1476>$G1476,0,ROUND(((($F1476-$B1476)/100)*(IF('DBH-Upgrade'!$K$6='DBH-Upgrade'!$K$8,$BZ1490,($BE1476/(($F1476-18)/100))))*$CH1490)+((($B1476-18)/100)*$CA1490*$CE1490*$CG1490),0)))","v":{"$error":"#VALUE!"}},{"$f":"IF($B1476>$F1476,0,IF($C1476>$G1476,0,ROUND(((($F1476-$B1476)/100)*(IF('DBH-Upgrade'!$K$6='DBH-Upgrade'!$K$8,$BZ1490,($BE1476/(($F1476-18)/100))))*$CH1490)+((($B1476-18)/100)*$CA1490*$CD1490*$CG1490),0)))","v":{"$error":"#VALUE!"}},{"$f":"IF($B1476>$F1476,0,IF($C1476>$G1476,0,ROUND(((($F1476-$B1476)/100)*(IF('DBH-Upgrade'!$K$6='DBH-Upgrade'!$K$8,$BZ1490,($BE1476/(($F1476-18)/100))))*$CH1490)+((($B1476-18)/100)*$CA1490*$CG1490),0)))","v":{"$error":"#VALUE!"}},8,{"$error":"#VALUE!"},{"$error":"#VALUE!"},{"$error":"#VALUE!"},{"v":4.7452730862407669E-4,"d":"0.00"},{"$error":"#VALUE!"},{"$error":"#VALUE!"},{"$error":"#VALUE!"},0.0002083,1.724,2,0.000461829,{"$f":"IF($B1476>$F1476,0,IF($C1476>$G1476,0,ROUND((((($F1476-$B1476)/100)*IF('DBH-Upgrade'!$K$6='DBH-Upgrade'!$K$8,$CC1490,($BF1476/(($F1476-18)/100))))+((($B1476-18)/100)*$CB1490))*IF($E1476>50,IF($G1476=11,(1-(($E1476-50)*0.005)),IF($G1476=16,(1-(($E1476-50)*0.005)),IF($G1476=21,(1-(($E1476-50)*0.005)),1))),1)*$CE1490,0)))","v":{"$error":"#VALUE!"}},{"$f":"IF($B1476>$F1476,0,IF($C1476>$G1476,0,ROUND((((($F1476-$B1476)/100)*IF('DBH-Upgrade'!$K$6='DBH-Upgrade'!$K$8,$CC1490,($BF1476/(($F1476-18)/100))))+((($B1476-18)/100)*$CB1490))*IF($E1476>50,IF($G1476=11,(1-(($E1476-50)*0.005)),IF($G1476=16,(1-(($E1476-50)*0.005)),IF($G1476=21,(1-(($E1476-50)*0.005)),1))),1)*$CD1490,0)))","v":{"$error":"#VALUE!"}},{"$f":"IF($B1476>$F1476,0,IF($C1476>$G1476,0,ROUND((((($F1476-$B1476)/100)*IF('DBH-Upgrade'!$K$6='DBH-Upgrade'!$K$8,$CC1490,($BF1476/(($F1476-18)/100))))+((($B1476-18)/100)*$CB1490))*IF($E1476>50,IF($G1476=11,(1-(($E1476-50)*0.005)),IF($G1476=16,(1-(($E1476-50)*0.005)),IF($G1476=21,(1-(($E1476-50)*0.005)),1))),1),0)))","v":{"$error":"#VALUE!"}},1.01,1.01,1.01,{"$f":"AK1476*POWER(CF_cool,AN1476)","v":{"$error":"#VALUE!"}},{"$f":"AL1476*POWER(CF_cool,AO1476)","v":{"$error":"#VALUE!"}},{"$f":"AM1476*POWER(CF_cool,AP1476)","v":{"$error":"#VALUE!"}},{"$error":"#VALUE!"},{"$error":"#VALUE!"},{"$error":"#VALUE!"},{"$error":"#VALUE!"},{"$error":"#VALUE!"},{"$error":"#VALUE!"},1.4,6,6.7,9,null,2428,null,{"v":0.8,"d":"80%"},null,null,0,11.8,13.7,21.85,null,1,1,1,{"$error":"#VALUE!"},{"$error":"#VALUE!"},{"$error":"#VALUE!"},null,{"$error":"#VALUE!"},{"$error":"#VALUE!"},{"$error":"#VALUE!"},{"$error":"#VALUE!"},1127,2539,352,62,0.8146699660963719,0.7561986894808467,null,0.16320641939358696,0.08064538055291112,0.7894714915956607,0.7894714915956607,null,0]
["1501601610",{"$f":"'DBH-Upgrade'!$K$8-$CL1483","v":80},10,1,50,160,16,16.5,0,26,30,45.5,{"v":2065.1600000000003,"d":"2065"},{"$f":"IF($B1483>$F1483,0,IF($C1483>$G1483,0,ROUND((((($F1483-$B1483)/100)*IF('DBH-Upgrade'!$K$6='DBH-Upgrade'!$K$8,$BZ1497,($BE1483/(($F1483-18)/100))))+((($B1483-18)/100)*$CA1497))*$CE1497,0)))","v":{"$error":"#VALUE!"}},{"$f":"IF($B1483>$F1483,0,IF($C1483>$G1483,0,ROUND((((($F1483-$B1483)/100)*IF('DBH-Upgrade'!$K$6='DBH-Upgrade'!$K$8,$BZ1497,($BE1483/(($F1483-18)/100))))+((($B1483-18)/100)*$CA1497))*$CD1497,0)))","v":{"$error":"#VALUE!"}},{"$f":"IF($B1483>$F1483,0,IF($C1483>$G1483,0,ROUND(((($F1483-$B1483)/100)*IF('DBH-Upgrade'!$K$6='DBH-Upgrade'!$K$8,$BZ1497,($BE1483/(($F1483-18)/100))))+((($B1483-18)/100)*$CA1497),0)))","v":{"$error":"#VALUE!"}},{"v":1.5,"d":"1.500"},1.1,1.1,1.1,{"$f":"ROUND(M1483*POWER((($S$1-$S$2)/LN(($S$1-$S$3)/($S$2-$S$3)))/((75-65)/LN((75-20)/(65-20))),Q1483),0)","v":167},{"$f":"IF($B1483>$F1483,0,IF($C1483>$G1483,0,ROUND(((($F1483-$B1483)/100)*(IF('DBH-Upgrade'!$K$6='DBH-Upgrade'!$K$8,$BZ1497,($BE1483/(($F1483-18)/100))))*$CH1497)+((($B1483-18)/100)*$CA1497*$CE1497*$CG1497),0)))","v":{"$error":"#VALUE!"}},{"$f":"IF($B1483>$F1483,0,IF($C1483>$G1483,0,ROUND(((($F1483-$B1483)/100)*(IF('DBH-Upgrade'!$K$6='DBH-Upgrade'!$K$8,$BZ1497,($BE1483/(($F1483-18)/100))))*$CH1497)+((($B1483-18)/100)*$CA1497*$CD1497*$CG1497),0)))","v":{"$error":"#VALUE!"}},{"$f":"IF($B1483>$F1483,0,IF($C1483>$G1483,0,ROUND(((($F1483-$B1483)/100)*(IF('DBH-Upgrade'!$K$6='DBH-Upgrade'!$K$8,$BZ1497,($BE1483/(($F1483-18)/100))))*$CH1497)+((($B1483-18)/100)*$CA1497*$CG1497),0)))","v":{"$error":"#VALUE!"}},{"$f":"ROUND(U1483*3600/(4186*ABS($S$1-$S$2)),0)","v":9},{"$f":"ROUND(V1483*3600/(4186*ABS($S$1-$S$2)),0)","v":{"$error":"#VALUE!"}},{"$f":"ROUND(W1483*3600/(4186*ABS($S$1-$S$2)),0)","v":{"$error":"#VALUE!"}},{"$f":"ROUND(X1483*3600/(4186*ABS($S$1-$S$2)),0)","v":{"$error":"#VALUE!"}},{"$f":"(($AG1483*(Y1483^$AH1483)*((($F1483-14.4)*$AI1483)/100))+($AJ1483*(Y1483^2)))*0.0098","v":{"v":1.6307120806122138E-3,"d":"0.00"}},{"$f":"(($AG1483*(Z1483^$AH1483)*((($F1483-14.4)*$AI1483)/100))+($AJ1483*(Z1483^2)))*0.0098","v":{"$error":"#VALUE!"}},{"$f":"(($AG1483*(AA1483^$AH1483)*((($F1483-14.4)*$AI1483)/100))+($AJ1483*(AA1483^2)))*0.0098","v":{"$error":"#VALUE!"}},{"$f":"(($AG1483*(AB1483^$AH1483)*((($F1483-14.4)*$AI1483)/100))+($AJ1483*(AB1483^2)))*0.0098","v":{"$error":"#VALUE!"}},0.0002083,1.724,4,1.392796E-3,{"$f":"IF($B1483>$F1483,0,IF($C1483>$G1483,0,ROUND((((($F1483-$B1483)/100)*IF('DBH-Upgrade'!$K$6='DBH-Upgrade'!$K$8,$CC1497,($BF1483/(($F1483-18)/100))))+((($B1483-18)/100)*$CB1497))*IF($E1483>50,IF($G1483=11,(1-(($E1483-50)*0.005)),IF($G1483=16,(1-(($E1483-50)*0.005)),IF($G1483=21,(1-(($E1483-50)*0.005)),1))),1)*$CE1497,0)))","v":{"$error":"#VALUE!"}},{"$f":"IF($B1483>$F1483,0,IF($C1483>$G1483,0,ROUND((((($F1483-$B1483)/100)*IF('DBH-Upgrade'!$K$6='DBH-Upgrade'!$K$8,$CC1497,($BF1483/(($F1483-18)/100))))+((($B1483-18)/100)*$CB1497))*IF($E1483>50,IF($G1483=11,(1-(($E1483-50)*0.005)),IF($G1483=16,(1-(($E1483-50)*0.005)),IF($G1483=21,(1-(($E1483-50)*0.005)),1))),1)*$CD1497,0)))","v":{"$error":"#VALUE!"}},{"$f":"IF($B1483>$F1483,0,IF($C1483>$G1483,0,ROUND((((($F1483-$B1483)/100)*IF('DBH-Upgrade'!$K$6='DBH-Upgrade'!$K$8,$CC1497,($BF1483/(($F1483-18)/100))))+((($B1483-18)/100)*$CB1497))*IF($E1483>50,IF($G1483=11,(1-(($E1483-50)*0.005)),IF($G1483=16,(1-(($E1483-50)*0.005)),IF($G1483=21,(1-(($E1483-50)*0.005)),1))),1),0)))","v":{"$error":"#VALUE!"}},{"$f":"IF($G1483=10,0.98,IF($G1483=11,0.95,IF($G1483=15,1.01,IF($G1483=16,0.95,IF($G1483=20,0.95,IF($G1483=21,0.85))))))","v":0.95},0.95,0.95,{"$f":"AK1483*POWER(CF_cool,AN1483)","v":{"$error":"#VALUE!"}},{"$f":"AL1483*POWER(CF_cool,AO1483)","v":{"$error":"#VALUE!"}},{"$f":"AM1483*POWER(CF_cool,AP1483)","v":{"$error":"#VALUE!"}},{"$f":"ROUND(AQ1483*3600/(4186*ABS($AT$1-$AT$2)),0)","v":{"$error":"#VALUE!"}},{"$f":"ROUND(AR1483*3600/(4186*ABS($AT$1-$AT$2)),0)","v":{"$error":"#VALUE!"}},{"$f":"ROUND(AS1483*3600/(4186*ABS($AT$1-$AT$2)),0)","v":{"$error":"#VALUE!"}},{"$f":"(($AG1483*(AT1483^$AH1483)*((($F1483-14.4)*$AI1483)/100))+($AJ1483*(AT1483^2)))*0.0098","v":{"$error":"#VALUE!"}},{"$f":"(($AG1483*(AU1483^$AH1483)*((($F1483-14.4)*$AI1483)/100))+($AJ1483*(AU1483^2)))*0.0098","v":{"$error":"#VALUE!"}},{"$f":"(($AG1483*(AV1483^$AH1483)*((($F1483-14.4)*$AI1483)/100))+($AJ1483*(AV1483^2)))*0.0098","v":{"$error":"#VALUE!"}},3.2,6,6.7,9,null,3037,null,{"v":0.68,"d":"68%"},null,null,0,11.8,13.7,21.85,null,1,1,1,{"$error":"#VALUE!"},{"$error":"#VALUE!"},{"$error":"#VALUE!"},null,{"$error":"#VALUE!"},{"$error":"#VALUE!"},{"$error":"#VALUE!"},{"$error":"#VALUE!"},2263,3445,577,50,0.8030103878625993,0.7433030653966308,null,0.15781864009190116,0.08064538055291112,0.7952052041594007,0.7952052041594007,null,0]
["1501801510",{"$f":"'DBH-Upgrade'!$K$8-$CL1488","v":60},10,1,50,180,15,16.5,0,26,30,46,{"v":2496.8,"d":"2497"},{"$f":"IF($B1488>$F1488,0,IF($C1488>$G1488,0,ROUND((((($F1488-$B1488)/100)*IF('DBH-Upgrade'!$K$6='DBH-Upgrade'!$K$8,$BZ1502,($BE1488/(($F1488-18)/100))))+((($B1488-18)/100)*$CA1502))*$CE1502,0)))","v":{"$error":"#VALUE!"}},{"$f":"IF($B1488>$F1488,0,IF($C1488>$G1488,0,ROUND((((($F1488-$B1488)/100)*IF('DBH-Upgrade'!$K$6='DBH-Upgrade'!$K$8,$BZ1502,($BE1488/(($F1488-18)/100))))+((($B1488-18)/100)*$CA1502))*$CD1502,0)))","v":{"$error":"#VALUE!"}},{"$f":"IF($B1488>$F1488,0,IF($C1488>$G1488,0,ROUND(((($F1488-$B1488)/100)*IF('DBH-Upgrade'!$K$6='DBH-Upgrade'!$K$8,$BZ1502,($BE1488/(($F1488-18)/100))))+((($B1488-18)/100)*$CA1502),0)))","v":{"$error":"#VALUE!"}},{"v":1.5,"d":"1.500"},1.08,1.08,1.08,201,{"$f":"IF($B1488>$F1488,0,IF($C1488>$G1488,0,ROUND(((($F1488-$B1488)/100)*(IF('DBH-Upgrade'!$K$6='DBH-Upgrade'!$K$8,$BZ1502,($BE1488/(($F1488-18)/100))))*$CH1502)+((($B1488-18)/100)*$CA1502*$CE1502*$CG1502),0)))","v":{"$error":"#VALUE!"}},{"$f":"IF($B1488>$F1488,0,IF($C1488>$G1488,0,ROUND(((($F1488-$B1488)/100)*(IF('DBH-Upgrade'!$K$6='DBH-Upgrade'!$K$8,$BZ1502,($BE1488/(($F1488-18)/100))))*$CH1502)+((($B1488-18)/100)*$CA1502*$CD1502*$CG1502),0)))","v":{"$error":"#VALUE!"}},{"$f":"IF($B1488>$F1488,0,IF($C1488>$G1488,0,ROUND(((($F1488-$B1488)/100)*(IF('DBH-Upgrade'!$K$6='DBH-Upgrade'!$K$8,$BZ1502,($BE1488/(($F1488-18)/100))))*$CH1502)+((($B1488-18)/100)*$CA1502*$CG1502),0)))","v":{"$error":"#VALUE!"}},10,{"$error":"#VALUE!"},{"$error":"#VALUE!"},{"$error":"#VALUE!"},{"v":8.1069353541221763E-4,"d":"0.00"},{"$error":"#VALUE!"},{"$error":"#VALUE!"},{"$error":"#VALUE!"},0.0002083,1.724,2,0.000461829,{"$f":"IF($B1488>$F1488,0,IF($C1488>$G1488,0,ROUND((((($F1488-$B1488)/100)*IF('DBH-Upgrade'!$K$6='DBH-Upgrade'!$K$8,$CC1502,($BF1488/(($F1488-18)/100))))+((($B1488-18)/100)*$CB1502))*IF($E1488>50,IF($G1488=11,(1-(($E1488-50)*0.005)),IF($G1488=16,(1-(($E1488-50)*0.005)),IF($G1488=21,(1-(($E1488-50)*0.005)),1))),1)*$CE1502,0)))","v":{"$error":"#VALUE!"}},{"$f":"IF($B1488>$F1488,0,IF($C1488>$G1488,0,ROUND((((($F1488-$B1488)/100)*IF('DBH-Upgrade'!$K$6='DBH-Upgrade'!$K$8,$CC1502,($BF1488/(($F1488-18)/100))))+((($B1488-18)/100)*$CB1502))*IF($E1488>50,IF($G1488=11,(1-(($E1488-50)*0.005)),IF($G1488=16,(1-(($E1488-50)*0.005)),IF($G1488=21,(1-(($E1488-50)*0.005)),1))),1)*$CD1502,0)))","v":{"$error":"#VALUE!"}},{"$f":"IF($B1488>$F1488,0,IF($C1488>$G1488,0,ROUND((((($F1488-$B1488)/100)*IF('DBH-Upgrade'!$K$6='DBH-Upgrade'!$K$8,$CC1502,($BF1488/(($F1488-18)/100))))+((($B1488-18)/100)*$CB1502))*IF($E1488>50,IF($G1488=11,(1-(($E1488-50)*0.005)),IF($G1488=16,(1-(($E1488-50)*0.005)),IF($G1488=21,(1-(($E1488-50)*0.005)),1))),1),0)))","v":{"$error":"#VALUE!"}},1.01,1.01,1.01,{"$f":"AK1488*POWER(CF_cool,AN1488)","v":{"$error":"#VALUE!"}},{"$f":"AL1488*POWER(CF_cool,AO1488)","v":{"$error":"#VALUE!"}},{"$f":"AM1488*POWER(CF_cool,AP1488)","v":{"$error":"#VALUE!"}},{"$error":"#VALUE!"},{"$error":"#VALUE!"},{"$error":"#VALUE!"},{"$error":"#VALUE!"},{"$error":"#VALUE!"},{"$error":"#VALUE!"},1.8,6,6.7,9,null,3121,null,{"v":0.8,"d":"80%"},null,null,0,11.8,13.7,21.85,null,1,1,1,{"$error":"#VALUE!"},{"$error":"#VALUE!"},{"$error":"#VALUE!"},null,{"$error":"#VALUE!"},{"$error":"#VALUE!"},{"$error":"#VALUE!"},{"$error":"#VALUE!"},1127,2539,352,62,0.7929231278982726,0.732117182845212,null,0.16320641939358696,0.08064538055291112,0.7894714915956607,0.7894714915956607,null,20]
["1502002010",{"$f":"'DBH-Upgrade'!$K$8-$CL1496","v":80},10,1,50,200,20,21.5,0,26,30,46.5,3880,{"$f":"IF($B1496>$F1496,0,IF($C1496>$G1496,0,ROUND((((($F1496-$B1496)/100)*IF('DBH-Upgrade'!$K$6='DBH-Upgrade'!$K$8,$BZ1510,($BE1496/(($F1496-18)/100))))+((($B1496-18)/100)*$CA1510))*$CE1510,0)))","v":{"$error":"#VALUE!"}},{"$f":"IF($B1496>$F1496,0,IF($C1496>$G1496,0,ROUND((((($F1496-$B1496)/100)*IF('DBH-Upgrade'!$K$6='DBH-Upgrade'!$K$8,$BZ1510,($BE1496/(($F1496-18)/100))))+((($B1496-18)/100)*$CA1510))*$CD1510,0)))","v":{"$error":"#VALUE!"}},{"$f":"IF($B1496>$F1496,0,IF($C1496>$G1496,0,ROUND(((($F1496-$B1496)/100)*IF('DBH-Upgrade'!$K$6='DBH-Upgrade'!$K$8,$BZ1510,($BE1496/(($F1496-18)/100))))+((($B1496-18)/100)*$CA1510),0)))","v":{"$error":"#VALUE!"}},{"v":1.5,"d":"1.500"},1.08,1.08,1.08,313,{"$f":"IF($B1496>$F1496,0,IF($C1496>$G1496,0,ROUND(((($F1496-$B1496)/100)*(IF('DBH-Upgrade'!$K$6='DBH-Upgrade'!$K$8,$BZ1510,($BE1496/(($F1496-18)/100))))*$CH1510)+((($B1496-18)/100)*$CA1510*$CE1510*$CG1510),0)))","v":{"$error":"#VALUE!"}},{"$f":"IF($B1496>$F1496,0,IF($C1496>$G1496,0,ROUND(((($F1496-$B1496)/100)*(IF('DBH-Upgrade'!$K$6='DBH-Upgrade'!$K$8,$BZ1510,($BE1496/(($F1496-18)/100))))*$CH1510)+((($B1496-18)/100)*$CA1510*$CD1510*$CG1510),0)))","v":{"$error":"#VALUE!"}},{"$f":"IF($B1496>$F1496,0,IF($C1496>$G1496,0,ROUND(((($F1496-$B1496)/100)*(IF('DBH-Upgrade'!$K$6='DBH-Upgrade'!$K$8,$BZ1510,($BE1496/(($F1496-18)/100))))*$CH1510)+((($B1496-18)/100)*$CA1510*$CG1510),0)))","v":{"$error":"#VALUE!"}},16,{"$error":"#VALUE!"},{"$error":"#VALUE!"},{"$error":"#VALUE!"},{"v":1.4944571056326483E-3,"d":"0.00"},{"$error":"#VALUE!"},{"$error":"#VALUE!"},{"$error":"#VALUE!"},0.0001276,1.7219,2,3.76611E-4,{"$f":"IF($B1496>$F1496,0,IF($C1496>$G1496,0,ROUND((((($F1496-$B1496)/100)*IF('DBH-Upgrade'!$K$6='DBH-Upgrade'!$K$8,$CC1510,($BF1496/(($F1496-18)/100))))+((($B1496-18)/100)*$CB1510))*IF($E1496>50,IF($G1496=11,(1-(($E1496-50)*0.005)),IF($G1496=16,(1-(($E1496-50)*0.005)),IF($G1496=21,(1-(($E1496-50)*0.005)),1))),1)*$CE1510,0)))","v":{"$error":"#VALUE!"}},{"$f":"IF($B1496>$F1496,0,IF($C1496>$G1496,0,ROUND((((($F1496-$B1496)/100)*IF('DBH-Upgrade'!$K$6='DBH-Upgrade'!$K$8,$CC1510,($BF1496/(($F1496-18)/100))))+((($B1496-18)/100)*$CB1510))*IF($E1496>50,IF($G1496=11,(1-(($E1496-50)*0.005)),IF($G1496=16,(1-(($E1496-50)*0.005)),IF($G1496=21,(1-(($E1496-50)*0.005)),1))),1)*$CD1510,0)))","v":{"$error":"#VALUE!"}},{"$f":"IF($B1496>$F1496,0,IF($C1496>$G1496,0,ROUND((((($F1496-$B1496)/100)*IF('DBH-Upgrade'!$K$6='DBH-Upgrade'!$K$8,$CC1510,($BF1496/(($F1496-18)/100))))+((($B1496-18)/100)*$CB1510))*IF($E1496>50,IF($G1496=11,(1-(($E1496-50)*0.005)),IF($G1496=16,(1-(($E1496-50)*0.005)),IF($G1496=21,(1-(($E1496-50)*0.005)),1))),1),0)))","v":{"$error":"#VALUE!"}},0.95,0.95,0.95,{"$f":"AK1496*POWER(CF_cool,AN1496)","v":{"$error":"#VALUE!"}},{"$f":"AL1496*POWER(CF_cool,AO1496)","v":{"$error":"#VALUE!"}},{"$f":"AM1496*POWER(CF_cool,AP1496)","v":{"$error":"#VALUE!"}},{"$error":"#VALUE!"},{"$error":"#VALUE!"},{"$error":"#VALUE!"},{"$error":"#VALUE!"},{"$error":"#VALUE!"},{"$error":"#VALUE!"},2.7,6,6.7,9,null,4850,null,{"v":0.8,"d":"80%"},null,null,0,11.8,13.7,21.85,null,1,1,1,{"$error":"#VALUE!"},{"$error":"#VALUE!"},{"$error":"#VALUE!"},null,{"$error":"#VALUE!"},{"$error":"#VALUE!"},{"$error":"#VALUE!"},{"$error":"#VALUE!"},{"$error":"#VALUE!"},3301,508,{"$error":"#VALUE!"},0.7015311234086448,0.657069305346098,null,0.16320641939358696,0.08064538055291112,0.783779121140337,0.783779121140337,null,0]
["1502201610",{"$f":"'DBH-Upgrade'!$K$8-$CL1501","v":80},10,1,50,220,16,16.5,0,26,30,46.9,{"v":2648.5014492753626,"d":"2649"},{"$f":"IF($B1501>$F1501,0,IF($C1501>$G1501,0,ROUND((((($F1501-$B1501)/100)*IF('DBH-Upgrade'!$K$6='DBH-Upgrade'!$K$8,$BZ1515,($BE1501/(($F1501-18)/100))))+((($B1501-18)/100)*$CA1515))*$CE1515,0)))","v":{"$error":"#VALUE!"}},{"$f":"IF($B1501>$F1501,0,IF($C1501>$G1501,0,ROUND((((($F1501-$B1501)/100)*IF('DBH-Upgrade'!$K$6='DBH-Upgrade'!$K$8,$BZ1515,($BE1501/(($F1501-18)/100))))+((($B1501-18)/100)*$CA1515))*$CD1515,0)))","v":{"$error":"#VALUE!"}},{"$f":"IF($B1501>$F1501,0,IF($C1501>$G1501,0,ROUND(((($F1501-$B1501)/100)*IF('DBH-Upgrade'!$K$6='DBH-Upgrade'!$K$8,$BZ1515,($BE1501/(($F1501-18)/100))))+((($B1501-18)/100)*$CA1515),0)))","v":{"$error":"#VALUE!"}},{"v":1.5,"d":"1.500"},1.1,1.1,1.1,214,{"$f":"IF($B1501>$F1501,0,IF($C1501>$G1501,0,ROUND(((($F1501-$B1501)/100)*(IF('DBH-Upgrade'!$K$6='DBH-Upgrade'!$K$8,$BZ1515,($BE1501/(($F1501-18)/100))))*$CH1515)+((($B1501-18)/100)*$CA1515*$CE1515*$CG1515),0)))","v":{"$error":"#VALUE!"}},{"$f":"IF($B1501>$F1501,0,IF($C1501>$G1501,0,ROUND(((($F1501-$B1501)/100)*(IF('DBH-Upgrade'!$K$6='DBH-Upgrade'!$K$8,$BZ1515,($BE1501/(($F1501-18)/100))))*$CH1515)+((($B1501-18)/100)*$CA1515*$CD1515*$CG1515),0)))","v":{"$error":"#VALUE!"}},{"$f":"IF($B1501>$F1501,0,IF($C1501>$G1501,0,ROUND(((($F1501-$B1501)/100)*(IF('DBH-Upgrade'!$K$6='DBH-Upgrade'!$K$8,$BZ1515,($BE1501/(($F1501-18)/100))))*$CH1515)+((($B1501-18)/100)*$CA1515*$CG1515),0)))","v":{"$error":"#VALUE!"}},11,{"$error":"#VALUE!"},{"$error":"#VALUE!"},{"$error":"#VALUE!"},{"v":0.002699573041863678,"d":"0.00"},{"$error":"#VALUE!"},{"$error":"#VALUE!"},{"$error":"#VALUE!"},0.0002083,1.724,4,1.392796E-3,{"$f":"IF($B1501>$F1501,0,IF($C1501>$G1501,0,ROUND((((($F1501-$B1501)/100)*IF('DBH-Upgrade'!$K$6='DBH-Upgrade'!$K$8,$CC1515,($BF1501/(($F1501-18)/100))))+((($B1501-18)/100)*$CB1515))*IF($E1501>50,IF($G1501=11,(1-(($E1501-50)*0.005)),IF($G1501=16,(1-(($E1501-50)*0.005)),IF($G1501=21,(1-(($E1501-50)*0.005)),1))),1)*$CE1515,0)))","v":{"$error":"#VALUE!"}},{"$f":"IF($B1501>$F1501,0,IF($C1501>$G1501,0,ROUND((((($F1501-$B1501)/100)*IF('DBH-Upgrade'!$K$6='DBH-Upgrade'!$K$8,$CC1515,($BF1501/(($F1501-18)/100))))+((($B1501-18)/100)*$CB1515))*IF($E1501>50,IF($G1501=11,(1-(($E1501-50)*0.005)),IF($G1501=16,(1-(($E1501-50)*0.005)),IF($G1501=21,(1-(($E1501-50)*0.005)),1))),1)*$CD1515,0)))","v":{"$error":"#VALUE!"}},{"$f":"IF($B1501>$F1501,0,IF($C1501>$G1501,0,ROUND((((($F1501-$B1501)/100)*IF('DBH-Upgrade'!$K$6='DBH-Upgrade'!$K$8,$CC1515,($BF1501/(($F1501-18)/100))))+((($B1501-18)/100)*$CB1515))*IF($E1501>50,IF($G1501=11,(1-(($E1501-50)*0.005)),IF($G1501=16,(1-(($E1501-50)*0.005)),IF($G1501=21,(1-(($E1501-50)*0.005)),1))),1),0)))","v":{"$error":"#VALUE!"}},0.95,0.95,0.95,{"$f":"AK1501*POWER(CF_cool,AN1501)","v":{"$error":"#VALUE!"}},{"$f":"AL1501*POWER(CF_cool,AO1501)","v":{"$error":"#VALUE!"}},{"$f":"AM1501*POWER(CF_cool,AP1501)","v":{"$error":"#VALUE!"}},{"$error":"#VALUE!"},{"$error":"#VALUE!"},{"$error":"#VALUE!"},{"$error":"#VALUE!"},{"$error":"#VALUE!"},{"$error":"#VALUE!"},4.4,6,6.7,9,null,3894.855072463768,null,{"v":0.68,"d":"68%"},null,null,0,11.8,13.7,21.85,null,1,1,1,{"$error":"#VALUE!"},{"$error":"#VALUE!"},{"$error":"#VALUE!"},null,{"$error":"#VALUE!"},{"$error":"#VALUE!"},{"$error":"#VALUE!"},{"$error":"#VALUE!"},2263,3445,577,50,0.7840224333226739,0.7222362755803995,null,0.15781864009190116,0.08064538055291112,0.7952052041594007,0.7952052041594007,null,0]
["1502402010",{"$f":"'DBH-Upgrade'!$K$8-$CL1508","v":80},10,1,50,240,20,21.5,0,26,30,47.2,4656,{"$f":"IF($B1508>$F1508,0,IF($C1508>$G1508,0,ROUND((((($F1508-$B1508)/100)*IF('DBH-Upgrade'!$K$6='DBH-Upgrade'!$K$8,$BZ1522,($BE1508/(($F1508-18)/100))))+((($B1508-18)/100)*$CA1522))*$CE1522,0)))","v":{"$error":"#VALUE!"}},{"$f":"IF($B1508>$F1508,0,IF($C1508>$G1508,0,ROUND((((($F1508-$B1508)/100)*IF('DBH-Upgrade'!$K$6='DBH-Upgrade'!$K$8,$BZ1522,($BE1508/(($F1508-18)/100))))+((($B1508-18)/100)*$CA1522))*$CD1522,0)))","v":{"$error":"#VALUE!"}},{"$f":"IF($B1508>$F1508,0,IF($C1508>$G1508,0,ROUND(((($F1508-$B1508)/100)*IF('DBH-Upgrade'!$K$6='DBH-Upgrade'!$K$8,$BZ1522,($BE1508/(($F1508-18)/100))))+((($B1508-18)/100)*$CA1522),0)))","v":{"$error":"#VALUE!"}},{"v":1.5,"d":"1.500"},1.08,1.08,1.08,375,{"$f":"IF($B1508>$F1508,0,IF($C1508>$G1508,0,ROUND(((($F1508-$B1508)/100)*(IF('DBH-Upgrade'!$K$6='DBH-Upgrade'!$K$8,$BZ1522,($BE1508/(($F1508-18)/100))))*$CH1522)+((($B1508-18)/100)*$CA1522*$CE1522*$CG1522),0)))","v":{"$error":"#VALUE!"}},{"$f":"IF($B1508>$F1508,0,IF($C1508>$G1508,0,ROUND(((($F1508-$B1508)/100)*(IF('DBH-Upgrade'!$K$6='DBH-Upgrade'!$K$8,$BZ1522,($BE1508/(($F1508-18)/100))))*$CH1522)+((($B1508-18)/100)*$CA1522*$CD1522*$CG1522),0)))","v":{"$error":"#VALUE!"}},{"$f":"IF($B1508>$F1508,0,IF($C1508>$G1508,0,ROUND(((($F1508-$B1508)/100)*(IF('DBH-Upgrade'!$K$6='DBH-Upgrade'!$K$8,$BZ1522,($BE1508/(($F1508-18)/100))))*$CH1522)+((($B1508-18)/100)*$CA1522*$CG1522),0)))","v":{"$error":"#VALUE!"}},19,{"$error":"#VALUE!"},{"$error":"#VALUE!"},{"$error":"#VALUE!"},{"v":2.230488809837465E-3,"d":"0.00"},{"$error":"#VALUE!"},{"$error":"#VALUE!"},{"$error":"#VALUE!"},0.0001276,1.7219,2,3.76611E-4,{"$f":"IF($B1508>$F1508,0,IF($C1508>$G1508,0,ROUND((((($F1508-$B1508)/100)*IF('DBH-Upgrade'!$K$6='DBH-Upgrade'!$K$8,$CC1522,($BF1508/(($F1508-18)/100))))+((($B1508-18)/100)*$CB1522))*IF($E1508>50,IF($G1508=11,(1-(($E1508-50)*0.005)),IF($G1508=16,(1-(($E1508-50)*0.005)),IF($G1508=21,(1-(($E1508-50)*0.005)),1))),1)*$CE1522,0)))","v":{"$error":"#VALUE!"}},{"$f":"IF($B1508>$F1508,0,IF($C1508>$G1508,0,ROUND((((($F1508-$B1508)/100)*IF('DBH-Upgrade'!$K$6='DBH-Upgrade'!$K$8,$CC1522,($BF1508/(($F1508-18)/100))))+((($B1508-18)/100)*$CB1522))*IF($E1508>50,IF($G1508=11,(1-(($E1508-50)*0.005)),IF($G1508=16,(1-(($E1508-50)*0.005)),IF($G1508=21,(1-(($E1508-50)*0.005)),1))),1)*$CD1522,0)))","v":{"$error":"#VALUE!"}},{"$f":"IF($B1508>$F1508,0,IF($C1508>$G1508,0,ROUND((((($F1508-$B1508)/100)*IF('DBH-Upgrade'!$K$6='DBH-Upgrade'!$K$8,$CC1522,($BF1508/(($F1508-18)/100))))+((($B1508-18)/100)*$CB1522))*IF($E1508>50,IF($G1508=11,(1-(($E1508-50)*0.005)),IF($G1508=16,(1-(($E1508-50)*0.005)),IF($G1508=21,(1-(($E1508-50)*0.005)),1))),1),0)))","v":{"$error":"#VALUE!"}},0.95,0.95,0.95,{"$f":"AK1508*POWER(CF_cool,AN1508)","v":{"$error":"#VALUE!"}},{"$f":"AL1508*POWER(CF_cool,AO1508)","v":{"$error":"#VALUE!"}},{"$f":"AM1508*POWER(CF_cool,AP1508)","v":{"$error":"#VALUE!"}},{"$error":"#VALUE!"},{"$error":"#VALUE!"},{"$error":"#VALUE!"},{"$error":"#VALUE!"},{"$error":"#VALUE!"},{"$error":"#VALUE!"},3.2,6,6.7,9,null,5820,null,{"v":0.8,"d":"80%"},null,null,0,11.8,13.7,21.85,null,1,1,1,{"$error":"#VALUE!"},{"$error":"#VALUE!"},{"$error":"#VALUE!"},null,{"$error":"#VALUE!"},{"$error":"#VALUE!"},{"$error":"#VALUE!"},{"$error":"#VALUE!"},{"$error":"#VALUE!"},3301,508,{"$error":"#VALUE!"},0.6929174768045717,0.6576204296006558,null,0.16320641939358696,0.08064538055291112,0.783779121140337,0.783779121140337,null,0]
["1502801010",{"$f":"'DBH-Upgrade'!$K$8-$CL1516","v":60},10,1,50,280,10,11.5,0,26,30,47.8,{"v":2711.7000000000003,"d":"2712"},{"$f":"IF($B1516>$F1516,0,IF($C1516>$G1516,0,ROUND((((($F1516-$B1516)/100)*IF('DBH-Upgrade'!$K$6='DBH-Upgrade'!$K$8,$BZ1530,($BE1516/(($F1516-18)/100))))+((($B1516-18)/100)*$CA1530))*$CE1530,0)))","v":2411},{"$f":"IF($B1516>$F1516,0,IF($C1516>$G1516,0,ROUND((((($F1516-$B1516)/100)*IF('DBH-Upgrade'!$K$6='DBH-Upgrade'!$K$8,$BZ1530,($BE1516/(($F1516-18)/100))))+((($B1516-18)/100)*$CA1530))*$CD1530,0)))","v":2662},{"$f":"IF($B1516>$F1516,0,IF($C1516>$G1516,0,ROUND(((($F1516-$B1516)/100)*IF('DBH-Upgrade'!$K$6='DBH-Upgrade'!$K$8,$BZ1530,($BE1516/(($F1516-18)/100))))+((($B1516-18)/100)*$CA1530),0)))","v":3546},{"v":1.5,"d":"1.500"},1.08,1.08,1.08,219,{"$f":"IF($B1516>$F1516,0,IF($C1516>$G1516,0,ROUND(((($F1516-$B1516)/100)*(IF('DBH-Upgrade'!$K$6='DBH-Upgrade'!$K$8,$BZ1530,($BE1516/(($F1516-18)/100))))*$CH1530)+((($B1516-18)/100)*$CA1530*$CE1530*$CG1530),0)))","v":318},{"$f":"IF($B1516>$F1516,0,IF($C1516>$G1516,0,ROUND(((($F1516-$B1516)/100)*(IF('DBH-Upgrade'!$K$6='DBH-Upgrade'!$K$8,$BZ1530,($BE1516/(($F1516-18)/100))))*$CH1530)+((($B1516-18)/100)*$CA1530*$CD1530*$CG1530),0)))","v":331},{"$f":"IF($B1516>$F1516,0,IF($C1516>$G1516,0,ROUND(((($F1516-$B1516)/100)*(IF('DBH-Upgrade'!$K$6='DBH-Upgrade'!$K$8,$BZ1530,($BE1516/(($F1516-18)/100))))*$CH1530)+((($B1516-18)/100)*$CA1530*$CG1530),0)))","v":374},11,16,17,19,{"v":1.7586157565121845E-3,"d":"0.00"},{"v":3.455746915406498E-3,"d":"0.00"},{"v":3.8555527637200307E-3,"d":"0.00"},{"v":0.00471381813427642,"d":"0.00"},3.969E-4,1.7346,2,0.000367347,{"$f":"IF($B1516>$F1516,0,IF($C1516>$G1516,0,ROUND((((($F1516-$B1516)/100)*IF('DBH-Upgrade'!$K$6='DBH-Upgrade'!$K$8,$CC1530,($BF1516/(($F1516-18)/100))))+((($B1516-18)/100)*$CB1530))*IF($E1516>50,IF($G1516=11,(1-(($E1516-50)*0.005)),IF($G1516=16,(1-(($E1516-50)*0.005)),IF($G1516=21,(1-(($E1516-50)*0.005)),1))),1)*$CE1530,0)))","v":193},{"$f":"IF($B1516>$F1516,0,IF($C1516>$G1516,0,ROUND((((($F1516-$B1516)/100)*IF('DBH-Upgrade'!$K$6='DBH-Upgrade'!$K$8,$CC1530,($BF1516/(($F1516-18)/100))))+((($B1516-18)/100)*$CB1530))*IF($E1516>50,IF($G1516=11,(1-(($E1516-50)*0.005)),IF($G1516=16,(1-(($E1516-50)*0.005)),IF($G1516=21,(1-(($E1516-50)*0.005)),1))),1)*$CD1530,0)))","v":213},{"$f":"IF($B1516>$F1516,0,IF($C1516>$G1516,0,ROUND((((($F1516-$B1516)/100)*IF('DBH-Upgrade'!$K$6='DBH-Upgrade'!$K$8,$CC1530,($BF1516/(($F1516-18)/100))))+((($B1516-18)/100)*$CB1530))*IF($E1516>50,IF($G1516=11,(1-(($E1516-50)*0.005)),IF($G1516=16,(1-(($E1516-50)*0.005)),IF($G1516=21,(1-(($E1516-50)*0.005)),1))),1),0)))","v":284},0.98,0.98,0.98,{"$f":"AK1516*POWER(CF_cool,AN1516)","v":152.3679978779625},{"$f":"AL1516*POWER(CF_cool,AO1516)","v":168.15742770987572},{"$f":"AM1516*POWER(CF_cool,AP1516)","v":224.20990361316763},33,36,48,{"v":0.012816088216127267,"d":"0.01"},{"v":0.015010530836572826,"d":"0.02"},{"v":0.025333487241509096,"d":"0.03"},1.9,6,6.7,9,null,3013,null,{"v":0.9,"d":"90%"},null,null,0,11.8,13.7,21.85,null,1,1,1,152.3679978779625,168.15742770987572,224.20990361316763,null,0,0,0,1,{"$error":"#VALUE!"},3682,458,{"$error":"#VALUE!"},0.7585639347228863,0.6942595523857338,null,0.16320641939358696,0.08064538055291112,0.7952052041594007,0.7952052041594007,null,20]
["165601510",{"$f":"'DBH-Upgrade'!$K$8-$CL1526","v":80},10,1,65,60,15,16.5,0,26,30,40,{"v":922.4000000000001,"d":"922"},{"$f":"IF($B1526>$F1526,0,IF($C1526>$G1526,0,ROUND((((($F1526-$B1526)/100)*IF('DBH-Upgrade'!$K$6='DBH-Upgrade'!$K$8,$BZ1540,($BE1526/(($F1526-18)/100))))+((($B1526-18)/100)*$CA1540))*$CE1540,0)))","v":0},{"$f":"IF($B1526>$F1526,0,IF($C1526>$G1526,0,ROUND((((($F1526-$B1526)/100)*IF('DBH-Upgrade'!$K$6='DBH-Upgrade'!$K$8,$BZ1540,($BE1526/(($F1526-18)/100))))+((($B1526-18)/100)*$CA1540))*$CD1540,0)))","v":0},{"$f":"IF($B1526>$F1526,0,IF($C1526>$G1526,0,ROUND(((($F1526-$B1526)/100)*IF('DBH-Upgrade'!$K$6='DBH-Upgrade'!$K$8,$BZ1540,($BE1526/(($F1526-18)/100))))+((($B1526-18)/100)*$CA1540),0)))","v":0},{"v":1.5,"d":"1.500"},1.08,1.08,1.08,74,{"$f":"IF($B1526>$F1526,0,IF($C1526>$G1526,0,ROUND(((($F1526-$B1526)/100)*(IF('DBH-Upgrade'!$K$6='DBH-Upgrade'!$K$8,$BZ1540,($BE1526/(($F1526-18)/100))))*$CH1540)+((($B1526-18)/100)*$CA1540*$CE1540*$CG1540),0)))","v":0},{"$f":"IF($B1526>$F1526,0,IF($C1526>$G1526,0,ROUND(((($F1526-$B1526)/100)*(IF('DBH-Upgrade'!$K$6='DBH-Upgrade'!$K$8,$BZ1540,($BE1526/(($F1526-18)/100))))*$CH1540)+((($B1526-18)/100)*$CA1540*$CD1540*$CG1540),0)))","v":0},{"$f":"IF($B1526>$F1526,0,IF($C1526>$G1526,0,ROUND(((($F1526-$B1526)/100)*(IF('DBH-Upgrade'!$K$6='DBH-Upgrade'!$K$8,$BZ1540,($BE1526/(($F1526-18)/100))))*$CH1540)+((($B1526-18)/100)*$CA1540*$CG1540),0)))","v":0},4,0,0,0,{"v":9.2731882092979121E-5,"d":"0.00"},{"v":0,"d":"0.00"},{"v":0,"d":"0.00"},{"v":0,"d":"0.00"},0.0002083,1.724,2,0.000461829,{"$f":"IF($B1526>$F1526,0,IF($C1526>$G1526,0,ROUND((((($F1526-$B1526)/100)*IF('DBH-Upgrade'!$K$6='DBH-Upgrade'!$K$8,$CC1540,($BF1526/(($F1526-18)/100))))+((($B1526-18)/100)*$CB1540))*IF($E1526>50,IF($G1526=11,(1-(($E1526-50)*0.005)),IF($G1526=16,(1-(($E1526-50)*0.005)),IF($G1526=21,(1-(($E1526-50)*0.005)),1))),1)*$CE1540,0)))","v":0},{"$f":"IF($B1526>$F1526,0,IF($C1526>$G1526,0,ROUND((((($F1526-$B1526)/100)*IF('DBH-Upgrade'!$K$6='DBH-Upgrade'!$K$8,$CC1540,($BF1526/(($F1526-18)/100))))+((($B1526-18)/100)*$CB1540))*IF($E1526>50,IF($G1526=11,(1-(($E1526-50)*0.005)),IF($G1526=16,(1-(($E1526-50)*0.005)),IF($G1526=21,(1-(($E1526-50)*0.005)),1))),1)*$CD1540,0)))","v":0},{"$f":"IF($B1526>$F1526,0,IF($C1526>$G1526,0,ROUND((((($F1526-$B1526)/100)*IF('DBH-Upgrade'!$K$6='DBH-Upgrade'!$K$8,$CC1540,($BF1526/(($F1526-18)/100))))+((($B1526-18)/100)*$CB1540))*IF($E1526>50,IF($G1526=11,(1-(($E1526-50)*0.005)),IF($G1526=16,(1-(($E1526-50)*0.005)),IF($G1526=21,(1-(($E1526-50)*0.005)),1))),1),0)))","v":0},1.01,1.01,1.01,{"$f":"AK1526*POWER(CF_cool,AN1526)","v":0},{"$f":"AL1526*POWER(CF_cool,AO1526)","v":0},{"$f":"AM1526*POWER(CF_cool,AP1526)","v":0},0,0,0,{"v":0,"d":"0.00"},{"v":0,"d":"0.00"},{"v":0,"d":"0.00"},0.6,"DBH-unit is te lang!","DBH-unit is te lang!","DBH-unit is te lang!",null,1153,null,{"v":0.8,"d":"80%"},null,null,0,"DBH-unit is te lang!","DBH-unit is te lang!","DBH-unit is te lang!",null,1,1,1,0,0,0,null,0,0,0,1,{"$error":"#VALUE!"},3301,508,{"$error":"#VALUE!"},0.681904493845304,0.6579686139337618,null,0.16320641939358696,0.08064538055291112,0.783779121140337,0.783779121140337,null,0]
["165602010",{"$f":"'DBH-Upgrade'!$K$8-$CL1528","v":80},10,1,65,60,20,21.5,0,26,30,40,{"v":1288.8000000000002,"d":"1289"},{"$f":"IF($B1528>$F1528,0,IF($C1528>$G1528,0,ROUND((((($F1528-$B1528)/100)*IF('DBH-Upgrade'!$K$6='DBH-Upgrade'!$K$8,$BZ1542,($BE1528/(($F1528-18)/100))))+((($B1528-18)/100)*$CA1542))*$CE1542,0)))","v":0},{"$f":"IF($B1528>$F1528,0,IF($C1528>$G1528,0,ROUND((((($F1528-$B1528)/100)*IF('DBH-Upgrade'!$K$6='DBH-Upgrade'!$K$8,$BZ1542,($BE1528/(($F1528-18)/100))))+((($B1528-18)/100)*$CA1542))*$CD1542,0)))","v":0},{"$f":"IF($B1528>$F1528,0,IF($C1528>$G1528,0,ROUND(((($F1528-$B1528)/100)*IF('DBH-Upgrade'!$K$6='DBH-Upgrade'!$K$8,$BZ1542,($BE1528/(($F1528-18)/100))))+((($B1528-18)/100)*$CA1542),0)))","v":0},{"v":1.5,"d":"1.500"},1.08,1.08,1.08,104,{"$f":"IF($B1528>$F1528,0,IF($C1528>$G1528,0,ROUND(((($F1528-$B1528)/100)*(IF('DBH-Upgrade'!$K$6='DBH-Upgrade'!$K$8,$BZ1542,($BE1528/(($F1528-18)/100))))*$CH1542)+((($B1528-18)/100)*$CA1542*$CE1542*$CG1542),0)))","v":0},{"$f":"IF($B1528>$F1528,0,IF($C1528>$G1528,0,ROUND(((($F1528-$B1528)/100)*(IF('DBH-Upgrade'!$K$6='DBH-Upgrade'!$K$8,$BZ1542,($BE1528/(($F1528-18)/100))))*$CH1542)+((($B1528-18)/100)*$CA1542*$CD1542*$CG1542),0)))","v":0},{"$f":"IF($B1528>$F1528,0,IF($C1528>$G1528,0,ROUND(((($F1528-$B1528)/100)*(IF('DBH-Upgrade'!$K$6='DBH-Upgrade'!$K$8,$BZ1542,($BE1528/(($F1528-18)/100))))*$CH1542)+((($B1528-18)/100)*$CA1542*$CG1542),0)))","v":0},5,0,0,0,{"v":1.104930375521328E-4,"d":"0.00"},{"v":0,"d":"0.00"},{"v":0,"d":"0.00"},{"v":0,"d":"0.00"},0.0001276,1.7219,2,3.76611E-4,{"$f":"IF($B1528>$F1528,0,IF($C1528>$G1528,0,ROUND((((($F1528-$B1528)/100)*IF('DBH-Upgrade'!$K$6='DBH-Upgrade'!$K$8,$CC1542,($BF1528/(($F1528-18)/100))))+((($B1528-18)/100)*$CB1542))*IF($E1528>50,IF($G1528=11,(1-(($E1528-50)*0.005)),IF($G1528=16,(1-(($E1528-50)*0.005)),IF($G1528=21,(1-(($E1528-50)*0.005)),1))),1)*$CE1542,0)))","v":0},{"$f":"IF($B1528>$F1528,0,IF($C1528>$G1528,0,ROUND((((($F1528-$B1528)/100)*IF('DBH-Upgrade'!$K$6='DBH-Upgrade'!$K$8,$CC1542,($BF1528/(($F1528-18)/100))))+((($B1528-18)/100)*$CB1542))*IF($E1528>50,IF($G1528=11,(1-(($E1528-50)*0.005)),IF($G1528=16,(1-(($E1528-50)*0.005)),IF($G1528=21,(1-(($E1528-50)*0.005)),1))),1)*$CD1542,0)))","v":0},{"$f":"IF($B1528>$F1528,0,IF($C1528>$G1528,0,ROUND((((($F1528-$B1528)/100)*IF('DBH-Upgrade'!$K$6='DBH-Upgrade'!$K$8,$CC1542,($BF1528/(($F1528-18)/100))))+((($B1528-18)/100)*$CB1542))*IF($E1528>50,IF($G1528=11,(1-(($E1528-50)*0.005)),IF($G1528=16,(1-(($E1528-50)*0.005)),IF($G1528=21,(1-(($E1528-50)*0.005)),1))),1),0)))","v":0},0.95,0.95,0.95,{"$f":"AK1528*POWER(CF_cool,AN1528)","v":0},{"$f":"AL1528*POWER(CF_cool,AO1528)","v":0},{"$f":"AM1528*POWER(CF_cool,AP1528)","v":0},0,0,0,{"v":0,"d":"0.00"},{"v":0,"d":"0.00"},{"v":0,"d":"0.00"},0.8,"DBH-unit is te lang!","DBH-unit is te lang!","DBH-unit is te lang!",null,1611,null,{"v":0.8,"d":"80%"},null,null,0,"DBH-unit is te lang!","DBH-unit is te lang!","DBH-unit is te lang!",null,1,1,1,0,0,0,null,0,0,0,1,{"$error":"#VALUE!"},3682,458,{"$error":"#VALUE!"},0.75,0.68,null,0.16320641939358696,0.08064538055291112,0.7952052041594007,0.7952052041594007,null,0]
["165801010",{"$f":"'DBH-Upgrade'!$K$8-$CL1536","v":80},10,1,65,80,10,11.5,0,26,30,41.8,{"v":872.1,"d":"872"},{"$f":"IF($B1536>$F1536,0,IF($C1536>$G1536,0,ROUND((((($F1536-$B1536)/100)*IF('DBH-Upgrade'!$K$6='DBH-Upgrade'!$K$8,$BZ1550,($BE1536/(($F1536-18)/100))))+((($B1536-18)/100)*$CA1550))*$CE1550,0)))","v":1214},{"$f":"IF($B1536>$F1536,0,IF($C1536>$G1536,0,ROUND((((($F1536-$B1536)/100)*IF('DBH-Upgrade'!$K$6='DBH-Upgrade'!$K$8,$BZ1550,($BE1536/(($F1536-18)/100))))+((($B1536-18)/100)*$CA1550))*$CD1550,0)))","v":1304},{"$f":"IF($B1536>$F1536,0,IF($C1536>$G1536,0,ROUND(((($F1536-$B1536)/100)*IF('DBH-Upgrade'!$K$6='DBH-Upgrade'!$K$8,$BZ1550,($BE1536/(($F1536-18)/100))))+((($B1536-18)/100)*$CA1550),0)))","v":1574},{"v":1.5,"d":"1.500"},1.08,1.08,1.08,70,{"$f":"IF($B1536>$F1536,0,IF($C1536>$G1536,0,ROUND(((($F1536-$B1536)/100)*(IF('DBH-Upgrade'!$K$6='DBH-Upgrade'!$K$8,$BZ1550,($BE1536/(($F1536-18)/100))))*$CH1550)+((($B1536-18)/100)*$CA1550*$CE1550*$CG1550),0)))","v":198},{"$f":"IF($B1536>$F1536,0,IF($C1536>$G1536,0,ROUND(((($F1536-$B1536)/100)*(IF('DBH-Upgrade'!$K$6='DBH-Upgrade'!$K$8,$BZ1550,($BE1536/(($F1536-18)/100))))*$CH1550)+((($B1536-18)/100)*$CA1550*$CD1550*$CG1550),0)))","v":213},{"$f":"IF($B1536>$F1536,0,IF($C1536>$G1536,0,ROUND(((($F1536-$B1536)/100)*(IF('DBH-Upgrade'!$K$6='DBH-Upgrade'!$K$8,$BZ1550,($BE1536/(($F1536-18)/100))))*$CH1550)+((($B1536-18)/100)*$CA1550*$CG1550),0)))","v":257},4,10,11,13,{"v":1.1411638101873821E-4,"d":"0.00"},{"v":0.000636975339718867,"d":"0.00"},{"v":7.6236900657831053E-4,"d":"0.00"},{"v":1.0450035367317388E-3,"d":"0.00"},3.969E-4,1.7346,2,0.000367347,{"$f":"IF($B1536>$F1536,0,IF($C1536>$G1536,0,ROUND((((($F1536-$B1536)/100)*IF('DBH-Upgrade'!$K$6='DBH-Upgrade'!$K$8,$CC1550,($BF1536/(($F1536-18)/100))))+((($B1536-18)/100)*$CB1550))*IF($E1536>50,IF($G1536=11,(1-(($E1536-50)*0.005)),IF($G1536=16,(1-(($E1536-50)*0.005)),IF($G1536=21,(1-(($E1536-50)*0.005)),1))),1)*$CE1550,0)))","v":168},{"$f":"IF($B1536>$F1536,0,IF($C1536>$G1536,0,ROUND((((($F1536-$B1536)/100)*IF('DBH-Upgrade'!$K$6='DBH-Upgrade'!$K$8,$CC1550,($BF1536/(($F1536-18)/100))))+((($B1536-18)/100)*$CB1550))*IF($E1536>50,IF($G1536=11,(1-(($E1536-50)*0.005)),IF($G1536=16,(1-(($E1536-50)*0.005)),IF($G1536=21,(1-(($E1536-50)*0.005)),1))),1)*$CD1550,0)))","v":181},{"$f":"IF($B1536>$F1536,0,IF($C1536>$G1536,0,ROUND((((($F1536-$B1536)/100)*IF('DBH-Upgrade'!$K$6='DBH-Upgrade'!$K$8,$CC1550,($BF1536/(($F1536-18)/100))))+((($B1536-18)/100)*$CB1550))*IF($E1536>50,IF($G1536=11,(1-(($E1536-50)*0.005)),IF($G1536=16,(1-(($E1536-50)*0.005)),IF($G1536=21,(1-(($E1536-50)*0.005)),1))),1),0)))","v":218},0.98,0.98,0.98,{"$f":"AK1536*POWER(CF_cool,AN1536)","v":132.63121058807099},{"$f":"AL1536*POWER(CF_cool,AO1536)","v":142.89433997881457},{"$f":"AM1536*POWER(CF_cool,AP1536)","v":172.10478516785403},29,31,37,{"v":4.783568421903482E-3,"d":"0.00"},{"v":0.005430920012399563,"d":"0.01"},{"v":0.007607838870315941,"d":"0.01"},0.5,6,6.7,9,null,969,null,{"v":0.9,"d":"90%"},null,null,0,11.8,13.7,21.85,null,1,1,1,132.63121058807099,142.89433997881457,172.10478516785403,null,0,0,0,1,1127,2539,352,62,0.8551869613368048,0.7991842971835594,null,0.16320641939358696,0.08064538055291112,0.7894714915956607,0.7894714915956607,null,0]
["165802110",{"$f":"'DBH-Upgrade'!$K$8-$CL1541","v":80},10,1,65,80,21,21.5,0,26,30,41.8,{"v":1939.2,"d":"1939"},{"$f":"IF($B1541>$F1541,0,IF($C1541>$G1541,0,ROUND((((($F1541-$B1541)/100)*IF('DBH-Upgrade'!$K$6='DBH-Upgrade'!$K$8,$BZ1555,($BE1541/(($F1541-18)/100))))+((($B1541-18)/100)*$CA1555))*$CE1555,0)))","v":{"$error":"#VALUE!"}},{"$f":"IF($B1541>$F1541,0,IF($C1541>$G1541,0,ROUND((((($F1541-$B1541)/100)*IF('DBH-Upgrade'!$K$6='DBH-Upgrade'!$K$8,$BZ1555,($BE1541/(($F1541-18)/100))))+((($B1541-18)/100)*$CA1555))*$CD1555,0)))","v":{"$error":"#VALUE!"}},{"$f":"IF($B1541>$F1541,0,IF($C1541>$G1541,0,ROUND(((($F1541-$B1541)/100)*IF('DBH-Upgrade'!$K$6='DBH-Upgrade'!$K$8,$BZ1555,($BE1541/(($F1541-18)/100))))+((($B1541-18)/100)*$CA1555),0)))","v":{"$error":"#VALUE!"}},{"v":1.5,"d":"1.500"},1.05,1.05,1.05,156,{"$f":"IF($B1541>$F1541,0,IF($C1541>$G1541,0,ROUND(((($F1541-$B1541)/100)*(IF('DBH-Upgrade'!$K$6='DBH-Upgrade'!$K$8,$BZ1555,($BE1541/(($F1541-18)/100))))*$CH1555)+((($B1541-18)/100)*$CA1555*$CE1555*$CG1555),0)))","v":{"$error":"#VALUE!"}},{"$f":"IF($B1541>$F1541,0,IF($C1541>$G1541,0,ROUND(((($F1541-$B1541)/100)*(IF('DBH-Upgrade'!$K$6='DBH-Upgrade'!$K$8,$BZ1555,($BE1541/(($F1541-18)/100))))*$CH1555)+((($B1541-18)/100)*$CA1555*$CD1555*$CG1555),0)))","v":{"$error":"#VALUE!"}},{"$f":"IF($B1541>$F1541,0,IF($C1541>$G1541,0,ROUND(((($F1541-$B1541)/100)*(IF('DBH-Upgrade'!$K$6='DBH-Upgrade'!$K$8,$BZ1555,($BE1541/(($F1541-18)/100))))*$CH1555)+((($B1541-18)/100)*$CA1555*$CG1555),0)))","v":{"$error":"#VALUE!"}},8,{"$error":"#VALUE!"},{"$error":"#VALUE!"},{"$error":"#VALUE!"},{"v":4.4028678025354121E-4,"d":"0.00"},{"$error":"#VALUE!"},{"$error":"#VALUE!"},{"$error":"#VALUE!"},0.0001276,1.7219,4,0.000514201,{"$f":"IF($B1541>$F1541,0,IF($C1541>$G1541,0,ROUND((((($F1541-$B1541)/100)*IF('DBH-Upgrade'!$K$6='DBH-Upgrade'!$K$8,$CC1555,($BF1541/(($F1541-18)/100))))+((($B1541-18)/100)*$CB1555))*IF($E1541>50,IF($G1541=11,(1-(($E1541-50)*0.005)),IF($G1541=16,(1-(($E1541-50)*0.005)),IF($G1541=21,(1-(($E1541-50)*0.005)),1))),1)*$CE1555,0)))","v":{"$error":"#VALUE!"}},{"$f":"IF($B1541>$F1541,0,IF($C1541>$G1541,0,ROUND((((($F1541-$B1541)/100)*IF('DBH-Upgrade'!$K$6='DBH-Upgrade'!$K$8,$CC1555,($BF1541/(($F1541-18)/100))))+((($B1541-18)/100)*$CB1555))*IF($E1541>50,IF($G1541=11,(1-(($E1541-50)*0.005)),IF($G1541=16,(1-(($E1541-50)*0.005)),IF($G1541=21,(1-(($E1541-50)*0.005)),1))),1)*$CD1555,0)))","v":{"$error":"#VALUE!"}},{"$f":"IF($B1541>$F1541,0,IF($C1541>$G1541,0,ROUND((((($F1541-$B1541)/100)*IF('DBH-Upgrade'!$K$6='DBH-Upgrade'!$K$8,$CC1555,($BF1541/(($F1541-18)/100))))+((($B1541-18)/100)*$CB1555))*IF($E1541>50,IF($G1541=11,(1-(($E1541-50)*0.005)),IF($G1541=16,(1-(($E1541-50)*0.005)),IF($G1541=21,(1-(($E1541-50)*0.005)),1))),1),0)))","v":{"$error":"#VALUE!"}},0.85,0.85,0.85,{"$f":"AK1541*POWER(CF_cool,AN1541)","v":{"$error":"#VALUE!"}},{"$f":"AL1541*POWER(CF_cool,AO1541)","v":{"$error":"#VALUE!"}},{"$f":"AM1541*POWER(CF_cool,AP1541)","v":{"$error":"#VALUE!"}},{"$error":"#VALUE!"},{"$error":"#VALUE!"},{"$error":"#VALUE!"},{"$error":"#VALUE!"},{"$error":"#VALUE!"},{"$error":"#VALUE!"},2.1,6,6.7,9,null,2424,null,{"v":0.8,"d":"80%"},null,null,0,11.8,13.7,21.85,null,1,1,1,{"$error":"#VALUE!"},{"$error":"#VALUE!"},{"$error":"#VALUE!"},null,{"$error":"#VALUE!"},{"$error":"#VALUE!"},{"$error":"#VALUE!"},{"$error":"#VALUE!"},{"$error":"#VALUE!"},4479,834,{"$error":"#VALUE!"},0.7555553480649244,0.7038387772986681,null,0.15781864009190116,0.08064538055291112,0.7952052041594007,0.7952052041594007,null,0]
["1651001610",{"$f":"'DBH-Upgrade'!$K$8-$CL1551","v":80},10,1,65,100,16,16.5,0,26,30,43,{"v":1477.64,"d":"1478"},{"$f":"IF($B1551>$F1551,0,IF($C1551>$G1551,0,ROUND((((($F1551-$B1551)/100)*IF('DBH-Upgrade'!$K$6='DBH-Upgrade'!$K$8,$BZ1565,($BE1551/(($F1551-18)/100))))+((($B1551-18)/100)*$CA1565))*$CE1565,0)))","v":{"$error":"#VALUE!"}},{"$f":"IF($B1551>$F1551,0,IF($C1551>$G1551,0,ROUND((((($F1551-$B1551)/100)*IF('DBH-Upgrade'!$K$6='DBH-Upgrade'!$K$8,$BZ1565,($BE1551/(($F1551-18)/100))))+((($B1551-18)/100)*$CA1565))*$CD1565,0)))","v":{"$error":"#VALUE!"}},{"$f":"IF($B1551>$F1551,0,IF($C1551>$G1551,0,ROUND(((($F1551-$B1551)/100)*IF('DBH-Upgrade'!$K$6='DBH-Upgrade'!$K$8,$BZ1565,($BE1551/(($F1551-18)/100))))+((($B1551-18)/100)*$CA1565),0)))","v":{"$error":"#VALUE!"}},{"v":1.5,"d":"1.500"},1.1,1.1,1.1,119,{"$f":"IF($B1551>$F1551,0,IF($C1551>$G1551,0,ROUND(((($F1551-$B1551)/100)*(IF('DBH-Upgrade'!$K$6='DBH-Upgrade'!$K$8,$BZ1565,($BE1551/(($F1551-18)/100))))*$CH1565)+((($B1551-18)/100)*$CA1565*$CE1565*$CG1565),0)))","v":{"$error":"#VALUE!"}},{"$f":"IF($B1551>$F1551,0,IF($C1551>$G1551,0,ROUND(((($F1551-$B1551)/100)*(IF('DBH-Upgrade'!$K$6='DBH-Upgrade'!$K$8,$BZ1565,($BE1551/(($F1551-18)/100))))*$CH1565)+((($B1551-18)/100)*$CA1565*$CD1565*$CG1565),0)))","v":{"$error":"#VALUE!"}},{"$f":"IF($B1551>$F1551,0,IF($C1551>$G1551,0,ROUND(((($F1551-$B1551)/100)*(IF('DBH-Upgrade'!$K$6='DBH-Upgrade'!$K$8,$BZ1565,($BE1551/(($F1551-18)/100))))*$CH1565)+((($B1551-18)/100)*$CA1565*$CG1565),0)))","v":{"$error":"#VALUE!"}},6,{"$error":"#VALUE!"},{"$error":"#VALUE!"},{"$error":"#VALUE!"},{"v":6.4483371633680957E-4,"d":"0.00"},{"$error":"#VALUE!"},{"$error":"#VALUE!"},{"$error":"#VALUE!"},0.0002083,1.724,4,1.392796E-3,{"$f":"IF($B1551>$F1551,0,IF($C1551>$G1551,0,ROUND((((($F1551-$B1551)/100)*IF('DBH-Upgrade'!$K$6='DBH-Upgrade'!$K$8,$CC1565,($BF1551/(($F1551-18)/100))))+((($B1551-18)/100)*$CB1565))*IF($E1551>50,IF($G1551=11,(1-(($E1551-50)*0.005)),IF($G1551=16,(1-(($E1551-50)*0.005)),IF($G1551=21,(1-(($E1551-50)*0.005)),1))),1)*$CE1565,0)))","v":{"$error":"#VALUE!"}},{"$f":"IF($B1551>$F1551,0,IF($C1551>$G1551,0,ROUND((((($F1551-$B1551)/100)*IF('DBH-Upgrade'!$K$6='DBH-Upgrade'!$K$8,$CC1565,($BF1551/(($F1551-18)/100))))+((($B1551-18)/100)*$CB1565))*IF($E1551>50,IF($G1551=11,(1-(($E1551-50)*0.005)),IF($G1551=16,(1-(($E1551-50)*0.005)),IF($G1551=21,(1-(($E1551-50)*0.005)),1))),1)*$CD1565,0)))","v":{"$error":"#VALUE!"}},{"$f":"IF($B1551>$F1551,0,IF($C1551>$G1551,0,ROUND((((($F1551-$B1551)/100)*IF('DBH-Upgrade'!$K$6='DBH-Upgrade'!$K$8,$CC1565,($BF1551/(($F1551-18)/100))))+((($B1551-18)/100)*$CB1565))*IF($E1551>50,IF($G1551=11,(1-(($E1551-50)*0.005)),IF($G1551=16,(1-(($E1551-50)*0.005)),IF($G1551=21,(1-(($E1551-50)*0.005)),1))),1),0)))","v":{"$error":"#VALUE!"}},0.95,0.95,0.95,{"$f":"AK1551*POWER(CF_cool,AN1551)","v":{"$error":"#VALUE!"}},{"$f":"AL1551*POWER(CF_cool,AO1551)","v":{"$error":"#VALUE!"}},{"$f":"AM1551*POWER(CF_cool,AP1551)","v":{"$error":"#VALUE!"}},{"$error":"#VALUE!"},{"$error":"#VALUE!"},{"$error":"#VALUE!"},{"$error":"#VALUE!"},{"$error":"#VALUE!"},{"$error":"#VALUE!"},{"v":2,"d":"2.0"},6,6.7,9,null,2173,null,{"v":0.68,"d":"68%"},null,null,0,11.8,13.7,21.85,null,1,1,1,{"$error":"#VALUE!"},{"$error":"#VALUE!"},{"$error":"#VALUE!"},null,{"$error":"#VALUE!"},{"$error":"#VALUE!"},{"$error":"#VALUE!"},{"$error":"#VALUE!"},2263,3445,577,50,0.8284588613790702,0.7713393602007246,null,0.15781864009190116,0.08064538055291112,0.7952052041594007,0.7952052041594007,null,0]
["1651101510",{"$f":"'DBH-Upgrade'!$K$8-$CL1556","v":70},10,1,65,110,15,16.5,0,26,30,43.5,{"v":1691.2,"d":"1691"},{"$f":"IF($B1556>$F1556,0,IF($C1556>$G1556,0,ROUND((((($F1556-$B1556)/100)*IF('DBH-Upgrade'!$K$6='DBH-Upgrade'!$K$8,$BZ1570,($BE1556/(($F1556-18)/100))))+((($B1556-18)/100)*$CA1570))*$CE1570,0)))","v":{"$error":"#VALUE!"}},{"$f":"IF($B1556>$F1556,0,IF($C1556>$G1556,0,ROUND((((($F1556-$B1556)/100)*IF('DBH-Upgrade'!$K$6='DBH-Upgrade'!$K$8,$BZ1570,($BE1556/(($F1556-18)/100))))+((($B1556-18)/100)*$CA1570))*$CD1570,0)))","v":{"$error":"#VALUE!"}},{"$f":"IF($B1556>$F1556,0,IF($C1556>$G1556,0,ROUND(((($F1556-$B1556)/100)*IF('DBH-Upgrade'!$K$6='DBH-Upgrade'!$K$8,$BZ1570,($BE1556/(($F1556-18)/100))))+((($B1556-18)/100)*$CA1570),0)))","v":{"$error":"#VALUE!"}},{"v":1.5,"d":"1.500"},1.08,1.08,1.08,136,{"$f":"IF($B1556>$F1556,0,IF($C1556>$G1556,0,ROUND(((($F1556-$B1556)/100)*(IF('DBH-Upgrade'!$K$6='DBH-Upgrade'!$K$8,$BZ1570,($BE1556/(($F1556-18)/100))))*$CH1570)+((($B1556-18)/100)*$CA1570*$CE1570*$CG1570),0)))","v":{"$error":"#VALUE!"}},{"$f":"IF($B1556>$F1556,0,IF($C1556>$G1556,0,ROUND(((($F1556-$B1556)/100)*(IF('DBH-Upgrade'!$K$6='DBH-Upgrade'!$K$8,$BZ1570,($BE1556/(($F1556-18)/100))))*$CH1570)+((($B1556-18)/100)*$CA1570*$CD1570*$CG1570),0)))","v":{"$error":"#VALUE!"}},{"$f":"IF($B1556>$F1556,0,IF($C1556>$G1556,0,ROUND(((($F1556-$B1556)/100)*(IF('DBH-Upgrade'!$K$6='DBH-Upgrade'!$K$8,$BZ1570,($BE1556/(($F1556-18)/100))))*$CH1570)+((($B1556-18)/100)*$CA1570*$CG1570),0)))","v":{"$error":"#VALUE!"}},7,{"$error":"#VALUE!"},{"$error":"#VALUE!"},{"$error":"#VALUE!"},{"v":3.3354723566949391E-4,"d":"0.00"},{"$error":"#VALUE!"},{"$error":"#VALUE!"},{"$error":"#VALUE!"},0.0002083,1.724,2,0.000461829,{"$f":"IF($B1556>$F1556,0,IF($C1556>$G1556,0,ROUND((((($F1556-$B1556)/100)*IF('DBH-Upgrade'!$K$6='DBH-Upgrade'!$K$8,$CC1570,($BF1556/(($F1556-18)/100))))+((($B1556-18)/100)*$CB1570))*IF($E1556>50,IF($G1556=11,(1-(($E1556-50)*0.005)),IF($G1556=16,(1-(($E1556-50)*0.005)),IF($G1556=21,(1-(($E1556-50)*0.005)),1))),1)*$CE1570,0)))","v":{"$error":"#VALUE!"}},{"$f":"IF($B1556>$F1556,0,IF($C1556>$G1556,0,ROUND((((($F1556-$B1556)/100)*IF('DBH-Upgrade'!$K$6='DBH-Upgrade'!$K$8,$CC1570,($BF1556/(($F1556-18)/100))))+((($B1556-18)/100)*$CB1570))*IF($E1556>50,IF($G1556=11,(1-(($E1556-50)*0.005)),IF($G1556=16,(1-(($E1556-50)*0.005)),IF($G1556=21,(1-(($E1556-50)*0.005)),1))),1)*$CD1570,0)))","v":{"$error":"#VALUE!"}},{"$f":"IF($B1556>$F1556,0,IF($C1556>$G1556,0,ROUND((((($F1556-$B1556)/100)*IF('DBH-Upgrade'!$K$6='DBH-Upgrade'!$K$8,$CC1570,($BF1556/(($F1556-18)/100))))+((($B1556-18)/100)*$CB1570))*IF($E1556>50,IF($G1556=11,(1-(($E1556-50)*0.005)),IF($G1556=16,(1-(($E1556-50)*0.005)),IF($G1556=21,(1-(($E1556-50)*0.005)),1))),1),0)))","v":{"$error":"#VALUE!"}},1.01,1.01,1.01,{"$f":"AK1556*POWER(CF_cool,AN1556)","v":{"$error":"#VALUE!"}},{"$f":"AL1556*POWER(CF_cool,AO1556)","v":{"$error":"#VALUE!"}},{"$f":"AM1556*POWER(CF_cool,AP1556)","v":{"$error":"#VALUE!"}},{"$error":"#VALUE!"},{"$error":"#VALUE!"},{"$error":"#VALUE!"},{"$error":"#VALUE!"},{"$error":"#VALUE!"},{"$error":"#VALUE!"},1.1,6,6.7,9,null,2114,null,{"v":0.8,"d":"80%"},null,null,0,11.8,13.7,21.85,null,1,1,1,{"$error":"#VALUE!"},{"$error":"#VALUE!"},{"$error":"#VALUE!"},null,{"$error":"#VALUE!"},{"$error":"#VALUE!"},{"$error":"#VALUE!"},{"$error":"#VALUE!"},1127,2539,352,62,0.8212441545440573,0.7634388097075354,null,0.16320641939358696,0.08064538055291112,0.7894714915956607,0.7894714915956607,null,10]
["1651201110",{"$f":"'DBH-Upgrade'!$K$8-$CL1561","v":80},10,1,65,120,11,11.5,0,26,30,44,{"v":1259.3600000000001,"d":"1259"},{"$f":"IF($B1561>$F1561,0,IF($C1561>$G1561,0,ROUND((((($F1561-$B1561)/100)*IF('DBH-Upgrade'!$K$6='DBH-Upgrade'!$K$8,$BZ1575,($BE1561/(($F1561-18)/100))))+((($B1561-18)/100)*$CA1575))*$CE1575,0)))","v":2260},{"$f":"IF($B1561>$F1561,0,IF($C1561>$G1561,0,ROUND((((($F1561-$B1561)/100)*IF('DBH-Upgrade'!$K$6='DBH-Upgrade'!$K$8,$BZ1575,($BE1561/(($F1561-18)/100))))+((($B1561-18)/100)*$CA1575))*$CD1575,0)))","v":2442},{"$f":"IF($B1561>$F1561,0,IF($C1561>$G1561,0,ROUND(((($F1561-$B1561)/100)*IF('DBH-Upgrade'!$K$6='DBH-Upgrade'!$K$8,$BZ1575,($BE1561/(($F1561-18)/100))))+((($B1561-18)/100)*$CA1575),0)))","v":3041},{"v":1.5,"d":"1.500"},1.1,1.1,1.1,102,{"$f":"IF($B1561>$F1561,0,IF($C1561>$G1561,0,ROUND(((($F1561-$B1561)/100)*(IF('DBH-Upgrade'!$K$6='DBH-Upgrade'!$K$8,$BZ1575,($BE1561/(($F1561-18)/100))))*$CH1575)+((($B1561-18)/100)*$CA1575*$CE1575*$CG1575),0)))","v":324},{"$f":"IF($B1561>$F1561,0,IF($C1561>$G1561,0,ROUND(((($F1561-$B1561)/100)*(IF('DBH-Upgrade'!$K$6='DBH-Upgrade'!$K$8,$BZ1575,($BE1561/(($F1561-18)/100))))*$CH1575)+((($B1561-18)/100)*$CA1575*$CD1575*$CG1575),0)))","v":344},{"$f":"IF($B1561>$F1561,0,IF($C1561>$G1561,0,ROUND(((($F1561-$B1561)/100)*(IF('DBH-Upgrade'!$K$6='DBH-Upgrade'!$K$8,$BZ1575,($BE1561/(($F1561-18)/100))))*$CH1575)+((($B1561-18)/100)*$CA1575*$CG1575),0)))","v":410},5,17,18,21,{"v":4.0865715697127472E-4,"d":"0.00"},{"v":3.865053545420747E-3,"d":"0.00"},{"v":0.004295355773299925,"d":"0.00"},{"v":5.711587151057641E-3,"d":"0.01"},3.969E-4,1.7346,4,0.000574288,{"$f":"IF($B1561>$F1561,0,IF($C1561>$G1561,0,ROUND((((($F1561-$B1561)/100)*IF('DBH-Upgrade'!$K$6='DBH-Upgrade'!$K$8,$CC1575,($BF1561/(($F1561-18)/100))))+((($B1561-18)/100)*$CB1575))*IF($E1561>50,IF($G1561=11,(1-(($E1561-50)*0.005)),IF($G1561=16,(1-(($E1561-50)*0.005)),IF($G1561=21,(1-(($E1561-50)*0.005)),1))),1)*$CE1575,0)))","v":260},{"$f":"IF($B1561>$F1561,0,IF($C1561>$G1561,0,ROUND((((($F1561-$B1561)/100)*IF('DBH-Upgrade'!$K$6='DBH-Upgrade'!$K$8,$CC1575,($BF1561/(($F1561-18)/100))))+((($B1561-18)/100)*$CB1575))*IF($E1561>50,IF($G1561=11,(1-(($E1561-50)*0.005)),IF($G1561=16,(1-(($E1561-50)*0.005)),IF($G1561=21,(1-(($E1561-50)*0.005)),1))),1)*$CD1575,0)))","v":281},{"$f":"IF($B1561>$F1561,0,IF($C1561>$G1561,0,ROUND((((($F1561-$B1561)/100)*IF('DBH-Upgrade'!$K$6='DBH-Upgrade'!$K$8,$CC1575,($BF1561/(($F1561-18)/100))))+((($B1561-18)/100)*$CB1575))*IF($E1561>50,IF($G1561=11,(1-(($E1561-50)*0.005)),IF($G1561=16,(1-(($E1561-50)*0.005)),IF($G1561=21,(1-(($E1561-50)*0.005)),1))),1),0)))","v":349},0.95,0.95,0.95,{"$f":"AK1561*POWER(CF_cool,AN1561)","v":206.75335308144417},{"$f":"AL1561*POWER(CF_cool,AO1561)","v":223.45266236879158},{"$f":"AM1561*POWER(CF_cool,AP1561)","v":277.52661625163086},44,48,60,{"v":0.022546875363547176,"d":"0.02"},{"v":0.026516116220457835,"d":"0.03"},{"v":0.04021406627490183,"d":"0.04"},1.6,6,6.7,9,null,1852,null,{"v":0.68,"d":"68%"},null,null,0,11.8,13.7,21.85,null,1,1,1,206.75335308144417,223.45266236879158,277.52661625163086,null,0,0,0,1,{"$f":"ROUND(IF($C1547=0,0,IF($C1547=10,IF($G1547=10,1127,IF($G1547=11,2263,\"UNDEFINED\")),IF($C1547=15,IF($G1547=10,\"NOT POSSIBLE\",IF($G1547=11,\"NOT POSSIBLE\",IF($G1547=15,1615,IF($G1547=16,3238,IF($G1547=20,2298,IF($G1547=21,2489)))))),\"ERROR\"))),0)","v":{"$error":"#VALUE!"}},5340,750,{"$f":"ROUND(IF($C1547=0,0,IF($C1547=10,IF($G1547=10,62,IF($G1547=11,50,\"UNDEFINED\")),IF($C1547=15,IF($G1547=10,\"NOT POSSIBLE\",IF($G1547=11,\"NOT POSSIBLE\",IF($G1547=15,63,IF($G1547=16,75,IF($G1547=20,78,IF($G1547=21,92)))))),\"ERROR\"))),0)","v":{"$error":"#VALUE!"}},0.7342980293974435,0.6854011253923185,null,0.1716349180255756,0.08064538055291112,0.8146200327725304,0.8146200327725304,null,0]
["1651601010",{"$f":"'DBH-Upgrade'!$K$8-$CL1572","v":80},10,1,65,160,10,11.5,0,26,30,45.5,{"v":1744.2,"d":"1744"},{"$f":"IF($B1572>$F1572,0,IF($C1572>$G1572,0,ROUND((((($F1572-$B1572)/100)*IF('DBH-Upgrade'!$K$6='DBH-Upgrade'!$K$8,$BZ1586,($BE1572/(($F1572-18)/100))))+((($B1572-18)/100)*$CA1586))*$CE1586,0)))","v":1788},{"$f":"IF($B1572>$F1572,0,IF($C1572>$G1572,0,ROUND((((($F1572-$B1572)/100)*IF('DBH-Upgrade'!$K$6='DBH-Upgrade'!$K$8,$BZ1586,($BE1572/(($F1572-18)/100))))+((($B1572-18)/100)*$CA1586))*$CD1586,0)))","v":1941},{"$f":"IF($B1572>$F1572,0,IF($C1572>$G1572,0,ROUND(((($F1572-$B1572)/100)*IF('DBH-Upgrade'!$K$6='DBH-Upgrade'!$K$8,$BZ1586,($BE1572/(($F1572-18)/100))))+((($B1572-18)/100)*$CA1586),0)))","v":2476},{"v":1.5,"d":"1.500"},1.08,1.08,1.08,141,{"$f":"IF($B1572>$F1572,0,IF($C1572>$G1572,0,ROUND(((($F1572-$B1572)/100)*(IF('DBH-Upgrade'!$K$6='DBH-Upgrade'!$K$8,$BZ1586,($BE1572/(($F1572-18)/100))))*$CH1586)+((($B1572-18)/100)*$CA1586*$CE1586*$CG1586),0)))","v":258},{"$f":"IF($B1572>$F1572,0,IF($C1572>$G1572,0,ROUND(((($F1572-$B1572)/100)*(IF('DBH-Upgrade'!$K$6='DBH-Upgrade'!$K$8,$BZ1586,($BE1572/(($F1572-18)/100))))*$CH1586)+((($B1572-18)/100)*$CA1586*$CD1586*$CG1586),0)))","v":274},{"$f":"IF($B1572>$F1572,0,IF($C1572>$G1572,0,ROUND(((($F1572-$B1572)/100)*(IF('DBH-Upgrade'!$K$6='DBH-Upgrade'!$K$8,$BZ1586,($BE1572/(($F1572-18)/100))))*$CH1586)+((($B1572-18)/100)*$CA1586*$CG1586),0)))","v":330},7,13,14,17,{"v":5.0753542482757127E-4,"d":"0.00"},{"v":1.5774467505509323E-3,"d":"0.00"},{"v":1.8075763709191474E-3,"d":"0.00"},{"v":2.5836464729127877E-3,"d":"0.00"},3.969E-4,1.7346,2,0.000367347,{"$f":"IF($B1572>$F1572,0,IF($C1572>$G1572,0,ROUND((((($F1572-$B1572)/100)*IF('DBH-Upgrade'!$K$6='DBH-Upgrade'!$K$8,$CC1586,($BF1572/(($F1572-18)/100))))+((($B1572-18)/100)*$CB1586))*IF($E1572>50,IF($G1572=11,(1-(($E1572-50)*0.005)),IF($G1572=16,(1-(($E1572-50)*0.005)),IF($G1572=21,(1-(($E1572-50)*0.005)),1))),1)*$CE1586,0)))","v":193},{"$f":"IF($B1572>$F1572,0,IF($C1572>$G1572,0,ROUND((((($F1572-$B1572)/100)*IF('DBH-Upgrade'!$K$6='DBH-Upgrade'!$K$8,$CC1586,($BF1572/(($F1572-18)/100))))+((($B1572-18)/100)*$CB1586))*IF($E1572>50,IF($G1572=11,(1-(($E1572-50)*0.005)),IF($G1572=16,(1-(($E1572-50)*0.005)),IF($G1572=21,(1-(($E1572-50)*0.005)),1))),1)*$CD1586,0)))","v":210},{"$f":"IF($B1572>$F1572,0,IF($C1572>$G1572,0,ROUND((((($F1572-$B1572)/100)*IF('DBH-Upgrade'!$K$6='DBH-Upgrade'!$K$8,$CC1586,($BF1572/(($F1572-18)/100))))+((($B1572-18)/100)*$CB1586))*IF($E1572>50,IF($G1572=11,(1-(($E1572-50)*0.005)),IF($G1572=16,(1-(($E1572-50)*0.005)),IF($G1572=21,(1-(($E1572-50)*0.005)),1))),1),0)))","v":268},0.98,0.98,0.98,{"$f":"AK1572*POWER(CF_cool,AN1572)","v":152.3679978779625},{"$f":"AL1572*POWER(CF_cool,AO1572)","v":165.78901323508873},{"$f":"AM1572*POWER(CF_cool,AP1572)","v":211.57835974763705},33,36,45,{"v":0.008796952269111934,"d":"0.01"},{"v":0.010336616653301971,"d":"0.01"},{"v":0.01564143364448481,"d":"0.02"},1.1,6,6.7,9,null,1938,null,{"v":0.9,"d":"90%"},null,null,0,11.8,13.7,21.85,null,1,1,1,152.3679978779625,165.78901323508873,211.57835974763705,null,0,0,0,1,{"$error":"#VALUE!"},3682,458,{"$error":"#VALUE!"},0.8146699660963719,0.7561986894808467,null,0.16320641939358696,0.08064538055291112,0.7952052041594007,0.7952052041594007,null,0]
["1651801510",{"$f":"'DBH-Upgrade'!$K$8-$CL1580","v":60},10,1,65,180,15,16.5,0,26,30,46,2768,{"$f":"IF($B1580>$F1580,0,IF($C1580>$G1580,0,ROUND((((($F1580-$B1580)/100)*IF('DBH-Upgrade'!$K$6='DBH-Upgrade'!$K$8,$BZ1594,($BE1580/(($F1580-18)/100))))+((($B1580-18)/100)*$CA1594))*$CE1594,0)))","v":{"$error":"#VALUE!"}},{"$f":"IF($B1580>$F1580,0,IF($C1580>$G1580,0,ROUND((((($F1580-$B1580)/100)*IF('DBH-Upgrade'!$K$6='DBH-Upgrade'!$K$8,$BZ1594,($BE1580/(($F1580-18)/100))))+((($B1580-18)/100)*$CA1594))*$CD1594,0)))","v":{"$error":"#VALUE!"}},{"$f":"IF($B1580>$F1580,0,IF($C1580>$G1580,0,ROUND(((($F1580-$B1580)/100)*IF('DBH-Upgrade'!$K$6='DBH-Upgrade'!$K$8,$BZ1594,($BE1580/(($F1580-18)/100))))+((($B1580-18)/100)*$CA1594),0)))","v":{"$error":"#VALUE!"}},{"v":1.5,"d":"1.500"},1.08,1.08,1.08,223,{"$f":"IF($B1580>$F1580,0,IF($C1580>$G1580,0,ROUND(((($F1580-$B1580)/100)*(IF('DBH-Upgrade'!$K$6='DBH-Upgrade'!$K$8,$BZ1594,($BE1580/(($F1580-18)/100))))*$CH1594)+((($B1580-18)/100)*$CA1594*$CE1594*$CG1594),0)))","v":{"$error":"#VALUE!"}},{"$f":"IF($B1580>$F1580,0,IF($C1580>$G1580,0,ROUND(((($F1580-$B1580)/100)*(IF('DBH-Upgrade'!$K$6='DBH-Upgrade'!$K$8,$BZ1594,($BE1580/(($F1580-18)/100))))*$CH1594)+((($B1580-18)/100)*$CA1594*$CD1594*$CG1594),0)))","v":{"$error":"#VALUE!"}},{"$f":"IF($B1580>$F1580,0,IF($C1580>$G1580,0,ROUND(((($F1580-$B1580)/100)*(IF('DBH-Upgrade'!$K$6='DBH-Upgrade'!$K$8,$BZ1594,($BE1580/(($F1580-18)/100))))*$CH1594)+((($B1580-18)/100)*$CA1594*$CG1594),0)))","v":{"$error":"#VALUE!"}},12,{"$error":"#VALUE!"},{"$error":"#VALUE!"},{"$error":"#VALUE!"},{"v":1.1420920749007203E-3,"d":"0.00"},{"$error":"#VALUE!"},{"$error":"#VALUE!"},{"$error":"#VALUE!"},0.0002083,1.724,2,0.000461829,{"$f":"IF($B1580>$F1580,0,IF($C1580>$G1580,0,ROUND((((($F1580-$B1580)/100)*IF('DBH-Upgrade'!$K$6='DBH-Upgrade'!$K$8,$CC1594,($BF1580/(($F1580-18)/100))))+((($B1580-18)/100)*$CB1594))*IF($E1580>50,IF($G1580=11,(1-(($E1580-50)*0.005)),IF($G1580=16,(1-(($E1580-50)*0.005)),IF($G1580=21,(1-(($E1580-50)*0.005)),1))),1)*$CE1594,0)))","v":{"$error":"#VALUE!"}},{"$f":"IF($B1580>$F1580,0,IF($C1580>$G1580,0,ROUND((((($F1580-$B1580)/100)*IF('DBH-Upgrade'!$K$6='DBH-Upgrade'!$K$8,$CC1594,($BF1580/(($F1580-18)/100))))+((($B1580-18)/100)*$CB1594))*IF($E1580>50,IF($G1580=11,(1-(($E1580-50)*0.005)),IF($G1580=16,(1-(($E1580-50)*0.005)),IF($G1580=21,(1-(($E1580-50)*0.005)),1))),1)*$CD1594,0)))","v":{"$error":"#VALUE!"}},{"$f":"IF($B1580>$F1580,0,IF($C1580>$G1580,0,ROUND((((($F1580-$B1580)/100)*IF('DBH-Upgrade'!$K$6='DBH-Upgrade'!$K$8,$CC1594,($BF1580/(($F1580-18)/100))))+((($B1580-18)/100)*$CB1594))*IF($E1580>50,IF($G1580=11,(1-(($E1580-50)*0.005)),IF($G1580=16,(1-(($E1580-50)*0.005)),IF($G1580=21,(1-(($E1580-50)*0.005)),1))),1),0)))","v":{"$error":"#VALUE!"}},1.01,1.01,1.01,{"$f":"AK1580*POWER(CF_cool,AN1580)","v":{"$error":"#VALUE!"}},{"$f":"AL1580*POWER(CF_cool,AO1580)","v":{"$error":"#VALUE!"}},{"$f":"AM1580*POWER(CF_cool,AP1580)","v":{"$error":"#VALUE!"}},{"$error":"#VALUE!"},{"$error":"#VALUE!"},{"$error":"#VALUE!"},{"$error":"#VALUE!"},{"$error":"#VALUE!"},{"$error":"#VALUE!"},1.8,6,6.7,9,null,3460,null,{"v":0.8,"d":"80%"},null,null,0,11.8,13.7,21.85,null,1,1,1,{"$error":"#VALUE!"},{"$error":"#VALUE!"},{"$error":"#VALUE!"},null,{"$error":"#VALUE!"},{"$error":"#VALUE!"},{"$error":"#VALUE!"},{"$error":"#VALUE!"},1127,2539,352,62,0.7929231278982726,0.732117182845212,null,0.16320641939358696,0.08064538055291112,0.7894714915956607,0.7894714915956607,null,20]
["1651801610",{"$f":"'DBH-Upgrade'!$K$8-$CL1581","v":60},10,1,65,180,16,16.5,0,26,30,46,{"v":2659.48,"d":"2659"},{"$f":"IF($B1581>$F1581,0,IF($C1581>$G1581,0,ROUND((((($F1581-$B1581)/100)*IF('DBH-Upgrade'!$K$6='DBH-Upgrade'!$K$8,$BZ1595,($BE1581/(($F1581-18)/100))))+((($B1581-18)/100)*$CA1595))*$CE1595,0)))","v":{"$error":"#VALUE!"}},{"$f":"IF($B1581>$F1581,0,IF($C1581>$G1581,0,ROUND((((($F1581-$B1581)/100)*IF('DBH-Upgrade'!$K$6='DBH-Upgrade'!$K$8,$BZ1595,($BE1581/(($F1581-18)/100))))+((($B1581-18)/100)*$CA1595))*$CD1595,0)))","v":{"$error":"#VALUE!"}},{"$f":"IF($B1581>$F1581,0,IF($C1581>$G1581,0,ROUND(((($F1581-$B1581)/100)*IF('DBH-Upgrade'!$K$6='DBH-Upgrade'!$K$8,$BZ1595,($BE1581/(($F1581-18)/100))))+((($B1581-18)/100)*$CA1595),0)))","v":{"$error":"#VALUE!"}},{"v":1.5,"d":"1.500"},1.1,1.1,1.1,214,{"$f":"IF($B1581>$F1581,0,IF($C1581>$G1581,0,ROUND(((($F1581-$B1581)/100)*(IF('DBH-Upgrade'!$K$6='DBH-Upgrade'!$K$8,$BZ1595,($BE1581/(($F1581-18)/100))))*$CH1595)+((($B1581-18)/100)*$CA1595*$CE1595*$CG1595),0)))","v":{"$error":"#VALUE!"}},{"$f":"IF($B1581>$F1581,0,IF($C1581>$G1581,0,ROUND(((($F1581-$B1581)/100)*(IF('DBH-Upgrade'!$K$6='DBH-Upgrade'!$K$8,$BZ1595,($BE1581/(($F1581-18)/100))))*$CH1595)+((($B1581-18)/100)*$CA1595*$CD1595*$CG1595),0)))","v":{"$error":"#VALUE!"}},{"$f":"IF($B1581>$F1581,0,IF($C1581>$G1581,0,ROUND(((($F1581-$B1581)/100)*(IF('DBH-Upgrade'!$K$6='DBH-Upgrade'!$K$8,$BZ1595,($BE1581/(($F1581-18)/100))))*$CH1595)+((($B1581-18)/100)*$CA1595*$CG1595),0)))","v":{"$error":"#VALUE!"}},11,{"$error":"#VALUE!"},{"$error":"#VALUE!"},{"$error":"#VALUE!"},{"v":0.002495682857999149,"d":"0.00"},{"$error":"#VALUE!"},{"$error":"#VALUE!"},{"$error":"#VALUE!"},0.0002083,1.724,4,1.392796E-3,{"$f":"IF($B1581>$F1581,0,IF($C1581>$G1581,0,ROUND((((($F1581-$B1581)/100)*IF('DBH-Upgrade'!$K$6='DBH-Upgrade'!$K$8,$CC1595,($BF1581/(($F1581-18)/100))))+((($B1581-18)/100)*$CB1595))*IF($E1581>50,IF($G1581=11,(1-(($E1581-50)*0.005)),IF($G1581=16,(1-(($E1581-50)*0.005)),IF($G1581=21,(1-(($E1581-50)*0.005)),1))),1)*$CE1595,0)))","v":{"$error":"#VALUE!"}},{"$f":"IF($B1581>$F1581,0,IF($C1581>$G1581,0,ROUND((((($F1581-$B1581)/100)*IF('DBH-Upgrade'!$K$6='DBH-Upgrade'!$K$8,$CC1595,($BF1581/(($F1581-18)/100))))+((($B1581-18)/100)*$CB1595))*IF($E1581>50,IF($G1581=11,(1-(($E1581-50)*0.005)),IF($G1581=16,(1-(($E1581-50)*0.005)),IF($G1581=21,(1-(($E1581-50)*0.005)),1))),1)*$CD1595,0)))","v":{"$error":"#VALUE!"}},{"$f":"IF($B1581>$F1581,0,IF($C1581>$G1581,0,ROUND((((($F1581-$B1581)/100)*IF('DBH-Upgrade'!$K$6='DBH-Upgrade'!$K$8,$CC1595,($BF1581/(($F1581-18)/100))))+((($B1581-18)/100)*$CB1595))*IF($E1581>50,IF($G1581=11,(1-(($E1581-50)*0.005)),IF($G1581=16,(1-(($E1581-50)*0.005)),IF($G1581=21,(1-(($E1581-50)*0.005)),1))),1),0)))","v":{"$error":"#VALUE!"}},0.95,0.95,0.95,{"$f":"AK1581*POWER(CF_cool,AN1581)","v":{"$error":"#VALUE!"}},{"$f":"AL1581*POWER(CF_cool,AO1581)","v":{"$error":"#VALUE!"}},{"$f":"AM1581*POWER(CF_cool,AP1581)","v":{"$error":"#VALUE!"}},{"$error":"#VALUE!"},{"$error":"#VALUE!"},{"$error":"#VALUE!"},{"$error":"#VALUE!"},{"$error":"#VALUE!"},{"$error":"#VALUE!"},3.6,6,6.7,9,null,3911,null,{"v":0.68,"d":"68%"},null,null,0,11.8,13.7,21.85,null,1,1,1,{"$error":"#VALUE!"},{"$error":"#VALUE!"},{"$error":"#VALUE!"},null,{"$error":"#VALUE!"},{"$error":"#VALUE!"},{"$error":"#VALUE!"},{"$error":"#VALUE!"},2263,3445,577,50,0.7929231278982726,0.732117182845212,null,0.15781864009190116,0.08064538055291112,0.7952052041594007,0.7952052041594007,null,20]
["1652002110",{"$f":"'DBH-Upgrade'!$K$8-$CL1589","v":80},10,1,65,200,21,21.5,0,26,30,46.5,4848,{"$f":"IF($B1589>$F1589,0,IF($C1589>$G1589,0,ROUND((((($F1589-$B1589)/100)*IF('DBH-Upgrade'!$K$6='DBH-Upgrade'!$K$8,$BZ1603,($BE1589/(($F1589-18)/100))))+((($B1589-18)/100)*$CA1603))*$CE1603,0)))","v":{"$error":"#VALUE!"}},{"$f":"IF($B1589>$F1589,0,IF($C1589>$G1589,0,ROUND((((($F1589-$B1589)/100)*IF('DBH-Upgrade'!$K$6='DBH-Upgrade'!$K$8,$BZ1603,($BE1589/(($F1589-18)/100))))+((($B1589-18)/100)*$CA1603))*$CD1603,0)))","v":{"$error":"#VALUE!"}},{"$f":"IF($B1589>$F1589,0,IF($C1589>$G1589,0,ROUND(((($F1589-$B1589)/100)*IF('DBH-Upgrade'!$K$6='DBH-Upgrade'!$K$8,$BZ1603,($BE1589/(($F1589-18)/100))))+((($B1589-18)/100)*$CA1603),0)))","v":{"$error":"#VALUE!"}},{"v":1.5,"d":"1.500"},1.05,1.05,1.05,391,{"$f":"IF($B1589>$F1589,0,IF($C1589>$G1589,0,ROUND(((($F1589-$B1589)/100)*(IF('DBH-Upgrade'!$K$6='DBH-Upgrade'!$K$8,$BZ1603,($BE1589/(($F1589-18)/100))))*$CH1603)+((($B1589-18)/100)*$CA1603*$CE1603*$CG1603),0)))","v":{"$error":"#VALUE!"}},{"$f":"IF($B1589>$F1589,0,IF($C1589>$G1589,0,ROUND(((($F1589-$B1589)/100)*(IF('DBH-Upgrade'!$K$6='DBH-Upgrade'!$K$8,$BZ1603,($BE1589/(($F1589-18)/100))))*$CH1603)+((($B1589-18)/100)*$CA1603*$CD1603*$CG1603),0)))","v":{"$error":"#VALUE!"}},{"$f":"IF($B1589>$F1589,0,IF($C1589>$G1589,0,ROUND(((($F1589-$B1589)/100)*(IF('DBH-Upgrade'!$K$6='DBH-Upgrade'!$K$8,$BZ1603,($BE1589/(($F1589-18)/100))))*$CH1603)+((($B1589-18)/100)*$CA1603*$CG1603),0)))","v":{"$error":"#VALUE!"}},20,{"$error":"#VALUE!"},{"$error":"#VALUE!"},{"$error":"#VALUE!"},{"v":3.629871338929782E-3,"d":"0.00"},{"$error":"#VALUE!"},{"$error":"#VALUE!"},{"$error":"#VALUE!"},0.0001276,1.7219,4,0.000514201,{"$f":"IF($B1589>$F1589,0,IF($C1589>$G1589,0,ROUND((((($F1589-$B1589)/100)*IF('DBH-Upgrade'!$K$6='DBH-Upgrade'!$K$8,$CC1603,($BF1589/(($F1589-18)/100))))+((($B1589-18)/100)*$CB1603))*IF($E1589>50,IF($G1589=11,(1-(($E1589-50)*0.005)),IF($G1589=16,(1-(($E1589-50)*0.005)),IF($G1589=21,(1-(($E1589-50)*0.005)),1))),1)*$CE1603,0)))","v":{"$error":"#VALUE!"}},{"$f":"IF($B1589>$F1589,0,IF($C1589>$G1589,0,ROUND((((($F1589-$B1589)/100)*IF('DBH-Upgrade'!$K$6='DBH-Upgrade'!$K$8,$CC1603,($BF1589/(($F1589-18)/100))))+((($B1589-18)/100)*$CB1603))*IF($E1589>50,IF($G1589=11,(1-(($E1589-50)*0.005)),IF($G1589=16,(1-(($E1589-50)*0.005)),IF($G1589=21,(1-(($E1589-50)*0.005)),1))),1)*$CD1603,0)))","v":{"$error":"#VALUE!"}},{"$f":"IF($B1589>$F1589,0,IF($C1589>$G1589,0,ROUND((((($F1589-$B1589)/100)*IF('DBH-Upgrade'!$K$6='DBH-Upgrade'!$K$8,$CC1603,($BF1589/(($F1589-18)/100))))+((($B1589-18)/100)*$CB1603))*IF($E1589>50,IF($G1589=11,(1-(($E1589-50)*0.005)),IF($G1589=16,(1-(($E1589-50)*0.005)),IF($G1589=21,(1-(($E1589-50)*0.005)),1))),1),0)))","v":{"$error":"#VALUE!"}},0.85,0.85,0.85,{"$f":"AK1589*POWER(CF_cool,AN1589)","v":{"$error":"#VALUE!"}},{"$f":"AL1589*POWER(CF_cool,AO1589)","v":{"$error":"#VALUE!"}},{"$f":"AM1589*POWER(CF_cool,AP1589)","v":{"$error":"#VALUE!"}},{"$error":"#VALUE!"},{"$error":"#VALUE!"},{"$error":"#VALUE!"},{"$error":"#VALUE!"},{"$error":"#VALUE!"},{"$error":"#VALUE!"},5.3,6,6.7,9,null,6060,null,{"v":0.8,"d":"80%"},null,null,0,11.8,13.7,21.85,null,1,1,1,{"$error":"#VALUE!"},{"$error":"#VALUE!"},{"$error":"#VALUE!"},null,{"$error":"#VALUE!"},{"$error":"#VALUE!"},{"$error":"#VALUE!"},{"$error":"#VALUE!"},{"$error":"#VALUE!"},4479,834,{"$error":"#VALUE!"},0.7015311234086448,0.657069305346098,null,0.15781864009190116,0.08064538055291112,0.7952052041594007,0.7952052041594007,null,0]
[{"$f":"CONCATENATE(D1595,E1595,F1595,G1595,C1595)","v":"1652202110"},{"$f":"'DBH-Upgrade'!$K$8-$CL1595","v":80},10,1,65,220,21,21.5,0,26,30,46.9,{"v":4974.469565217392,"d":"4974"},{"$f":"IF($B1595>$F1595,0,IF($C1595>$G1595,0,ROUND((((($F1595-$B1595)/100)*IF('DBH-Upgrade'!$K$6='DBH-Upgrade'!$K$8,$BZ1609,($BE1595/(($F1595-18)/100))))+((($B1595-18)/100)*$CA1609))*$CE1609,0)))","v":{"$error":"#VALUE!"}},{"$f":"IF($B1595>$F1595,0,IF($C1595>$G1595,0,ROUND((((($F1595-$B1595)/100)*IF('DBH-Upgrade'!$K$6='DBH-Upgrade'!$K$8,$BZ1609,($BE1595/(($F1595-18)/100))))+((($B1595-18)/100)*$CA1609))*$CD1609,0)))","v":{"$error":"#VALUE!"}},{"$f":"IF($B1595>$F1595,0,IF($C1595>$G1595,0,ROUND(((($F1595-$B1595)/100)*IF('DBH-Upgrade'!$K$6='DBH-Upgrade'!$K$8,$BZ1609,($BE1595/(($F1595-18)/100))))+((($B1595-18)/100)*$CA1609),0)))","v":{"$error":"#VALUE!"}},{"$f":"IF(B1595=0,IF(E1595=35,IF(G1595=10,1.399,IF(G1595=11,1.44,IF(G1595=15,1.39,IF(G1595=16,1.458,IF(G1595=20,1.39,IF(G1595=21,1.472,1)))))),IF(E1595=50,IF(G1595=10,1.385,IF(G1595=11,1.438,IF(G1595=15,1.373,IF(G1595=16,1.464,IF(G1595=20,1.373,IF(G1595=21,1.485,1)))))),IF(E1595=65,IF(G1595=10,1.371,IF(G1595=11,1.437,IF(G1595=15,1.355,IF(G1595=16,1.47,IF(G1595=20,1.355,IF(G1595=21,1.497,1)))))),IF(E1595=95,IF(G1595=10,1.343,IF(G1595=11,1.434,IF(G1595=15,1.32,IF(G1595=16,1.482,IF(G1595=20,1.32,IF(G1595=21,1.522,1)))))),\"ERROR\")))),1.5)","v":{"v":1.5,"d":"1.500"}},1.05,1.05,1.05,401,{"$f":"IF($B1595>$F1595,0,IF($C1595>$G1595,0,ROUND(((($F1595-$B1595)/100)*(IF('DBH-Upgrade'!$K$6='DBH-Upgrade'!$K$8,$BZ1609,($BE1595/(($F1595-18)/100))))*$CH1609)+((($B1595-18)/100)*$CA1609*$CE1609*$CG1609),0)))","v":{"$error":"#VALUE!"}},{"$f":"IF($B1595>$F1595,0,IF($C1595>$G1595,0,ROUND(((($F1595-$B1595)/100)*(IF('DBH-Upgrade'!$K$6='DBH-Upgrade'!$K$8,$BZ1609,($BE1595/(($F1595-18)/100))))*$CH1609)+((($B1595-18)/100)*$CA1609*$CD1609*$CG1609),0)))","v":{"$error":"#VALUE!"}},{"$f":"IF($B1595>$F1595,0,IF($C1595>$G1595,0,ROUND(((($F1595-$B1595)/100)*(IF('DBH-Upgrade'!$K$6='DBH-Upgrade'!$K$8,$BZ1609,($BE1595/(($F1595-18)/100))))*$CH1609)+((($B1595-18)/100)*$CA1609*$CG1609),0)))","v":{"$error":"#VALUE!"}},21,{"$error":"#VALUE!"},{"$error":"#VALUE!"},{"$error":"#VALUE!"},{"v":0.004167137961744023,"d":"0.00"},{"$error":"#VALUE!"},{"$error":"#VALUE!"},{"$error":"#VALUE!"},0.0001276,1.7219,4,0.000514201,{"$f":"IF($B1595>$F1595,0,IF($C1595>$G1595,0,ROUND((((($F1595-$B1595)/100)*IF('DBH-Upgrade'!$K$6='DBH-Upgrade'!$K$8,$CC1609,($BF1595/(($F1595-18)/100))))+((($B1595-18)/100)*$CB1609))*IF($E1595>50,IF($G1595=11,(1-(($E1595-50)*0.005)),IF($G1595=16,(1-(($E1595-50)*0.005)),IF($G1595=21,(1-(($E1595-50)*0.005)),1))),1)*$CE1609,0)))","v":{"$error":"#VALUE!"}},{"$f":"IF($B1595>$F1595,0,IF($C1595>$G1595,0,ROUND((((($F1595-$B1595)/100)*IF('DBH-Upgrade'!$K$6='DBH-Upgrade'!$K$8,$CC1609,($BF1595/(($F1595-18)/100))))+((($B1595-18)/100)*$CB1609))*IF($E1595>50,IF($G1595=11,(1-(($E1595-50)*0.005)),IF($G1595=16,(1-(($E1595-50)*0.005)),IF($G1595=21,(1-(($E1595-50)*0.005)),1))),1)*$CD1609,0)))","v":{"$error":"#VALUE!"}},{"$f":"IF($B1595>$F1595,0,IF($C1595>$G1595,0,ROUND((((($F1595-$B1595)/100)*IF('DBH-Upgrade'!$K$6='DBH-Upgrade'!$K$8,$CC1609,($BF1595/(($F1595-18)/100))))+((($B1595-18)/100)*$CB1609))*IF($E1595>50,IF($G1595=11,(1-(($E1595-50)*0.005)),IF($G1595=16,(1-(($E1595-50)*0.005)),IF($G1595=21,(1-(($E1595-50)*0.005)),1))),1),0)))","v":{"$error":"#VALUE!"}},0.85,0.85,0.85,{"$f":"AK1595*POWER(CF_cool,AN1595)","v":{"$error":"#VALUE!"}},{"$f":"AL1595*POWER(CF_cool,AO1595)","v":{"$error":"#VALUE!"}},{"$f":"AM1595*POWER(CF_cool,AP1595)","v":{"$error":"#VALUE!"}},{"$error":"#VALUE!"},{"$error":"#VALUE!"},{"$error":"#VALUE!"},{"$error":"#VALUE!"},{"$error":"#VALUE!"},{"$error":"#VALUE!"},5.9,6,6.7,9,null,6218.08695652174,null,{"v":0.8,"d":"80%"},null,null,0,11.8,13.7,21.85,null,1,1,1,{"$error":"#VALUE!"},{"$error":"#VALUE!"},{"$error":"#VALUE!"},null,{"$error":"#VALUE!"},{"$error":"#VALUE!"},{"$error":"#VALUE!"},{"$error":"#VALUE!"},{"$error":"#VALUE!"},4479,834,{"$error":"#VALUE!"},0.7015311234086448,0.657069305346098,null,0.15781864009190116,0.08064538055291112,0.7952052041594007,0.7952052041594007,null,{"$f":"IF($G1595=10,IF($F1595=280,20,IF($F1595=300,40,0)),IF($G1595=11,IF($F1595=280,20,IF($F1595=300,40,0)),IF($G1595=15,IF($F1595=70,10,IF($F1595=110,10,IF($F1595=180,20,IF($F1595=260,20,IF($F1595=300,20,0))))),IF($G1595=16,IF($F1595=70,10,IF($F1595=110,10,IF($F1595=180,20,IF($F1595=260,20,IF($F1595=300,20,0))))),IF($G1595=20,IF($F1595=70,10,IF($F1595=110,10,IF($F1595=180,20,IF($F1595=260,20,IF($F1595=300,20,0))))),IF($G1595=21,IF($F1595=70,10,IF($F1595=110,10,IF($F1595=180,20,IF($F1595=260,20,IF($F1595=300,20,0))))),\"Error\"))))))","v":0}]
["1652402110",{"$f":"'DBH-Upgrade'!$K$8-$CL1601","v":80},10,1,65,240,21,21.5,0,26,30,47.2,{"v":5817.6,"d":"5818"},{"$f":"IF($B1601>$F1601,0,IF($C1601>$G1601,0,ROUND((((($F1601-$B1601)/100)*IF('DBH-Upgrade'!$K$6='DBH-Upgrade'!$K$8,$BZ1615,($BE1601/(($F1601-18)/100))))+((($B1601-18)/100)*$CA1615))*$CE1615,0)))","v":{"$error":"#VALUE!"}},{"$f":"IF($B1601>$F1601,0,IF($C1601>$G1601,0,ROUND((((($F1601-$B1601)/100)*IF('DBH-Upgrade'!$K$6='DBH-Upgrade'!$K$8,$BZ1615,($BE1601/(($F1601-18)/100))))+((($B1601-18)/100)*$CA1615))*$CD1615,0)))","v":{"$error":"#VALUE!"}},{"$f":"IF($B1601>$F1601,0,IF($C1601>$G1601,0,ROUND(((($F1601-$B1601)/100)*IF('DBH-Upgrade'!$K$6='DBH-Upgrade'!$K$8,$BZ1615,($BE1601/(($F1601-18)/100))))+((($B1601-18)/100)*$CA1615),0)))","v":{"$error":"#VALUE!"}},{"v":1.5,"d":"1.500"},1.05,1.05,1.05,469,{"$f":"IF($B1601>$F1601,0,IF($C1601>$G1601,0,ROUND(((($F1601-$B1601)/100)*(IF('DBH-Upgrade'!$K$6='DBH-Upgrade'!$K$8,$BZ1615,($BE1601/(($F1601-18)/100))))*$CH1615)+((($B1601-18)/100)*$CA1615*$CE1615*$CG1615),0)))","v":{"$error":"#VALUE!"}},{"$f":"IF($B1601>$F1601,0,IF($C1601>$G1601,0,ROUND(((($F1601-$B1601)/100)*(IF('DBH-Upgrade'!$K$6='DBH-Upgrade'!$K$8,$BZ1615,($BE1601/(($F1601-18)/100))))*$CH1615)+((($B1601-18)/100)*$CA1615*$CD1615*$CG1615),0)))","v":{"$error":"#VALUE!"}},{"$f":"IF($B1601>$F1601,0,IF($C1601>$G1601,0,ROUND(((($F1601-$B1601)/100)*(IF('DBH-Upgrade'!$K$6='DBH-Upgrade'!$K$8,$BZ1615,($BE1601/(($F1601-18)/100))))*$CH1615)+((($B1601-18)/100)*$CA1615*$CG1615),0)))","v":{"$error":"#VALUE!"}},24,{"$error":"#VALUE!"},{"$error":"#VALUE!"},{"$error":"#VALUE!"},{"v":0.005588287002792829,"d":"0.01"},{"$error":"#VALUE!"},{"$error":"#VALUE!"},{"$error":"#VALUE!"},0.0001276,1.7219,4,0.000514201,{"$f":"IF($B1601>$F1601,0,IF($C1601>$G1601,0,ROUND((((($F1601-$B1601)/100)*IF('DBH-Upgrade'!$K$6='DBH-Upgrade'!$K$8,$CC1615,($BF1601/(($F1601-18)/100))))+((($B1601-18)/100)*$CB1615))*IF($E1601>50,IF($G1601=11,(1-(($E1601-50)*0.005)),IF($G1601=16,(1-(($E1601-50)*0.005)),IF($G1601=21,(1-(($E1601-50)*0.005)),1))),1)*$CE1615,0)))","v":{"$error":"#VALUE!"}},{"$f":"IF($B1601>$F1601,0,IF($C1601>$G1601,0,ROUND((((($F1601-$B1601)/100)*IF('DBH-Upgrade'!$K$6='DBH-Upgrade'!$K$8,$CC1615,($BF1601/(($F1601-18)/100))))+((($B1601-18)/100)*$CB1615))*IF($E1601>50,IF($G1601=11,(1-(($E1601-50)*0.005)),IF($G1601=16,(1-(($E1601-50)*0.005)),IF($G1601=21,(1-(($E1601-50)*0.005)),1))),1)*$CD1615,0)))","v":{"$error":"#VALUE!"}},{"$f":"IF($B1601>$F1601,0,IF($C1601>$G1601,0,ROUND((((($F1601-$B1601)/100)*IF('DBH-Upgrade'!$K$6='DBH-Upgrade'!$K$8,$CC1615,($BF1601/(($F1601-18)/100))))+((($B1601-18)/100)*$CB1615))*IF($E1601>50,IF($G1601=11,(1-(($E1601-50)*0.005)),IF($G1601=16,(1-(($E1601-50)*0.005)),IF($G1601=21,(1-(($E1601-50)*0.005)),1))),1),0)))","v":{"$error":"#VALUE!"}},0.85,0.85,0.85,{"$f":"AK1601*POWER(CF_cool,AN1601)","v":{"$error":"#VALUE!"}},{"$f":"AL1601*POWER(CF_cool,AO1601)","v":{"$error":"#VALUE!"}},{"$f":"AM1601*POWER(CF_cool,AP1601)","v":{"$error":"#VALUE!"}},{"$error":"#VALUE!"},{"$error":"#VALUE!"},{"$error":"#VALUE!"},{"$error":"#VALUE!"},{"$error":"#VALUE!"},{"$error":"#VALUE!"},6.4,6,6.7,9,null,7272,null,{"v":0.8,"d":"80%"},null,null,0,11.8,13.7,21.85,null,1,1,1,{"$error":"#VALUE!"},{"$error":"#VALUE!"},{"$error":"#VALUE!"},null,{"$error":"#VALUE!"},{"$error":"#VALUE!"},{"$error":"#VALUE!"},{"$error":"#VALUE!"},{"$error":"#VALUE!"},4479,834,{"$error":"#VALUE!"},0.6929174768045717,0.6576204296006558,null,0.15781864009190116,0.08064538055291112,0.7952052041594007,0.7952052041594007,null,0]
["1652802110",{"$f":"'DBH-Upgrade'!$K$8-$CL1613","v":80},10,1,65,280,21,21.5,0,26,30,47.8,{"v":6787.200000000001,"d":"6787"},{"$f":"IF($B1613>$F1613,0,IF($C1613>$G1613,0,ROUND((((($F1613-$B1613)/100)*IF('DBH-Upgrade'!$K$6='DBH-Upgrade'!$K$8,$BZ1627,($BE1613/(($F1613-18)/100))))+((($B1613-18)/100)*$CA1627))*$CE1627,0)))","v":{"$error":"#VALUE!"}},{"$f":"IF($B1613>$F1613,0,IF($C1613>$G1613,0,ROUND((((($F1613-$B1613)/100)*IF('DBH-Upgrade'!$K$6='DBH-Upgrade'!$K$8,$BZ1627,($BE1613/(($F1613-18)/100))))+((($B1613-18)/100)*$CA1627))*$CD1627,0)))","v":{"$error":"#VALUE!"}},{"$f":"IF($B1613>$F1613,0,IF($C1613>$G1613,0,ROUND(((($F1613-$B1613)/100)*IF('DBH-Upgrade'!$K$6='DBH-Upgrade'!$K$8,$BZ1627,($BE1613/(($F1613-18)/100))))+((($B1613-18)/100)*$CA1627),0)))","v":{"$error":"#VALUE!"}},{"v":1.5,"d":"1.500"},1.05,1.05,1.05,547,{"$f":"IF($B1613>$F1613,0,IF($C1613>$G1613,0,ROUND(((($F1613-$B1613)/100)*(IF('DBH-Upgrade'!$K$6='DBH-Upgrade'!$K$8,$BZ1627,($BE1613/(($F1613-18)/100))))*$CH1627)+((($B1613-18)/100)*$CA1627*$CE1627*$CG1627),0)))","v":{"$error":"#VALUE!"}},{"$f":"IF($B1613>$F1613,0,IF($C1613>$G1613,0,ROUND(((($F1613-$B1613)/100)*(IF('DBH-Upgrade'!$K$6='DBH-Upgrade'!$K$8,$BZ1627,($BE1613/(($F1613-18)/100))))*$CH1627)+((($B1613-18)/100)*$CA1627*$CD1627*$CG1627),0)))","v":{"$error":"#VALUE!"}},{"$f":"IF($B1613>$F1613,0,IF($C1613>$G1613,0,ROUND(((($F1613-$B1613)/100)*(IF('DBH-Upgrade'!$K$6='DBH-Upgrade'!$K$8,$BZ1627,($BE1613/(($F1613-18)/100))))*$CH1627)+((($B1613-18)/100)*$CA1627*$CG1627),0)))","v":{"$error":"#VALUE!"}},28,{"$error":"#VALUE!"},{"$error":"#VALUE!"},{"$error":"#VALUE!"},{"v":8.073831510923675E-3,"d":"0.01"},{"$error":"#VALUE!"},{"$error":"#VALUE!"},{"$error":"#VALUE!"},0.0001276,1.7219,4,0.000514201,{"$f":"IF($B1613>$F1613,0,IF($C1613>$G1613,0,ROUND((((($F1613-$B1613)/100)*IF('DBH-Upgrade'!$K$6='DBH-Upgrade'!$K$8,$CC1627,($BF1613/(($F1613-18)/100))))+((($B1613-18)/100)*$CB1627))*IF($E1613>50,IF($G1613=11,(1-(($E1613-50)*0.005)),IF($G1613=16,(1-(($E1613-50)*0.005)),IF($G1613=21,(1-(($E1613-50)*0.005)),1))),1)*$CE1627,0)))","v":{"$error":"#VALUE!"}},{"$f":"IF($B1613>$F1613,0,IF($C1613>$G1613,0,ROUND((((($F1613-$B1613)/100)*IF('DBH-Upgrade'!$K$6='DBH-Upgrade'!$K$8,$CC1627,($BF1613/(($F1613-18)/100))))+((($B1613-18)/100)*$CB1627))*IF($E1613>50,IF($G1613=11,(1-(($E1613-50)*0.005)),IF($G1613=16,(1-(($E1613-50)*0.005)),IF($G1613=21,(1-(($E1613-50)*0.005)),1))),1)*$CD1627,0)))","v":{"$error":"#VALUE!"}},{"$f":"IF($B1613>$F1613,0,IF($C1613>$G1613,0,ROUND((((($F1613-$B1613)/100)*IF('DBH-Upgrade'!$K$6='DBH-Upgrade'!$K$8,$CC1627,($BF1613/(($F1613-18)/100))))+((($B1613-18)/100)*$CB1627))*IF($E1613>50,IF($G1613=11,(1-(($E1613-50)*0.005)),IF($G1613=16,(1-(($E1613-50)*0.005)),IF($G1613=21,(1-(($E1613-50)*0.005)),1))),1),0)))","v":{"$error":"#VALUE!"}},0.85,0.85,0.85,{"$f":"AK1613*POWER(CF_cool,AN1613)","v":{"$error":"#VALUE!"}},{"$f":"AL1613*POWER(CF_cool,AO1613)","v":{"$error":"#VALUE!"}},{"$f":"AM1613*POWER(CF_cool,AP1613)","v":{"$error":"#VALUE!"}},{"$error":"#VALUE!"},{"$error":"#VALUE!"},{"$error":"#VALUE!"},{"$error":"#VALUE!"},{"$error":"#VALUE!"},{"$error":"#VALUE!"},7.5,6,6.7,9,null,8484,null,{"v":0.8,"d":"80%"},null,null,0,11.8,13.7,21.85,null,1,1,1,{"$error":"#VALUE!"},{"$error":"#VALUE!"},{"$error":"#VALUE!"},null,{"$error":"#VALUE!"},{"$error":"#VALUE!"},{"$error":"#VALUE!"},{"$error":"#VALUE!"},{"$error":"#VALUE!"},4479,834,{"$error":"#VALUE!"},0.681904401633284,0.6579686139337618,null,0.15781864009190116,0.08064538055291112,0.7952052041594007,0.7952052041594007,null,0]
["195601510",{"$f":"'DBH-Upgrade'!$K$8-$CL1616","v":80},10,1,95,60,15,16.5,0,26,30,40,{"v":1030.4,"d":"1030"},{"$f":"IF($B1616>$F1616,0,IF($C1616>$G1616,0,ROUND((((($F1616-$B1616)/100)*IF('DBH-Upgrade'!$K$6='DBH-Upgrade'!$K$8,$BZ1630,($BE1616/(($F1616-18)/100))))+((($B1616-18)/100)*$CA1630))*$CE1630,0)))","v":0},{"$f":"IF($B1616>$F1616,0,IF($C1616>$G1616,0,ROUND((((($F1616-$B1616)/100)*IF('DBH-Upgrade'!$K$6='DBH-Upgrade'!$K$8,$BZ1630,($BE1616/(($F1616-18)/100))))+((($B1616-18)/100)*$CA1630))*$CD1630,0)))","v":0},{"$f":"IF($B1616>$F1616,0,IF($C1616>$G1616,0,ROUND(((($F1616-$B1616)/100)*IF('DBH-Upgrade'!$K$6='DBH-Upgrade'!$K$8,$BZ1630,($BE1616/(($F1616-18)/100))))+((($B1616-18)/100)*$CA1630),0)))","v":0},{"v":1.5,"d":"1.500"},1.08,1.08,1.08,83,{"$f":"IF($B1616>$F1616,0,IF($C1616>$G1616,0,ROUND(((($F1616-$B1616)/100)*(IF('DBH-Upgrade'!$K$6='DBH-Upgrade'!$K$8,$BZ1630,($BE1616/(($F1616-18)/100))))*$CH1630)+((($B1616-18)/100)*$CA1630*$CE1630*$CG1630),0)))","v":0},{"$f":"IF($B1616>$F1616,0,IF($C1616>$G1616,0,ROUND(((($F1616-$B1616)/100)*(IF('DBH-Upgrade'!$K$6='DBH-Upgrade'!$K$8,$BZ1630,($BE1616/(($F1616-18)/100))))*$CH1630)+((($B1616-18)/100)*$CA1630*$CD1630*$CG1630),0)))","v":0},{"$f":"IF($B1616>$F1616,0,IF($C1616>$G1616,0,ROUND(((($F1616-$B1616)/100)*(IF('DBH-Upgrade'!$K$6='DBH-Upgrade'!$K$8,$BZ1630,($BE1616/(($F1616-18)/100))))*$CH1630)+((($B1616-18)/100)*$CA1630*$CG1630),0)))","v":0},4,0,0,0,{"v":9.2731882092979121E-5,"d":"0.00"},{"v":0,"d":"0.00"},{"v":0,"d":"0.00"},{"v":0,"d":"0.00"},0.0002083,1.724,2,0.000461829,{"$f":"IF($B1616>$F1616,0,IF($C1616>$G1616,0,ROUND((((($F1616-$B1616)/100)*IF('DBH-Upgrade'!$K$6='DBH-Upgrade'!$K$8,$CC1630,($BF1616/(($F1616-18)/100))))+((($B1616-18)/100)*$CB1630))*IF($E1616>50,IF($G1616=11,(1-(($E1616-50)*0.005)),IF($G1616=16,(1-(($E1616-50)*0.005)),IF($G1616=21,(1-(($E1616-50)*0.005)),1))),1)*$CE1630,0)))","v":0},{"$f":"IF($B1616>$F1616,0,IF($C1616>$G1616,0,ROUND((((($F1616-$B1616)/100)*IF('DBH-Upgrade'!$K$6='DBH-Upgrade'!$K$8,$CC1630,($BF1616/(($F1616-18)/100))))+((($B1616-18)/100)*$CB1630))*IF($E1616>50,IF($G1616=11,(1-(($E1616-50)*0.005)),IF($G1616=16,(1-(($E1616-50)*0.005)),IF($G1616=21,(1-(($E1616-50)*0.005)),1))),1)*$CD1630,0)))","v":0},{"$f":"IF($B1616>$F1616,0,IF($C1616>$G1616,0,ROUND((((($F1616-$B1616)/100)*IF('DBH-Upgrade'!$K$6='DBH-Upgrade'!$K$8,$CC1630,($BF1616/(($F1616-18)/100))))+((($B1616-18)/100)*$CB1630))*IF($E1616>50,IF($G1616=11,(1-(($E1616-50)*0.005)),IF($G1616=16,(1-(($E1616-50)*0.005)),IF($G1616=21,(1-(($E1616-50)*0.005)),1))),1),0)))","v":0},1.01,1.01,1.01,{"$f":"AK1616*POWER(CF_cool,AN1616)","v":0},{"$f":"AL1616*POWER(CF_cool,AO1616)","v":0},{"$f":"AM1616*POWER(CF_cool,AP1616)","v":0},0,0,0,{"v":0,"d":"0.00"},{"v":0,"d":"0.00"},{"v":0,"d":"0.00"},0.6,"DBH-unit is te lang!","DBH-unit is te lang!","DBH-unit is te lang!",null,1288,null,{"v":0.8,"d":"80%"},null,null,0,"DBH-unit is te lang!","DBH-unit is te lang!","DBH-unit is te lang!",null,1,1,1,0,0,0,null,0,0,0,1,1127,2539,352,62,0.75,0.68,null,0.16320641939358696,0.08064538055291112,0.7894714915956607,0.7894714915956607,null,0]
["195701110",{"$f":"'DBH-Upgrade'!$K$8-$CL1621","v":80},10,1,95,70,11,11.5,0,26,30,41,{"v":854.7600000000001,"d":"855"},{"$f":"IF($B1621>$F1621,0,IF($C1621>$G1621,0,ROUND((((($F1621-$B1621)/100)*IF('DBH-Upgrade'!$K$6='DBH-Upgrade'!$K$8,$BZ1635,($BE1621/(($F1621-18)/100))))+((($B1621-18)/100)*$CA1635))*$CE1635,0)))","v":0},{"$f":"IF($B1621>$F1621,0,IF($C1621>$G1621,0,ROUND((((($F1621-$B1621)/100)*IF('DBH-Upgrade'!$K$6='DBH-Upgrade'!$K$8,$BZ1635,($BE1621/(($F1621-18)/100))))+((($B1621-18)/100)*$CA1635))*$CD1635,0)))","v":0},{"$f":"IF($B1621>$F1621,0,IF($C1621>$G1621,0,ROUND(((($F1621-$B1621)/100)*IF('DBH-Upgrade'!$K$6='DBH-Upgrade'!$K$8,$BZ1635,($BE1621/(($F1621-18)/100))))+((($B1621-18)/100)*$CA1635),0)))","v":0},{"v":1.5,"d":"1.500"},1.1,1.1,1.1,69,{"$f":"IF($B1621>$F1621,0,IF($C1621>$G1621,0,ROUND(((($F1621-$B1621)/100)*(IF('DBH-Upgrade'!$K$6='DBH-Upgrade'!$K$8,$BZ1635,($BE1621/(($F1621-18)/100))))*$CH1635)+((($B1621-18)/100)*$CA1635*$CE1635*$CG1635),0)))","v":0},{"$f":"IF($B1621>$F1621,0,IF($C1621>$G1621,0,ROUND(((($F1621-$B1621)/100)*(IF('DBH-Upgrade'!$K$6='DBH-Upgrade'!$K$8,$BZ1635,($BE1621/(($F1621-18)/100))))*$CH1635)+((($B1621-18)/100)*$CA1635*$CD1635*$CG1635),0)))","v":0},{"$f":"IF($B1621>$F1621,0,IF($C1621>$G1621,0,ROUND(((($F1621-$B1621)/100)*(IF('DBH-Upgrade'!$K$6='DBH-Upgrade'!$K$8,$BZ1635,($BE1621/(($F1621-18)/100))))*$CH1635)+((($B1621-18)/100)*$CA1635*$CG1635),0)))","v":0},4,0,0,0,{"v":1.8585050019517818E-4,"d":"0.00"},{"v":0,"d":"0.00"},{"v":0,"d":"0.00"},{"v":0,"d":"0.00"},3.969E-4,1.7346,4,0.000574288,{"$f":"IF($B1621>$F1621,0,IF($C1621>$G1621,0,ROUND((((($F1621-$B1621)/100)*IF('DBH-Upgrade'!$K$6='DBH-Upgrade'!$K$8,$CC1635,($BF1621/(($F1621-18)/100))))+((($B1621-18)/100)*$CB1635))*IF($E1621>50,IF($G1621=11,(1-(($E1621-50)*0.005)),IF($G1621=16,(1-(($E1621-50)*0.005)),IF($G1621=21,(1-(($E1621-50)*0.005)),1))),1)*$CE1635,0)))","v":0},{"$f":"IF($B1621>$F1621,0,IF($C1621>$G1621,0,ROUND((((($F1621-$B1621)/100)*IF('DBH-Upgrade'!$K$6='DBH-Upgrade'!$K$8,$CC1635,($BF1621/(($F1621-18)/100))))+((($B1621-18)/100)*$CB1635))*IF($E1621>50,IF($G1621=11,(1-(($E1621-50)*0.005)),IF($G1621=16,(1-(($E1621-50)*0.005)),IF($G1621=21,(1-(($E1621-50)*0.005)),1))),1)*$CD1635,0)))","v":0},{"$f":"IF($B1621>$F1621,0,IF($C1621>$G1621,0,ROUND((((($F1621-$B1621)/100)*IF('DBH-Upgrade'!$K$6='DBH-Upgrade'!$K$8,$CC1635,($BF1621/(($F1621-18)/100))))+((($B1621-18)/100)*$CB1635))*IF($E1621>50,IF($G1621=11,(1-(($E1621-50)*0.005)),IF($G1621=16,(1-(($E1621-50)*0.005)),IF($G1621=21,(1-(($E1621-50)*0.005)),1))),1),0)))","v":0},0.95,0.95,0.95,{"$f":"AK1621*POWER(CF_cool,AN1621)","v":0},{"$f":"AL1621*POWER(CF_cool,AO1621)","v":0},{"$f":"AM1621*POWER(CF_cool,AP1621)","v":0},0,0,0,{"v":0,"d":"0.00"},{"v":0,"d":"0.00"},{"v":0,"d":"0.00"},0.9,"DBH-unit is te lang!","DBH-unit is te lang!","DBH-unit is te lang!",null,1257,null,{"v":0.68,"d":"68%"},null,null,0,"DBH-unit is te lang!","DBH-unit is te lang!","DBH-unit is te lang!",null,1,1,1,0,0,0,null,0,0,0,1,{"$error":"#VALUE!"},5340,750,{"$error":"#VALUE!"},0.681904493845304,0.6579686139337618,null,0.1716349180255756,0.08064538055291112,0.8146200327725304,0.8146200327725304,null,0]
["195901110",{"$f":"'DBH-Upgrade'!$K$8-$CL1633","v":80},10,1,95,90,11,11.5,0,26,30,42.4,{"v":1098.88,"d":"1099"},{"$f":"IF($B1633>$F1633,0,IF($C1633>$G1633,0,ROUND((((($F1633-$B1633)/100)*IF('DBH-Upgrade'!$K$6='DBH-Upgrade'!$K$8,$BZ1647,($BE1633/(($F1633-18)/100))))+((($B1633-18)/100)*$CA1647))*$CE1647,0)))","v":1803},{"$f":"IF($B1633>$F1633,0,IF($C1633>$G1633,0,ROUND((((($F1633-$B1633)/100)*IF('DBH-Upgrade'!$K$6='DBH-Upgrade'!$K$8,$BZ1647,($BE1633/(($F1633-18)/100))))+((($B1633-18)/100)*$CA1647))*$CD1647,0)))","v":1940},{"$f":"IF($B1633>$F1633,0,IF($C1633>$G1633,0,ROUND(((($F1633-$B1633)/100)*IF('DBH-Upgrade'!$K$6='DBH-Upgrade'!$K$8,$BZ1647,($BE1633/(($F1633-18)/100))))+((($B1633-18)/100)*$CA1647),0)))","v":2362},{"v":1.5,"d":"1.500"},1.1,1.1,1.1,89,{"$f":"IF($B1633>$F1633,0,IF($C1633>$G1633,0,ROUND(((($F1633-$B1633)/100)*(IF('DBH-Upgrade'!$K$6='DBH-Upgrade'!$K$8,$BZ1647,($BE1633/(($F1633-18)/100))))*$CH1647)+((($B1633-18)/100)*$CA1647*$CE1647*$CG1647),0)))","v":276},{"$f":"IF($B1633>$F1633,0,IF($C1633>$G1633,0,ROUND(((($F1633-$B1633)/100)*(IF('DBH-Upgrade'!$K$6='DBH-Upgrade'!$K$8,$BZ1647,($BE1633/(($F1633-18)/100))))*$CH1647)+((($B1633-18)/100)*$CA1647*$CD1647*$CG1647),0)))","v":295},{"$f":"IF($B1633>$F1633,0,IF($C1633>$G1633,0,ROUND(((($F1633-$B1633)/100)*(IF('DBH-Upgrade'!$K$6='DBH-Upgrade'!$K$8,$BZ1647,($BE1633/(($F1633-18)/100))))*$CH1647)+((($B1633-18)/100)*$CA1647*$CG1647),0)))","v":355},5,14,15,18,{"v":3.3253312374079889E-4,"d":"0.00"},{"v":2.2474523457698837E-3,"d":"0.00"},{"v":2.5561480646488152E-3,"d":"0.00"},{"v":0.003593118126794264,"d":"0.00"},3.969E-4,1.7346,4,0.000574288,{"$f":"IF($B1633>$F1633,0,IF($C1633>$G1633,0,ROUND((((($F1633-$B1633)/100)*IF('DBH-Upgrade'!$K$6='DBH-Upgrade'!$K$8,$CC1647,($BF1633/(($F1633-18)/100))))+((($B1633-18)/100)*$CB1647))*IF($E1633>50,IF($G1633=11,(1-(($E1633-50)*0.005)),IF($G1633=16,(1-(($E1633-50)*0.005)),IF($G1633=21,(1-(($E1633-50)*0.005)),1))),1)*$CE1647,0)))","v":215},{"$f":"IF($B1633>$F1633,0,IF($C1633>$G1633,0,ROUND((((($F1633-$B1633)/100)*IF('DBH-Upgrade'!$K$6='DBH-Upgrade'!$K$8,$CC1647,($BF1633/(($F1633-18)/100))))+((($B1633-18)/100)*$CB1647))*IF($E1633>50,IF($G1633=11,(1-(($E1633-50)*0.005)),IF($G1633=16,(1-(($E1633-50)*0.005)),IF($G1633=21,(1-(($E1633-50)*0.005)),1))),1)*$CD1647,0)))","v":231},{"$f":"IF($B1633>$F1633,0,IF($C1633>$G1633,0,ROUND((((($F1633-$B1633)/100)*IF('DBH-Upgrade'!$K$6='DBH-Upgrade'!$K$8,$CC1647,($BF1633/(($F1633-18)/100))))+((($B1633-18)/100)*$CB1647))*IF($E1633>50,IF($G1633=11,(1-(($E1633-50)*0.005)),IF($G1633=16,(1-(($E1633-50)*0.005)),IF($G1633=21,(1-(($E1633-50)*0.005)),1))),1),0)))","v":281},0.95,0.95,0.95,{"$f":"AK1633*POWER(CF_cool,AN1633)","v":170.96911889427113},{"$f":"AL1633*POWER(CF_cool,AO1633)","v":183.69240216082156},{"$f":"AM1633*POWER(CF_cool,AP1633)","v":223.45266236879158},37,39,48,{"v":0.013880540607613569,"d":"0.01"},{"v":0.015326496821834285,"d":"0.02"},{"v":0.022666925137827768,"d":"0.02"},1.2,6,6.7,9,null,1616,null,{"v":0.68,"d":"68%"},null,null,0,11.8,13.7,21.85,null,1,1,1,170.96911889427113,183.69240216082156,223.45266236879158,null,0,0,0,1,{"$error":"#VALUE!"},5340,750,{"$error":"#VALUE!"},0.7555553480649244,0.7038387772986681,null,0.1716349180255756,0.08064538055291112,0.8146200327725304,0.8146200327725304,null,0]
["1951001610",{"$f":"'DBH-Upgrade'!$K$8-$CL1641","v":80},10,1,95,100,16,16.5,0,26,30,43,{"v":1820.3600000000001,"d":"1820"},{"$f":"IF($B1641>$F1641,0,IF($C1641>$G1641,0,ROUND((((($F1641-$B1641)/100)*IF('DBH-Upgrade'!$K$6='DBH-Upgrade'!$K$8,$BZ1655,($BE1641/(($F1641-18)/100))))+((($B1641-18)/100)*$CA1655))*$CE1655,0)))","v":{"$error":"#VALUE!"}},{"$f":"IF($B1641>$F1641,0,IF($C1641>$G1641,0,ROUND((((($F1641-$B1641)/100)*IF('DBH-Upgrade'!$K$6='DBH-Upgrade'!$K$8,$BZ1655,($BE1641/(($F1641-18)/100))))+((($B1641-18)/100)*$CA1655))*$CD1655,0)))","v":{"$error":"#VALUE!"}},{"$f":"IF($B1641>$F1641,0,IF($C1641>$G1641,0,ROUND(((($F1641-$B1641)/100)*IF('DBH-Upgrade'!$K$6='DBH-Upgrade'!$K$8,$BZ1655,($BE1641/(($F1641-18)/100))))+((($B1641-18)/100)*$CA1655),0)))","v":{"$error":"#VALUE!"}},{"v":1.5,"d":"1.500"},1.1,1.1,1.1,147,{"$f":"IF($B1641>$F1641,0,IF($C1641>$G1641,0,ROUND(((($F1641-$B1641)/100)*(IF('DBH-Upgrade'!$K$6='DBH-Upgrade'!$K$8,$BZ1655,($BE1641/(($F1641-18)/100))))*$CH1655)+((($B1641-18)/100)*$CA1655*$CE1655*$CG1655),0)))","v":{"$error":"#VALUE!"}},{"$f":"IF($B1641>$F1641,0,IF($C1641>$G1641,0,ROUND(((($F1641-$B1641)/100)*(IF('DBH-Upgrade'!$K$6='DBH-Upgrade'!$K$8,$BZ1655,($BE1641/(($F1641-18)/100))))*$CH1655)+((($B1641-18)/100)*$CA1655*$CD1655*$CG1655),0)))","v":{"$error":"#VALUE!"}},{"$f":"IF($B1641>$F1641,0,IF($C1641>$G1641,0,ROUND(((($F1641-$B1641)/100)*(IF('DBH-Upgrade'!$K$6='DBH-Upgrade'!$K$8,$BZ1655,($BE1641/(($F1641-18)/100))))*$CH1655)+((($B1641-18)/100)*$CA1655*$CG1655),0)))","v":{"$error":"#VALUE!"}},8,{"$error":"#VALUE!"},{"$error":"#VALUE!"},{"$error":"#VALUE!"},{"v":1.1255475505780408E-3,"d":"0.00"},{"$error":"#VALUE!"},{"$error":"#VALUE!"},{"$error":"#VALUE!"},0.0002083,1.724,4,1.392796E-3,{"$f":"IF($B1641>$F1641,0,IF($C1641>$G1641,0,ROUND((((($F1641-$B1641)/100)*IF('DBH-Upgrade'!$K$6='DBH-Upgrade'!$K$8,$CC1655,($BF1641/(($F1641-18)/100))))+((($B1641-18)/100)*$CB1655))*IF($E1641>50,IF($G1641=11,(1-(($E1641-50)*0.005)),IF($G1641=16,(1-(($E1641-50)*0.005)),IF($G1641=21,(1-(($E1641-50)*0.005)),1))),1)*$CE1655,0)))","v":{"$error":"#VALUE!"}},{"$f":"IF($B1641>$F1641,0,IF($C1641>$G1641,0,ROUND((((($F1641-$B1641)/100)*IF('DBH-Upgrade'!$K$6='DBH-Upgrade'!$K$8,$CC1655,($BF1641/(($F1641-18)/100))))+((($B1641-18)/100)*$CB1655))*IF($E1641>50,IF($G1641=11,(1-(($E1641-50)*0.005)),IF($G1641=16,(1-(($E1641-50)*0.005)),IF($G1641=21,(1-(($E1641-50)*0.005)),1))),1)*$CD1655,0)))","v":{"$error":"#VALUE!"}},{"$f":"IF($B1641>$F1641,0,IF($C1641>$G1641,0,ROUND((((($F1641-$B1641)/100)*IF('DBH-Upgrade'!$K$6='DBH-Upgrade'!$K$8,$CC1655,($BF1641/(($F1641-18)/100))))+((($B1641-18)/100)*$CB1655))*IF($E1641>50,IF($G1641=11,(1-(($E1641-50)*0.005)),IF($G1641=16,(1-(($E1641-50)*0.005)),IF($G1641=21,(1-(($E1641-50)*0.005)),1))),1),0)))","v":{"$error":"#VALUE!"}},0.95,0.95,0.95,{"$f":"AK1641*POWER(CF_cool,AN1641)","v":{"$error":"#VALUE!"}},{"$f":"AL1641*POWER(CF_cool,AO1641)","v":{"$error":"#VALUE!"}},{"$f":"AM1641*POWER(CF_cool,AP1641)","v":{"$error":"#VALUE!"}},{"$error":"#VALUE!"},{"$error":"#VALUE!"},{"$error":"#VALUE!"},{"$error":"#VALUE!"},{"$error":"#VALUE!"},{"$error":"#VALUE!"},{"v":2,"d":"2.0"},6,6.7,9,null,2677,null,{"v":0.68,"d":"68%"},null,null,0,11.8,13.7,21.85,null,1,1,1,{"$error":"#VALUE!"},{"$error":"#VALUE!"},{"$error":"#VALUE!"},null,{"$error":"#VALUE!"},{"$error":"#VALUE!"},{"$error":"#VALUE!"},{"$error":"#VALUE!"},2263,3445,577,50,0.8284588613790702,0.7713393602007246,null,0.15781864009190116,0.08064538055291112,0.7952052041594007,0.7952052041594007,null,0]
["1951101610",{"$f":"'DBH-Upgrade'!$K$8-$CL1647","v":70},10,1,95,110,16,16.5,0,26,30,43.5,{"v":2002.6000000000001,"d":"2003"},{"$f":"IF($B1647>$F1647,0,IF($C1647>$G1647,0,ROUND((((($F1647-$B1647)/100)*IF('DBH-Upgrade'!$K$6='DBH-Upgrade'!$K$8,$BZ1661,($BE1647/(($F1647-18)/100))))+((($B1647-18)/100)*$CA1661))*$CE1661,0)))","v":{"$error":"#VALUE!"}},{"$f":"IF($B1647>$F1647,0,IF($C1647>$G1647,0,ROUND((((($F1647-$B1647)/100)*IF('DBH-Upgrade'!$K$6='DBH-Upgrade'!$K$8,$BZ1661,($BE1647/(($F1647-18)/100))))+((($B1647-18)/100)*$CA1661))*$CD1661,0)))","v":{"$error":"#VALUE!"}},{"$f":"IF($B1647>$F1647,0,IF($C1647>$G1647,0,ROUND(((($F1647-$B1647)/100)*IF('DBH-Upgrade'!$K$6='DBH-Upgrade'!$K$8,$BZ1661,($BE1647/(($F1647-18)/100))))+((($B1647-18)/100)*$CA1661),0)))","v":{"$error":"#VALUE!"}},{"v":1.5,"d":"1.500"},1.1,1.1,1.1,162,{"$f":"IF($B1647>$F1647,0,IF($C1647>$G1647,0,ROUND(((($F1647-$B1647)/100)*(IF('DBH-Upgrade'!$K$6='DBH-Upgrade'!$K$8,$BZ1661,($BE1647/(($F1647-18)/100))))*$CH1661)+((($B1647-18)/100)*$CA1661*$CE1661*$CG1661),0)))","v":{"$error":"#VALUE!"}},{"$f":"IF($B1647>$F1647,0,IF($C1647>$G1647,0,ROUND(((($F1647-$B1647)/100)*(IF('DBH-Upgrade'!$K$6='DBH-Upgrade'!$K$8,$BZ1661,($BE1647/(($F1647-18)/100))))*$CH1661)+((($B1647-18)/100)*$CA1661*$CD1661*$CG1661),0)))","v":{"$error":"#VALUE!"}},{"$f":"IF($B1647>$F1647,0,IF($C1647>$G1647,0,ROUND(((($F1647-$B1647)/100)*(IF('DBH-Upgrade'!$K$6='DBH-Upgrade'!$K$8,$BZ1661,($BE1647/(($F1647-18)/100))))*$CH1661)+((($B1647-18)/100)*$CA1661*$CG1661),0)))","v":{"$error":"#VALUE!"}},8,{"$error":"#VALUE!"},{"$error":"#VALUE!"},{"$error":"#VALUE!"},{"v":1.154985155645569E-3,"d":"0.00"},{"$error":"#VALUE!"},{"$error":"#VALUE!"},{"$error":"#VALUE!"},0.0002083,1.724,4,1.392796E-3,{"$f":"IF($B1647>$F1647,0,IF($C1647>$G1647,0,ROUND((((($F1647-$B1647)/100)*IF('DBH-Upgrade'!$K$6='DBH-Upgrade'!$K$8,$CC1661,($BF1647/(($F1647-18)/100))))+((($B1647-18)/100)*$CB1661))*IF($E1647>50,IF($G1647=11,(1-(($E1647-50)*0.005)),IF($G1647=16,(1-(($E1647-50)*0.005)),IF($G1647=21,(1-(($E1647-50)*0.005)),1))),1)*$CE1661,0)))","v":{"$error":"#VALUE!"}},{"$f":"IF($B1647>$F1647,0,IF($C1647>$G1647,0,ROUND((((($F1647-$B1647)/100)*IF('DBH-Upgrade'!$K$6='DBH-Upgrade'!$K$8,$CC1661,($BF1647/(($F1647-18)/100))))+((($B1647-18)/100)*$CB1661))*IF($E1647>50,IF($G1647=11,(1-(($E1647-50)*0.005)),IF($G1647=16,(1-(($E1647-50)*0.005)),IF($G1647=21,(1-(($E1647-50)*0.005)),1))),1)*$CD1661,0)))","v":{"$error":"#VALUE!"}},{"$f":"IF($B1647>$F1647,0,IF($C1647>$G1647,0,ROUND((((($F1647-$B1647)/100)*IF('DBH-Upgrade'!$K$6='DBH-Upgrade'!$K$8,$CC1661,($BF1647/(($F1647-18)/100))))+((($B1647-18)/100)*$CB1661))*IF($E1647>50,IF($G1647=11,(1-(($E1647-50)*0.005)),IF($G1647=16,(1-(($E1647-50)*0.005)),IF($G1647=21,(1-(($E1647-50)*0.005)),1))),1),0)))","v":{"$error":"#VALUE!"}},0.95,0.95,0.95,{"$f":"AK1647*POWER(CF_cool,AN1647)","v":{"$error":"#VALUE!"}},{"$f":"AL1647*POWER(CF_cool,AO1647)","v":{"$error":"#VALUE!"}},{"$f":"AM1647*POWER(CF_cool,AP1647)","v":{"$error":"#VALUE!"}},{"$error":"#VALUE!"},{"$error":"#VALUE!"},{"$error":"#VALUE!"},{"$error":"#VALUE!"},{"$error":"#VALUE!"},{"$error":"#VALUE!"},2.2,6,6.7,9,null,2945,null,{"v":0.68,"d":"68%"},null,null,0,11.8,13.7,21.85,null,1,1,1,{"$error":"#VALUE!"},{"$error":"#VALUE!"},{"$error":"#VALUE!"},null,{"$error":"#VALUE!"},{"$error":"#VALUE!"},{"$error":"#VALUE!"},{"$error":"#VALUE!"},2263,3445,577,50,0.8212441545440573,0.7634388097075354,null,0.15781864009190116,0.08064538055291112,0.7952052041594007,0.7952052041594007,null,10]
["1951201610",{"$f":"'DBH-Upgrade'!$K$8-$CL1653","v":80},10,1,95,120,16,16.5,0,26,30,44,{"v":2184.1600000000003,"d":"2184"},{"$f":"IF($B1653>$F1653,0,IF($C1653>$G1653,0,ROUND((((($F1653-$B1653)/100)*IF('DBH-Upgrade'!$K$6='DBH-Upgrade'!$K$8,$BZ1667,($BE1653/(($F1653-18)/100))))+((($B1653-18)/100)*$CA1667))*$CE1667,0)))","v":{"$error":"#VALUE!"}},{"$f":"IF($B1653>$F1653,0,IF($C1653>$G1653,0,ROUND((((($F1653-$B1653)/100)*IF('DBH-Upgrade'!$K$6='DBH-Upgrade'!$K$8,$BZ1667,($BE1653/(($F1653-18)/100))))+((($B1653-18)/100)*$CA1667))*$CD1667,0)))","v":{"$error":"#VALUE!"}},{"$f":"IF($B1653>$F1653,0,IF($C1653>$G1653,0,ROUND(((($F1653-$B1653)/100)*IF('DBH-Upgrade'!$K$6='DBH-Upgrade'!$K$8,$BZ1667,($BE1653/(($F1653-18)/100))))+((($B1653-18)/100)*$CA1667),0)))","v":{"$error":"#VALUE!"}},{"v":1.5,"d":"1.500"},1.1,1.1,1.1,176,{"$f":"IF($B1653>$F1653,0,IF($C1653>$G1653,0,ROUND(((($F1653-$B1653)/100)*(IF('DBH-Upgrade'!$K$6='DBH-Upgrade'!$K$8,$BZ1667,($BE1653/(($F1653-18)/100))))*$CH1667)+((($B1653-18)/100)*$CA1667*$CE1667*$CG1667),0)))","v":{"$error":"#VALUE!"}},{"$f":"IF($B1653>$F1653,0,IF($C1653>$G1653,0,ROUND(((($F1653-$B1653)/100)*(IF('DBH-Upgrade'!$K$6='DBH-Upgrade'!$K$8,$BZ1667,($BE1653/(($F1653-18)/100))))*$CH1667)+((($B1653-18)/100)*$CA1667*$CD1667*$CG1667),0)))","v":{"$error":"#VALUE!"}},{"$f":"IF($B1653>$F1653,0,IF($C1653>$G1653,0,ROUND(((($F1653-$B1653)/100)*(IF('DBH-Upgrade'!$K$6='DBH-Upgrade'!$K$8,$BZ1667,($BE1653/(($F1653-18)/100))))*$CH1667)+((($B1653-18)/100)*$CA1667*$CG1667),0)))","v":{"$error":"#VALUE!"}},9,{"$error":"#VALUE!"},{"$error":"#VALUE!"},{"$error":"#VALUE!"},{"v":1.4864509224220453E-3,"d":"0.00"},{"$error":"#VALUE!"},{"$error":"#VALUE!"},{"$error":"#VALUE!"},0.0002083,1.724,4,1.392796E-3,{"$f":"IF($B1653>$F1653,0,IF($C1653>$G1653,0,ROUND((((($F1653-$B1653)/100)*IF('DBH-Upgrade'!$K$6='DBH-Upgrade'!$K$8,$CC1667,($BF1653/(($F1653-18)/100))))+((($B1653-18)/100)*$CB1667))*IF($E1653>50,IF($G1653=11,(1-(($E1653-50)*0.005)),IF($G1653=16,(1-(($E1653-50)*0.005)),IF($G1653=21,(1-(($E1653-50)*0.005)),1))),1)*$CE1667,0)))","v":{"$error":"#VALUE!"}},{"$f":"IF($B1653>$F1653,0,IF($C1653>$G1653,0,ROUND((((($F1653-$B1653)/100)*IF('DBH-Upgrade'!$K$6='DBH-Upgrade'!$K$8,$CC1667,($BF1653/(($F1653-18)/100))))+((($B1653-18)/100)*$CB1667))*IF($E1653>50,IF($G1653=11,(1-(($E1653-50)*0.005)),IF($G1653=16,(1-(($E1653-50)*0.005)),IF($G1653=21,(1-(($E1653-50)*0.005)),1))),1)*$CD1667,0)))","v":{"$error":"#VALUE!"}},{"$f":"IF($B1653>$F1653,0,IF($C1653>$G1653,0,ROUND((((($F1653-$B1653)/100)*IF('DBH-Upgrade'!$K$6='DBH-Upgrade'!$K$8,$CC1667,($BF1653/(($F1653-18)/100))))+((($B1653-18)/100)*$CB1667))*IF($E1653>50,IF($G1653=11,(1-(($E1653-50)*0.005)),IF($G1653=16,(1-(($E1653-50)*0.005)),IF($G1653=21,(1-(($E1653-50)*0.005)),1))),1),0)))","v":{"$error":"#VALUE!"}},0.95,0.95,0.95,{"$f":"AK1653*POWER(CF_cool,AN1653)","v":{"$error":"#VALUE!"}},{"$f":"AL1653*POWER(CF_cool,AO1653)","v":{"$error":"#VALUE!"}},{"$f":"AM1653*POWER(CF_cool,AP1653)","v":{"$error":"#VALUE!"}},{"$error":"#VALUE!"},{"$error":"#VALUE!"},{"$error":"#VALUE!"},{"$error":"#VALUE!"},{"$error":"#VALUE!"},{"$error":"#VALUE!"},2.4,6,6.7,9,null,3212,null,{"v":0.68,"d":"68%"},null,null,0,11.8,13.7,21.85,null,1,1,1,{"$error":"#VALUE!"},{"$error":"#VALUE!"},{"$error":"#VALUE!"},null,{"$error":"#VALUE!"},{"$error":"#VALUE!"},{"$error":"#VALUE!"},{"$error":"#VALUE!"},2263,3445,577,50,0.8146699660963719,0.7561986894808467,null,0.15781864009190116,0.08064538055291112,0.7952052041594007,0.7952052041594007,null,0]
["1951402110",{"$f":"'DBH-Upgrade'!$K$8-$CL1661","v":80},10,1,95,140,21,21.5,0,26,30,44.8,{"v":4390.400000000001,"d":"4390"},{"$f":"IF($B1661>$F1661,0,IF($C1661>$G1661,0,ROUND((((($F1661-$B1661)/100)*IF('DBH-Upgrade'!$K$6='DBH-Upgrade'!$K$8,$BZ1675,($BE1661/(($F1661-18)/100))))+((($B1661-18)/100)*$CA1675))*$CE1675,0)))","v":{"$error":"#VALUE!"}},{"$f":"IF($B1661>$F1661,0,IF($C1661>$G1661,0,ROUND((((($F1661-$B1661)/100)*IF('DBH-Upgrade'!$K$6='DBH-Upgrade'!$K$8,$BZ1675,($BE1661/(($F1661-18)/100))))+((($B1661-18)/100)*$CA1675))*$CD1675,0)))","v":{"$error":"#VALUE!"}},{"$f":"IF($B1661>$F1661,0,IF($C1661>$G1661,0,ROUND(((($F1661-$B1661)/100)*IF('DBH-Upgrade'!$K$6='DBH-Upgrade'!$K$8,$BZ1675,($BE1661/(($F1661-18)/100))))+((($B1661-18)/100)*$CA1675),0)))","v":{"$error":"#VALUE!"}},{"v":1.5,"d":"1.500"},1.05,1.05,1.05,354,{"$f":"IF($B1661>$F1661,0,IF($C1661>$G1661,0,ROUND(((($F1661-$B1661)/100)*(IF('DBH-Upgrade'!$K$6='DBH-Upgrade'!$K$8,$BZ1675,($BE1661/(($F1661-18)/100))))*$CH1675)+((($B1661-18)/100)*$CA1675*$CE1675*$CG1675),0)))","v":{"$error":"#VALUE!"}},{"$f":"IF($B1661>$F1661,0,IF($C1661>$G1661,0,ROUND(((($F1661-$B1661)/100)*(IF('DBH-Upgrade'!$K$6='DBH-Upgrade'!$K$8,$BZ1675,($BE1661/(($F1661-18)/100))))*$CH1675)+((($B1661-18)/100)*$CA1675*$CD1675*$CG1675),0)))","v":{"$error":"#VALUE!"}},{"$f":"IF($B1661>$F1661,0,IF($C1661>$G1661,0,ROUND(((($F1661-$B1661)/100)*(IF('DBH-Upgrade'!$K$6='DBH-Upgrade'!$K$8,$BZ1675,($BE1661/(($F1661-18)/100))))*$CH1675)+((($B1661-18)/100)*$CA1675*$CG1675),0)))","v":{"$error":"#VALUE!"}},18,{"$error":"#VALUE!"},{"$error":"#VALUE!"},{"$error":"#VALUE!"},{"v":2.543820513426122E-3,"d":"0.00"},{"$error":"#VALUE!"},{"$error":"#VALUE!"},{"$error":"#VALUE!"},0.0001276,1.7219,4,0.000514201,{"$f":"IF($B1661>$F1661,0,IF($C1661>$G1661,0,ROUND((((($F1661-$B1661)/100)*IF('DBH-Upgrade'!$K$6='DBH-Upgrade'!$K$8,$CC1675,($BF1661/(($F1661-18)/100))))+((($B1661-18)/100)*$CB1675))*IF($E1661>50,IF($G1661=11,(1-(($E1661-50)*0.005)),IF($G1661=16,(1-(($E1661-50)*0.005)),IF($G1661=21,(1-(($E1661-50)*0.005)),1))),1)*$CE1675,0)))","v":{"$error":"#VALUE!"}},{"$f":"IF($B1661>$F1661,0,IF($C1661>$G1661,0,ROUND((((($F1661-$B1661)/100)*IF('DBH-Upgrade'!$K$6='DBH-Upgrade'!$K$8,$CC1675,($BF1661/(($F1661-18)/100))))+((($B1661-18)/100)*$CB1675))*IF($E1661>50,IF($G1661=11,(1-(($E1661-50)*0.005)),IF($G1661=16,(1-(($E1661-50)*0.005)),IF($G1661=21,(1-(($E1661-50)*0.005)),1))),1)*$CD1675,0)))","v":{"$error":"#VALUE!"}},{"$f":"IF($B1661>$F1661,0,IF($C1661>$G1661,0,ROUND((((($F1661-$B1661)/100)*IF('DBH-Upgrade'!$K$6='DBH-Upgrade'!$K$8,$CC1675,($BF1661/(($F1661-18)/100))))+((($B1661-18)/100)*$CB1675))*IF($E1661>50,IF($G1661=11,(1-(($E1661-50)*0.005)),IF($G1661=16,(1-(($E1661-50)*0.005)),IF($G1661=21,(1-(($E1661-50)*0.005)),1))),1),0)))","v":{"$error":"#VALUE!"}},0.85,0.85,0.85,{"$f":"AK1661*POWER(CF_cool,AN1661)","v":{"$error":"#VALUE!"}},{"$f":"AL1661*POWER(CF_cool,AO1661)","v":{"$error":"#VALUE!"}},{"$f":"AM1661*POWER(CF_cool,AP1661)","v":{"$error":"#VALUE!"}},{"$error":"#VALUE!"},{"$error":"#VALUE!"},{"$error":"#VALUE!"},{"$error":"#VALUE!"},{"$error":"#VALUE!"},{"$error":"#VALUE!"},3.7,6,6.7,9,null,5488,null,{"v":0.8,"d":"80%"},null,null,0,11.8,13.7,21.85,null,1,1,1,{"$error":"#VALUE!"},{"$error":"#VALUE!"},{"$error":"#VALUE!"},null,{"$error":"#VALUE!"},{"$error":"#VALUE!"},{"$error":"#VALUE!"},{"$error":"#VALUE!"},{"$error":"#VALUE!"},4479,834,{"$error":"#VALUE!"},0.7254135990953521,0.6774634004202911,null,0.15781864009190116,0.08064538055291112,0.7952052041594007,0.7952052041594007,null,0]
["220701010",{"$f":"'DBH-Upgrade'!$K$8-$CL1666","v":80},10,2,20,70,10,11.5,0,26,30,41,{"v":358.2,"d":"358"},{"$f":"IF($B1666>$F1666,0,IF($C1666>$G1666,0,ROUND((((($F1666-$B1666)/100)*IF('DBH-Upgrade'!$K$6='DBH-Upgrade'!$K$8,$BZ1680,($BE1666/(($F1666-18)/100))))+((($B1666-18)/100)*$CA1680))*$CE1680,0)))","v":0},{"$f":"IF($B1666>$F1666,0,IF($C1666>$G1666,0,ROUND((((($F1666-$B1666)/100)*IF('DBH-Upgrade'!$K$6='DBH-Upgrade'!$K$8,$BZ1680,($BE1666/(($F1666-18)/100))))+((($B1666-18)/100)*$CA1680))*$CD1680,0)))","v":0},{"$f":"IF($B1666>$F1666,0,IF($C1666>$G1666,0,ROUND(((($F1666-$B1666)/100)*IF('DBH-Upgrade'!$K$6='DBH-Upgrade'!$K$8,$BZ1680,($BE1666/(($F1666-18)/100))))+((($B1666-18)/100)*$CA1680),0)))","v":0},{"v":1.5,"d":"1.500"},1.08,1.08,1.08,29,{"$f":"IF($B1666>$F1666,0,IF($C1666>$G1666,0,ROUND(((($F1666-$B1666)/100)*(IF('DBH-Upgrade'!$K$6='DBH-Upgrade'!$K$8,$BZ1680,($BE1666/(($F1666-18)/100))))*$CH1680)+((($B1666-18)/100)*$CA1680*$CE1680*$CG1680),0)))","v":0},{"$f":"IF($B1666>$F1666,0,IF($C1666>$G1666,0,ROUND(((($F1666-$B1666)/100)*(IF('DBH-Upgrade'!$K$6='DBH-Upgrade'!$K$8,$BZ1680,($BE1666/(($F1666-18)/100))))*$CH1680)+((($B1666-18)/100)*$CA1680*$CD1680*$CG1680),0)))","v":0},{"$f":"IF($B1666>$F1666,0,IF($C1666>$G1666,0,ROUND(((($F1666-$B1666)/100)*(IF('DBH-Upgrade'!$K$6='DBH-Upgrade'!$K$8,$BZ1680,($BE1666/(($F1666-18)/100))))*$CH1680)+((($B1666-18)/100)*$CA1680*$CG1680),0)))","v":0},1,0,0,0,{"v":7.92525804e-06,"d":"0.00"},{"v":0,"d":"0.00"},{"v":0,"d":"0.00"},{"v":0,"d":"0.00"},3.969E-4,1.7346,2,0.000367347,{"$f":"IF($B1666>$F1666,0,IF($C1666>$G1666,0,ROUND((((($F1666-$B1666)/100)*IF('DBH-Upgrade'!$K$6='DBH-Upgrade'!$K$8,$CC1680,($BF1666/(($F1666-18)/100))))+((($B1666-18)/100)*$CB1680))*IF($E1666>50,IF($G1666=11,(1-(($E1666-50)*0.005)),IF($G1666=16,(1-(($E1666-50)*0.005)),IF($G1666=21,(1-(($E1666-50)*0.005)),1))),1)*$CE1680,0)))","v":0},{"$f":"IF($B1666>$F1666,0,IF($C1666>$G1666,0,ROUND((((($F1666-$B1666)/100)*IF('DBH-Upgrade'!$K$6='DBH-Upgrade'!$K$8,$CC1680,($BF1666/(($F1666-18)/100))))+((($B1666-18)/100)*$CB1680))*IF($E1666>50,IF($G1666=11,(1-(($E1666-50)*0.005)),IF($G1666=16,(1-(($E1666-50)*0.005)),IF($G1666=21,(1-(($E1666-50)*0.005)),1))),1)*$CD1680,0)))","v":0},{"$f":"IF($B1666>$F1666,0,IF($C1666>$G1666,0,ROUND((((($F1666-$B1666)/100)*IF('DBH-Upgrade'!$K$6='DBH-Upgrade'!$K$8,$CC1680,($BF1666/(($F1666-18)/100))))+((($B1666-18)/100)*$CB1680))*IF($E1666>50,IF($G1666=11,(1-(($E1666-50)*0.005)),IF($G1666=16,(1-(($E1666-50)*0.005)),IF($G1666=21,(1-(($E1666-50)*0.005)),1))),1),0)))","v":0},0.98,0.98,0.98,{"$f":"AK1666*POWER(CF_cool,AN1666)","v":0},{"$f":"AL1666*POWER(CF_cool,AO1666)","v":0},{"$f":"AM1666*POWER(CF_cool,AP1666)","v":0},0,0,0,{"v":0,"d":"0.00"},{"v":0,"d":"0.00"},{"v":0,"d":"0.00"},0.5,"DBH-unit is te lang!","DBH-unit is te lang!","DBH-unit is te lang!",null,398,null,{"v":0.9,"d":"90%"},null,null,0,"DBH-unit is te lang!","DBH-unit is te lang!","DBH-unit is te lang!",null,1,1,1,0,0,0,null,0,0,0,1,{"$error":"#VALUE!"},3301,508,{"$error":"#VALUE!"},0.718791222592855,0.671228725846115,null,0.16320641939358696,0.08064538055291112,0.783779121140337,0.783779121140337,null,0]
["220901510",{"$f":"'DBH-Upgrade'!$K$8-$CL1673","v":80},10,2,20,90,15,16.5,0,26,30,42.4,{"v":747.2,"d":"747"},{"$f":"IF($B1673>$F1673,0,IF($C1673>$G1673,0,ROUND((((($F1673-$B1673)/100)*IF('DBH-Upgrade'!$K$6='DBH-Upgrade'!$K$8,$BZ1687,($BE1673/(($F1673-18)/100))))+((($B1673-18)/100)*$CA1687))*$CE1687,0)))","v":{"$error":"#VALUE!"}},{"$f":"IF($B1673>$F1673,0,IF($C1673>$G1673,0,ROUND((((($F1673-$B1673)/100)*IF('DBH-Upgrade'!$K$6='DBH-Upgrade'!$K$8,$BZ1687,($BE1673/(($F1673-18)/100))))+((($B1673-18)/100)*$CA1687))*$CD1687,0)))","v":{"$error":"#VALUE!"}},{"$f":"IF($B1673>$F1673,0,IF($C1673>$G1673,0,ROUND(((($F1673-$B1673)/100)*IF('DBH-Upgrade'!$K$6='DBH-Upgrade'!$K$8,$BZ1687,($BE1673/(($F1673-18)/100))))+((($B1673-18)/100)*$CA1687),0)))","v":{"$error":"#VALUE!"}},{"v":1.5,"d":"1.500"},1.08,1.08,1.08,60,{"$f":"IF($B1673>$F1673,0,IF($C1673>$G1673,0,ROUND(((($F1673-$B1673)/100)*(IF('DBH-Upgrade'!$K$6='DBH-Upgrade'!$K$8,$BZ1687,($BE1673/(($F1673-18)/100))))*$CH1687)+((($B1673-18)/100)*$CA1687*$CE1687*$CG1687),0)))","v":{"$error":"#VALUE!"}},{"$f":"IF($B1673>$F1673,0,IF($C1673>$G1673,0,ROUND(((($F1673-$B1673)/100)*(IF('DBH-Upgrade'!$K$6='DBH-Upgrade'!$K$8,$BZ1687,($BE1673/(($F1673-18)/100))))*$CH1687)+((($B1673-18)/100)*$CA1687*$CD1687*$CG1687),0)))","v":{"$error":"#VALUE!"}},{"$f":"IF($B1673>$F1673,0,IF($C1673>$G1673,0,ROUND(((($F1673-$B1673)/100)*(IF('DBH-Upgrade'!$K$6='DBH-Upgrade'!$K$8,$BZ1687,($BE1673/(($F1673-18)/100))))*$CH1687)+((($B1673-18)/100)*$CA1687*$CG1687),0)))","v":{"$error":"#VALUE!"}},3,{"$error":"#VALUE!"},{"$error":"#VALUE!"},{"$error":"#VALUE!"},{"v":6.1246081632779789E-5,"d":"0.00"},{"$error":"#VALUE!"},{"$error":"#VALUE!"},{"$error":"#VALUE!"},0.0002083,1.724,2,0.000461829,{"$f":"IF($B1673>$F1673,0,IF($C1673>$G1673,0,ROUND((((($F1673-$B1673)/100)*IF('DBH-Upgrade'!$K$6='DBH-Upgrade'!$K$8,$CC1687,($BF1673/(($F1673-18)/100))))+((($B1673-18)/100)*$CB1687))*IF($E1673>50,IF($G1673=11,(1-(($E1673-50)*0.005)),IF($G1673=16,(1-(($E1673-50)*0.005)),IF($G1673=21,(1-(($E1673-50)*0.005)),1))),1)*$CE1687,0)))","v":{"$error":"#VALUE!"}},{"$f":"IF($B1673>$F1673,0,IF($C1673>$G1673,0,ROUND((((($F1673-$B1673)/100)*IF('DBH-Upgrade'!$K$6='DBH-Upgrade'!$K$8,$CC1687,($BF1673/(($F1673-18)/100))))+((($B1673-18)/100)*$CB1687))*IF($E1673>50,IF($G1673=11,(1-(($E1673-50)*0.005)),IF($G1673=16,(1-(($E1673-50)*0.005)),IF($G1673=21,(1-(($E1673-50)*0.005)),1))),1)*$CD1687,0)))","v":{"$error":"#VALUE!"}},{"$f":"IF($B1673>$F1673,0,IF($C1673>$G1673,0,ROUND((((($F1673-$B1673)/100)*IF('DBH-Upgrade'!$K$6='DBH-Upgrade'!$K$8,$CC1687,($BF1673/(($F1673-18)/100))))+((($B1673-18)/100)*$CB1687))*IF($E1673>50,IF($G1673=11,(1-(($E1673-50)*0.005)),IF($G1673=16,(1-(($E1673-50)*0.005)),IF($G1673=21,(1-(($E1673-50)*0.005)),1))),1),0)))","v":{"$error":"#VALUE!"}},1.01,1.01,1.01,{"$f":"AK1673*POWER(CF_cool,AN1673)","v":{"$error":"#VALUE!"}},{"$f":"AL1673*POWER(CF_cool,AO1673)","v":{"$error":"#VALUE!"}},{"$f":"AM1673*POWER(CF_cool,AP1673)","v":{"$error":"#VALUE!"}},{"$error":"#VALUE!"},{"$error":"#VALUE!"},{"$error":"#VALUE!"},{"$error":"#VALUE!"},{"$error":"#VALUE!"},{"$error":"#VALUE!"},0.9,6,6.7,9,null,934,null,{"v":0.8,"d":"80%"},null,null,0,11.8,13.7,21.85,null,1,1,1,{"$error":"#VALUE!"},{"$error":"#VALUE!"},{"$error":"#VALUE!"},null,{"$error":"#VALUE!"},{"$error":"#VALUE!"},{"$error":"#VALUE!"},{"$error":"#VALUE!"},{"$error":"#VALUE!"},4479,834,{"$error":"#VALUE!"},0.7127093372490777,0.6655050705360576,null,0.15781864009190116,0.08064538055291112,0.7952052041594007,0.7952052041594007,null,0]
["2201201010",{"$f":"'DBH-Upgrade'!$K$8-$CL1681","v":80},10,2,20,120,10,11.5,0,26,30,44,{"v":613.8000000000001,"d":"614"},{"$f":"IF($B1681>$F1681,0,IF($C1681>$G1681,0,ROUND((((($F1681-$B1681)/100)*IF('DBH-Upgrade'!$K$6='DBH-Upgrade'!$K$8,$BZ1695,($BE1681/(($F1681-18)/100))))+((($B1681-18)/100)*$CA1695))*$CE1695,0)))","v":1505},{"$f":"IF($B1681>$F1681,0,IF($C1681>$G1681,0,ROUND((((($F1681-$B1681)/100)*IF('DBH-Upgrade'!$K$6='DBH-Upgrade'!$K$8,$BZ1695,($BE1681/(($F1681-18)/100))))+((($B1681-18)/100)*$CA1695))*$CD1695,0)))","v":1626},{"$f":"IF($B1681>$F1681,0,IF($C1681>$G1681,0,ROUND(((($F1681-$B1681)/100)*IF('DBH-Upgrade'!$K$6='DBH-Upgrade'!$K$8,$BZ1695,($BE1681/(($F1681-18)/100))))+((($B1681-18)/100)*$CA1695),0)))","v":2025},{"v":1.5,"d":"1.500"},1.08,1.08,1.08,50,{"$f":"IF($B1681>$F1681,0,IF($C1681>$G1681,0,ROUND(((($F1681-$B1681)/100)*(IF('DBH-Upgrade'!$K$6='DBH-Upgrade'!$K$8,$BZ1695,($BE1681/(($F1681-18)/100))))*$CH1695)+((($B1681-18)/100)*$CA1695*$CE1695*$CG1695),0)))","v":227},{"$f":"IF($B1681>$F1681,0,IF($C1681>$G1681,0,ROUND(((($F1681-$B1681)/100)*(IF('DBH-Upgrade'!$K$6='DBH-Upgrade'!$K$8,$BZ1695,($BE1681/(($F1681-18)/100))))*$CH1695)+((($B1681-18)/100)*$CA1695*$CD1695*$CG1695),0)))","v":243},{"$f":"IF($B1681>$F1681,0,IF($C1681>$G1681,0,ROUND(((($F1681-$B1681)/100)*(IF('DBH-Upgrade'!$K$6='DBH-Upgrade'!$K$8,$BZ1695,($BE1681/(($F1681-18)/100))))*$CH1695)+((($B1681-18)/100)*$CA1695*$CG1695),0)))","v":293},3,12,13,15,{"v":8.7635165467223633E-5,"d":"0.00"},{"v":1.130114731163379E-3,"d":"0.00"},{"v":1.3112251436413357E-3,"d":"0.00"},{"v":1.7108428823737756E-3,"d":"0.00"},3.969E-4,1.7346,2,0.000367347,{"$f":"IF($B1681>$F1681,0,IF($C1681>$G1681,0,ROUND((((($F1681-$B1681)/100)*IF('DBH-Upgrade'!$K$6='DBH-Upgrade'!$K$8,$CC1695,($BF1681/(($F1681-18)/100))))+((($B1681-18)/100)*$CB1695))*IF($E1681>50,IF($G1681=11,(1-(($E1681-50)*0.005)),IF($G1681=16,(1-(($E1681-50)*0.005)),IF($G1681=21,(1-(($E1681-50)*0.005)),1))),1)*$CE1695,0)))","v":181},{"$f":"IF($B1681>$F1681,0,IF($C1681>$G1681,0,ROUND((((($F1681-$B1681)/100)*IF('DBH-Upgrade'!$K$6='DBH-Upgrade'!$K$8,$CC1695,($BF1681/(($F1681-18)/100))))+((($B1681-18)/100)*$CB1695))*IF($E1681>50,IF($G1681=11,(1-(($E1681-50)*0.005)),IF($G1681=16,(1-(($E1681-50)*0.005)),IF($G1681=21,(1-(($E1681-50)*0.005)),1))),1)*$CD1695,0)))","v":195},{"$f":"IF($B1681>$F1681,0,IF($C1681>$G1681,0,ROUND((((($F1681-$B1681)/100)*IF('DBH-Upgrade'!$K$6='DBH-Upgrade'!$K$8,$CC1695,($BF1681/(($F1681-18)/100))))+((($B1681-18)/100)*$CB1695))*IF($E1681>50,IF($G1681=11,(1-(($E1681-50)*0.005)),IF($G1681=16,(1-(($E1681-50)*0.005)),IF($G1681=21,(1-(($E1681-50)*0.005)),1))),1),0)))","v":243},0.98,0.98,0.98,{"$f":"AK1681*POWER(CF_cool,AN1681)","v":142.89433997881457},{"$f":"AL1681*POWER(CF_cool,AO1681)","v":153.94694086115382},{"$f":"AM1681*POWER(CF_cool,AP1681)","v":191.84157245774554},31,33,41,{"v":0.006632944058618809,"d":"0.01"},{"v":0.007457240286773492,"d":"0.01"},{"v":0.011205500754072246,"d":"0.01"},0.8,6,6.7,9,null,682,null,{"v":0.9,"d":"90%"},null,null,0,11.8,13.7,21.85,null,1,1,1,142.89433997881457,153.94694086115382,191.84157245774554,null,0,0,0,1,{"$error":"#VALUE!"},3301,508,{"$error":"#VALUE!"},0.7555553480649244,0.7038387772986681,null,0.16320641939358696,0.08064538055291112,0.783779121140337,0.783779121140337,null,0]
["2201402010",{"$f":"'DBH-Upgrade'!$K$8-$CL1686","v":80},10,2,20,140,20,21.5,0,26,30,44.8,{"v":1561.6000000000001,"d":"1562"},{"$f":"IF($B1686>$F1686,0,IF($C1686>$G1686,0,ROUND((((($F1686-$B1686)/100)*IF('DBH-Upgrade'!$K$6='DBH-Upgrade'!$K$8,$BZ1700,($BE1686/(($F1686-18)/100))))+((($B1686-18)/100)*$CA1700))*$CE1700,0)))","v":{"$error":"#VALUE!"}},{"$f":"IF($B1686>$F1686,0,IF($C1686>$G1686,0,ROUND((((($F1686-$B1686)/100)*IF('DBH-Upgrade'!$K$6='DBH-Upgrade'!$K$8,$BZ1700,($BE1686/(($F1686-18)/100))))+((($B1686-18)/100)*$CA1700))*$CD1700,0)))","v":{"$error":"#VALUE!"}},{"$f":"IF($B1686>$F1686,0,IF($C1686>$G1686,0,ROUND(((($F1686-$B1686)/100)*IF('DBH-Upgrade'!$K$6='DBH-Upgrade'!$K$8,$BZ1700,($BE1686/(($F1686-18)/100))))+((($B1686-18)/100)*$CA1700),0)))","v":{"$error":"#VALUE!"}},{"v":1.5,"d":"1.500"},1.08,1.08,1.08,126,{"$f":"IF($B1686>$F1686,0,IF($C1686>$G1686,0,ROUND(((($F1686-$B1686)/100)*(IF('DBH-Upgrade'!$K$6='DBH-Upgrade'!$K$8,$BZ1700,($BE1686/(($F1686-18)/100))))*$CH1700)+((($B1686-18)/100)*$CA1700*$CE1700*$CG1700),0)))","v":{"$error":"#VALUE!"}},{"$f":"IF($B1686>$F1686,0,IF($C1686>$G1686,0,ROUND(((($F1686-$B1686)/100)*(IF('DBH-Upgrade'!$K$6='DBH-Upgrade'!$K$8,$BZ1700,($BE1686/(($F1686-18)/100))))*$CH1700)+((($B1686-18)/100)*$CA1700*$CD1700*$CG1700),0)))","v":{"$error":"#VALUE!"}},{"$f":"IF($B1686>$F1686,0,IF($C1686>$G1686,0,ROUND(((($F1686-$B1686)/100)*(IF('DBH-Upgrade'!$K$6='DBH-Upgrade'!$K$8,$BZ1700,($BE1686/(($F1686-18)/100))))*$CH1700)+((($B1686-18)/100)*$CA1700*$CG1700),0)))","v":{"$error":"#VALUE!"}},7,{"$error":"#VALUE!"},{"$error":"#VALUE!"},{"$error":"#VALUE!"},{"v":2.7044090516383233E-4,"d":"0.00"},{"$error":"#VALUE!"},{"$error":"#VALUE!"},{"$error":"#VALUE!"},0.0001276,1.7219,2,3.76611E-4,{"$f":"IF($B1686>$F1686,0,IF($C1686>$G1686,0,ROUND((((($F1686-$B1686)/100)*IF('DBH-Upgrade'!$K$6='DBH-Upgrade'!$K$8,$CC1700,($BF1686/(($F1686-18)/100))))+((($B1686-18)/100)*$CB1700))*IF($E1686>50,IF($G1686=11,(1-(($E1686-50)*0.005)),IF($G1686=16,(1-(($E1686-50)*0.005)),IF($G1686=21,(1-(($E1686-50)*0.005)),1))),1)*$CE1700,0)))","v":{"$error":"#VALUE!"}},{"$f":"IF($B1686>$F1686,0,IF($C1686>$G1686,0,ROUND((((($F1686-$B1686)/100)*IF('DBH-Upgrade'!$K$6='DBH-Upgrade'!$K$8,$CC1700,($BF1686/(($F1686-18)/100))))+((($B1686-18)/100)*$CB1700))*IF($E1686>50,IF($G1686=11,(1-(($E1686-50)*0.005)),IF($G1686=16,(1-(($E1686-50)*0.005)),IF($G1686=21,(1-(($E1686-50)*0.005)),1))),1)*$CD1700,0)))","v":{"$error":"#VALUE!"}},{"$f":"IF($B1686>$F1686,0,IF($C1686>$G1686,0,ROUND((((($F1686-$B1686)/100)*IF('DBH-Upgrade'!$K$6='DBH-Upgrade'!$K$8,$CC1700,($BF1686/(($F1686-18)/100))))+((($B1686-18)/100)*$CB1700))*IF($E1686>50,IF($G1686=11,(1-(($E1686-50)*0.005)),IF($G1686=16,(1-(($E1686-50)*0.005)),IF($G1686=21,(1-(($E1686-50)*0.005)),1))),1),0)))","v":{"$error":"#VALUE!"}},0.95,0.95,0.95,{"$f":"AK1686*POWER(CF_cool,AN1686)","v":{"$error":"#VALUE!"}},{"$f":"AL1686*POWER(CF_cool,AO1686)","v":{"$error":"#VALUE!"}},{"$f":"AM1686*POWER(CF_cool,AP1686)","v":{"$error":"#VALUE!"}},{"$error":"#VALUE!"},{"$error":"#VALUE!"},{"$error":"#VALUE!"},{"$error":"#VALUE!"},{"$error":"#VALUE!"},{"$error":"#VALUE!"},1.9,6,6.7,9,null,1952,null,{"v":0.8,"d":"80%"},null,null,0,11.8,13.7,21.85,null,1,1,1,{"$error":"#VALUE!"},{"$error":"#VALUE!"},{"$error":"#VALUE!"},null,{"$error":"#VALUE!"},{"$error":"#VALUE!"},{"$error":"#VALUE!"},{"$error":"#VALUE!"},1127,2539,352,62,0.8212441545440573,0.7634388097075354,null,0.16320641939358696,0.08064538055291112,0.7894714915956607,0.7894714915956607,null,0]
["2201801510",{"$f":"'DBH-Upgrade'!$K$8-$CL1691","v":60},10,2,20,180,15,16.5,0,26,30,46,{"v":1494.4,"d":"1494"},{"$f":"IF($B1691>$F1691,0,IF($C1691>$G1691,0,ROUND((((($F1691-$B1691)/100)*IF('DBH-Upgrade'!$K$6='DBH-Upgrade'!$K$8,$BZ1705,($BE1691/(($F1691-18)/100))))+((($B1691-18)/100)*$CA1705))*$CE1705,0)))","v":{"$error":"#VALUE!"}},{"$f":"IF($B1691>$F1691,0,IF($C1691>$G1691,0,ROUND((((($F1691-$B1691)/100)*IF('DBH-Upgrade'!$K$6='DBH-Upgrade'!$K$8,$BZ1705,($BE1691/(($F1691-18)/100))))+((($B1691-18)/100)*$CA1705))*$CD1705,0)))","v":{"$error":"#VALUE!"}},{"$f":"IF($B1691>$F1691,0,IF($C1691>$G1691,0,ROUND(((($F1691-$B1691)/100)*IF('DBH-Upgrade'!$K$6='DBH-Upgrade'!$K$8,$BZ1705,($BE1691/(($F1691-18)/100))))+((($B1691-18)/100)*$CA1705),0)))","v":{"$error":"#VALUE!"}},{"v":1.5,"d":"1.500"},1.08,1.08,1.08,121,{"$f":"IF($B1691>$F1691,0,IF($C1691>$G1691,0,ROUND(((($F1691-$B1691)/100)*(IF('DBH-Upgrade'!$K$6='DBH-Upgrade'!$K$8,$BZ1705,($BE1691/(($F1691-18)/100))))*$CH1705)+((($B1691-18)/100)*$CA1705*$CE1705*$CG1705),0)))","v":{"$error":"#VALUE!"}},{"$f":"IF($B1691>$F1691,0,IF($C1691>$G1691,0,ROUND(((($F1691-$B1691)/100)*(IF('DBH-Upgrade'!$K$6='DBH-Upgrade'!$K$8,$BZ1705,($BE1691/(($F1691-18)/100))))*$CH1705)+((($B1691-18)/100)*$CA1705*$CD1705*$CG1705),0)))","v":{"$error":"#VALUE!"}},{"$f":"IF($B1691>$F1691,0,IF($C1691>$G1691,0,ROUND(((($F1691-$B1691)/100)*(IF('DBH-Upgrade'!$K$6='DBH-Upgrade'!$K$8,$BZ1705,($BE1691/(($F1691-18)/100))))*$CH1705)+((($B1691-18)/100)*$CA1705*$CG1705),0)))","v":{"$error":"#VALUE!"}},6,{"$error":"#VALUE!"},{"$error":"#VALUE!"},{"$error":"#VALUE!"},{"v":3.1136899325663364E-4,"d":"0.00"},{"$error":"#VALUE!"},{"$error":"#VALUE!"},{"$error":"#VALUE!"},0.0002083,1.724,2,0.000461829,{"$f":"IF($B1691>$F1691,0,IF($C1691>$G1691,0,ROUND((((($F1691-$B1691)/100)*IF('DBH-Upgrade'!$K$6='DBH-Upgrade'!$K$8,$CC1705,($BF1691/(($F1691-18)/100))))+((($B1691-18)/100)*$CB1705))*IF($E1691>50,IF($G1691=11,(1-(($E1691-50)*0.005)),IF($G1691=16,(1-(($E1691-50)*0.005)),IF($G1691=21,(1-(($E1691-50)*0.005)),1))),1)*$CE1705,0)))","v":{"$error":"#VALUE!"}},{"$f":"IF($B1691>$F1691,0,IF($C1691>$G1691,0,ROUND((((($F1691-$B1691)/100)*IF('DBH-Upgrade'!$K$6='DBH-Upgrade'!$K$8,$CC1705,($BF1691/(($F1691-18)/100))))+((($B1691-18)/100)*$CB1705))*IF($E1691>50,IF($G1691=11,(1-(($E1691-50)*0.005)),IF($G1691=16,(1-(($E1691-50)*0.005)),IF($G1691=21,(1-(($E1691-50)*0.005)),1))),1)*$CD1705,0)))","v":{"$error":"#VALUE!"}},{"$f":"IF($B1691>$F1691,0,IF($C1691>$G1691,0,ROUND((((($F1691-$B1691)/100)*IF('DBH-Upgrade'!$K$6='DBH-Upgrade'!$K$8,$CC1705,($BF1691/(($F1691-18)/100))))+((($B1691-18)/100)*$CB1705))*IF($E1691>50,IF($G1691=11,(1-(($E1691-50)*0.005)),IF($G1691=16,(1-(($E1691-50)*0.005)),IF($G1691=21,(1-(($E1691-50)*0.005)),1))),1),0)))","v":{"$error":"#VALUE!"}},1.01,1.01,1.01,{"$f":"AK1691*POWER(CF_cool,AN1691)","v":{"$error":"#VALUE!"}},{"$f":"AL1691*POWER(CF_cool,AO1691)","v":{"$error":"#VALUE!"}},{"$f":"AM1691*POWER(CF_cool,AP1691)","v":{"$error":"#VALUE!"}},{"$error":"#VALUE!"},{"$error":"#VALUE!"},{"$error":"#VALUE!"},{"$error":"#VALUE!"},{"$error":"#VALUE!"},{"$error":"#VALUE!"},1.8,6,6.7,9,null,1868,null,{"v":0.8,"d":"80%"},null,null,0,11.8,13.7,21.85,null,1,1,1,{"$error":"#VALUE!"},{"$error":"#VALUE!"},{"$error":"#VALUE!"},null,{"$error":"#VALUE!"},{"$error":"#VALUE!"},{"$error":"#VALUE!"},{"$error":"#VALUE!"},{"$error":"#VALUE!"},3682,458,{"$error":"#VALUE!"},0.8146699660963719,0.7561986894808467,null,0.16320641939358696,0.08064538055291112,0.7952052041594007,0.7952052041594007,null,20]
["2202402010",{"$f":"'DBH-Upgrade'!$K$8-$CL1701","v":80},10,2,20,240,20,21.5,0,26,30,47.2,{"v":2676.8,"d":"2677"},{"$f":"IF($B1701>$F1701,0,IF($C1701>$G1701,0,ROUND((((($F1701-$B1701)/100)*IF('DBH-Upgrade'!$K$6='DBH-Upgrade'!$K$8,$BZ1715,($BE1701/(($F1701-18)/100))))+((($B1701-18)/100)*$CA1715))*$CE1715,0)))","v":{"$error":"#VALUE!"}},{"$f":"IF($B1701>$F1701,0,IF($C1701>$G1701,0,ROUND((((($F1701-$B1701)/100)*IF('DBH-Upgrade'!$K$6='DBH-Upgrade'!$K$8,$BZ1715,($BE1701/(($F1701-18)/100))))+((($B1701-18)/100)*$CA1715))*$CD1715,0)))","v":{"$error":"#VALUE!"}},{"$f":"IF($B1701>$F1701,0,IF($C1701>$G1701,0,ROUND(((($F1701-$B1701)/100)*IF('DBH-Upgrade'!$K$6='DBH-Upgrade'!$K$8,$BZ1715,($BE1701/(($F1701-18)/100))))+((($B1701-18)/100)*$CA1715),0)))","v":{"$error":"#VALUE!"}},{"v":1.5,"d":"1.500"},1.08,1.08,1.08,216,{"$f":"IF($B1701>$F1701,0,IF($C1701>$G1701,0,ROUND(((($F1701-$B1701)/100)*(IF('DBH-Upgrade'!$K$6='DBH-Upgrade'!$K$8,$BZ1715,($BE1701/(($F1701-18)/100))))*$CH1715)+((($B1701-18)/100)*$CA1715*$CE1715*$CG1715),0)))","v":{"$error":"#VALUE!"}},{"$f":"IF($B1701>$F1701,0,IF($C1701>$G1701,0,ROUND(((($F1701-$B1701)/100)*(IF('DBH-Upgrade'!$K$6='DBH-Upgrade'!$K$8,$BZ1715,($BE1701/(($F1701-18)/100))))*$CH1715)+((($B1701-18)/100)*$CA1715*$CD1715*$CG1715),0)))","v":{"$error":"#VALUE!"}},{"$f":"IF($B1701>$F1701,0,IF($C1701>$G1701,0,ROUND(((($F1701-$B1701)/100)*(IF('DBH-Upgrade'!$K$6='DBH-Upgrade'!$K$8,$BZ1715,($BE1701/(($F1701-18)/100))))*$CH1715)+((($B1701-18)/100)*$CA1715*$CG1715),0)))","v":{"$error":"#VALUE!"}},11,{"$error":"#VALUE!"},{"$error":"#VALUE!"},{"$error":"#VALUE!"},{"v":7.9703035413393193E-4,"d":"0.00"},{"$error":"#VALUE!"},{"$error":"#VALUE!"},{"$error":"#VALUE!"},0.0001276,1.7219,2,3.76611E-4,{"$f":"IF($B1701>$F1701,0,IF($C1701>$G1701,0,ROUND((((($F1701-$B1701)/100)*IF('DBH-Upgrade'!$K$6='DBH-Upgrade'!$K$8,$CC1715,($BF1701/(($F1701-18)/100))))+((($B1701-18)/100)*$CB1715))*IF($E1701>50,IF($G1701=11,(1-(($E1701-50)*0.005)),IF($G1701=16,(1-(($E1701-50)*0.005)),IF($G1701=21,(1-(($E1701-50)*0.005)),1))),1)*$CE1715,0)))","v":{"$error":"#VALUE!"}},{"$f":"IF($B1701>$F1701,0,IF($C1701>$G1701,0,ROUND((((($F1701-$B1701)/100)*IF('DBH-Upgrade'!$K$6='DBH-Upgrade'!$K$8,$CC1715,($BF1701/(($F1701-18)/100))))+((($B1701-18)/100)*$CB1715))*IF($E1701>50,IF($G1701=11,(1-(($E1701-50)*0.005)),IF($G1701=16,(1-(($E1701-50)*0.005)),IF($G1701=21,(1-(($E1701-50)*0.005)),1))),1)*$CD1715,0)))","v":{"$error":"#VALUE!"}},{"$f":"IF($B1701>$F1701,0,IF($C1701>$G1701,0,ROUND((((($F1701-$B1701)/100)*IF('DBH-Upgrade'!$K$6='DBH-Upgrade'!$K$8,$CC1715,($BF1701/(($F1701-18)/100))))+((($B1701-18)/100)*$CB1715))*IF($E1701>50,IF($G1701=11,(1-(($E1701-50)*0.005)),IF($G1701=16,(1-(($E1701-50)*0.005)),IF($G1701=21,(1-(($E1701-50)*0.005)),1))),1),0)))","v":{"$error":"#VALUE!"}},0.95,0.95,0.95,{"$f":"AK1701*POWER(CF_cool,AN1701)","v":{"$error":"#VALUE!"}},{"$f":"AL1701*POWER(CF_cool,AO1701)","v":{"$error":"#VALUE!"}},{"$f":"AM1701*POWER(CF_cool,AP1701)","v":{"$error":"#VALUE!"}},{"$error":"#VALUE!"},{"$error":"#VALUE!"},{"$error":"#VALUE!"},{"$error":"#VALUE!"},{"$error":"#VALUE!"},{"$error":"#VALUE!"},3.2,6,6.7,9,null,3346,null,{"v":0.8,"d":"80%"},null,null,0,11.8,13.7,21.85,null,1,1,1,{"$error":"#VALUE!"},{"$error":"#VALUE!"},{"$error":"#VALUE!"},null,{"$error":"#VALUE!"},{"$error":"#VALUE!"},{"$error":"#VALUE!"},{"$error":"#VALUE!"},1127,2539,352,62,0.7840224333226739,0.7222362755803995,null,0.16320641939358696,0.08064538055291112,0.7894714915956607,0.7894714915956607,null,0]
["2202801510",{"$f":"'DBH-Upgrade'!$K$8-$CL1706","v":80},10,2,20,280,15,16.5,0,26,30,47.8,{"v":2324.8,"d":"2325"},{"$f":"IF($B1706>$F1706,0,IF($C1706>$G1706,0,ROUND((((($F1706-$B1706)/100)*IF('DBH-Upgrade'!$K$6='DBH-Upgrade'!$K$8,$BZ1720,($BE1706/(($F1706-18)/100))))+((($B1706-18)/100)*$CA1720))*$CE1720,0)))","v":{"$error":"#VALUE!"}},{"$f":"IF($B1706>$F1706,0,IF($C1706>$G1706,0,ROUND((((($F1706-$B1706)/100)*IF('DBH-Upgrade'!$K$6='DBH-Upgrade'!$K$8,$BZ1720,($BE1706/(($F1706-18)/100))))+((($B1706-18)/100)*$CA1720))*$CD1720,0)))","v":{"$error":"#VALUE!"}},{"$f":"IF($B1706>$F1706,0,IF($C1706>$G1706,0,ROUND(((($F1706-$B1706)/100)*IF('DBH-Upgrade'!$K$6='DBH-Upgrade'!$K$8,$BZ1720,($BE1706/(($F1706-18)/100))))+((($B1706-18)/100)*$CA1720),0)))","v":{"$error":"#VALUE!"}},{"v":1.5,"d":"1.500"},1.08,1.08,1.08,187,{"$f":"IF($B1706>$F1706,0,IF($C1706>$G1706,0,ROUND(((($F1706-$B1706)/100)*(IF('DBH-Upgrade'!$K$6='DBH-Upgrade'!$K$8,$BZ1720,($BE1706/(($F1706-18)/100))))*$CH1720)+((($B1706-18)/100)*$CA1720*$CE1720*$CG1720),0)))","v":{"$error":"#VALUE!"}},{"$f":"IF($B1706>$F1706,0,IF($C1706>$G1706,0,ROUND(((($F1706-$B1706)/100)*(IF('DBH-Upgrade'!$K$6='DBH-Upgrade'!$K$8,$BZ1720,($BE1706/(($F1706-18)/100))))*$CH1720)+((($B1706-18)/100)*$CA1720*$CD1720*$CG1720),0)))","v":{"$error":"#VALUE!"}},{"$f":"IF($B1706>$F1706,0,IF($C1706>$G1706,0,ROUND(((($F1706-$B1706)/100)*(IF('DBH-Upgrade'!$K$6='DBH-Upgrade'!$K$8,$BZ1720,($BE1706/(($F1706-18)/100))))*$CH1720)+((($B1706-18)/100)*$CA1720*$CG1720),0)))","v":{"$error":"#VALUE!"}},10,{"$error":"#VALUE!"},{"$error":"#VALUE!"},{"$error":"#VALUE!"},{"v":1.0269381703229769E-3,"d":"0.00"},{"$error":"#VALUE!"},{"$error":"#VALUE!"},{"$error":"#VALUE!"},0.0002083,1.724,2,0.000461829,{"$f":"IF($B1706>$F1706,0,IF($C1706>$G1706,0,ROUND((((($F1706-$B1706)/100)*IF('DBH-Upgrade'!$K$6='DBH-Upgrade'!$K$8,$CC1720,($BF1706/(($F1706-18)/100))))+((($B1706-18)/100)*$CB1720))*IF($E1706>50,IF($G1706=11,(1-(($E1706-50)*0.005)),IF($G1706=16,(1-(($E1706-50)*0.005)),IF($G1706=21,(1-(($E1706-50)*0.005)),1))),1)*$CE1720,0)))","v":{"$error":"#VALUE!"}},{"$f":"IF($B1706>$F1706,0,IF($C1706>$G1706,0,ROUND((((($F1706-$B1706)/100)*IF('DBH-Upgrade'!$K$6='DBH-Upgrade'!$K$8,$CC1720,($BF1706/(($F1706-18)/100))))+((($B1706-18)/100)*$CB1720))*IF($E1706>50,IF($G1706=11,(1-(($E1706-50)*0.005)),IF($G1706=16,(1-(($E1706-50)*0.005)),IF($G1706=21,(1-(($E1706-50)*0.005)),1))),1)*$CD1720,0)))","v":{"$error":"#VALUE!"}},{"$f":"IF($B1706>$F1706,0,IF($C1706>$G1706,0,ROUND((((($F1706-$B1706)/100)*IF('DBH-Upgrade'!$K$6='DBH-Upgrade'!$K$8,$CC1720,($BF1706/(($F1706-18)/100))))+((($B1706-18)/100)*$CB1720))*IF($E1706>50,IF($G1706=11,(1-(($E1706-50)*0.005)),IF($G1706=16,(1-(($E1706-50)*0.005)),IF($G1706=21,(1-(($E1706-50)*0.005)),1))),1),0)))","v":{"$error":"#VALUE!"}},1.01,1.01,1.01,{"$f":"AK1706*POWER(CF_cool,AN1706)","v":{"$error":"#VALUE!"}},{"$f":"AL1706*POWER(CF_cool,AO1706)","v":{"$error":"#VALUE!"}},{"$f":"AM1706*POWER(CF_cool,AP1706)","v":{"$error":"#VALUE!"}},{"$error":"#VALUE!"},{"$error":"#VALUE!"},{"$error":"#VALUE!"},{"$error":"#VALUE!"},{"$error":"#VALUE!"},{"$error":"#VALUE!"},2.8,6,6.7,9,null,2906,null,{"v":0.8,"d":"80%"},null,null,0,11.8,13.7,21.85,null,1,1,1,{"$error":"#VALUE!"},{"$error":"#VALUE!"},{"$error":"#VALUE!"},null,{"$error":"#VALUE!"},{"$error":"#VALUE!"},{"$error":"#VALUE!"},{"$error":"#VALUE!"},{"$error":"#VALUE!"},3682,458,{"$error":"#VALUE!"},0.7840224333226739,0.7222362755803995,null,0.16320641939358696,0.08064538055291112,0.7952052041594007,0.7952052041594007,null,0]
["235601510",{"$f":"'DBH-Upgrade'!$K$8-$CL1712","v":80},10,2,35,60,15,16.5,0,26,30,40,632,{"$f":"IF($B1712>$F1712,0,IF($C1712>$G1712,0,ROUND((((($F1712-$B1712)/100)*IF('DBH-Upgrade'!$K$6='DBH-Upgrade'!$K$8,$BZ1726,($BE1712/(($F1712-18)/100))))+((($B1712-18)/100)*$CA1726))*$CE1726,0)))","v":0},{"$f":"IF($B1712>$F1712,0,IF($C1712>$G1712,0,ROUND((((($F1712-$B1712)/100)*IF('DBH-Upgrade'!$K$6='DBH-Upgrade'!$K$8,$BZ1726,($BE1712/(($F1712-18)/100))))+((($B1712-18)/100)*$CA1726))*$CD1726,0)))","v":0},{"$f":"IF($B1712>$F1712,0,IF($C1712>$G1712,0,ROUND(((($F1712-$B1712)/100)*IF('DBH-Upgrade'!$K$6='DBH-Upgrade'!$K$8,$BZ1726,($BE1712/(($F1712-18)/100))))+((($B1712-18)/100)*$CA1726),0)))","v":0},{"v":1.5,"d":"1.500"},1.08,1.08,1.08,51,{"$f":"IF($B1712>$F1712,0,IF($C1712>$G1712,0,ROUND(((($F1712-$B1712)/100)*(IF('DBH-Upgrade'!$K$6='DBH-Upgrade'!$K$8,$BZ1726,($BE1712/(($F1712-18)/100))))*$CH1726)+((($B1712-18)/100)*$CA1726*$CE1726*$CG1726),0)))","v":0},{"$f":"IF($B1712>$F1712,0,IF($C1712>$G1712,0,ROUND(((($F1712-$B1712)/100)*(IF('DBH-Upgrade'!$K$6='DBH-Upgrade'!$K$8,$BZ1726,($BE1712/(($F1712-18)/100))))*$CH1726)+((($B1712-18)/100)*$CA1726*$CD1726*$CG1726),0)))","v":0},{"$f":"IF($B1712>$F1712,0,IF($C1712>$G1712,0,ROUND(((($F1712-$B1712)/100)*(IF('DBH-Upgrade'!$K$6='DBH-Upgrade'!$K$8,$BZ1726,($BE1712/(($F1712-18)/100))))*$CH1726)+((($B1712-18)/100)*$CA1726*$CG1726),0)))","v":0},3,0,0,0,{"v":5.31060959848513e-05,"d":"0.00"},{"v":0,"d":"0.00"},{"v":0,"d":"0.00"},{"v":0,"d":"0.00"},0.0002083,1.724,2,0.000461829,{"$f":"IF($B1712>$F1712,0,IF($C1712>$G1712,0,ROUND((((($F1712-$B1712)/100)*IF('DBH-Upgrade'!$K$6='DBH-Upgrade'!$K$8,$CC1726,($BF1712/(($F1712-18)/100))))+((($B1712-18)/100)*$CB1726))*IF($E1712>50,IF($G1712=11,(1-(($E1712-50)*0.005)),IF($G1712=16,(1-(($E1712-50)*0.005)),IF($G1712=21,(1-(($E1712-50)*0.005)),1))),1)*$CE1726,0)))","v":0},{"$f":"IF($B1712>$F1712,0,IF($C1712>$G1712,0,ROUND((((($F1712-$B1712)/100)*IF('DBH-Upgrade'!$K$6='DBH-Upgrade'!$K$8,$CC1726,($BF1712/(($F1712-18)/100))))+((($B1712-18)/100)*$CB1726))*IF($E1712>50,IF($G1712=11,(1-(($E1712-50)*0.005)),IF($G1712=16,(1-(($E1712-50)*0.005)),IF($G1712=21,(1-(($E1712-50)*0.005)),1))),1)*$CD1726,0)))","v":0},{"$f":"IF($B1712>$F1712,0,IF($C1712>$G1712,0,ROUND((((($F1712-$B1712)/100)*IF('DBH-Upgrade'!$K$6='DBH-Upgrade'!$K$8,$CC1726,($BF1712/(($F1712-18)/100))))+((($B1712-18)/100)*$CB1726))*IF($E1712>50,IF($G1712=11,(1-(($E1712-50)*0.005)),IF($G1712=16,(1-(($E1712-50)*0.005)),IF($G1712=21,(1-(($E1712-50)*0.005)),1))),1),0)))","v":0},1.01,1.01,1.01,{"$f":"AK1712*POWER(CF_cool,AN1712)","v":0},{"$f":"AL1712*POWER(CF_cool,AO1712)","v":0},{"$f":"AM1712*POWER(CF_cool,AP1712)","v":0},0,0,0,{"v":0,"d":"0.00"},{"v":0,"d":"0.00"},{"v":0,"d":"0.00"},0.6,"DBH-unit is te lang!","DBH-unit is te lang!","DBH-unit is te lang!",null,790,null,{"v":0.8,"d":"80%"},null,null,0,"DBH-unit is te lang!","DBH-unit is te lang!","DBH-unit is te lang!",null,1,1,1,0,0,0,null,0,0,0,1,{"$error":"#VALUE!"},3682,458,{"$error":"#VALUE!"},0.7585639347228863,0.6942595523857338,null,0.16320641939358696,0.08064538055291112,0.7952052041594007,0.7952052041594007,null,0]
["235701510",{"$f":"'DBH-Upgrade'!$K$8-$CL1718","v":70},10,2,35,70,15,16.5,0,26,30,41,{"v":737.6,"d":"738"},{"$f":"IF($B1718>$F1718,0,IF($C1718>$G1718,0,ROUND((((($F1718-$B1718)/100)*IF('DBH-Upgrade'!$K$6='DBH-Upgrade'!$K$8,$BZ1732,($BE1718/(($F1718-18)/100))))+((($B1718-18)/100)*$CA1732))*$CE1732,0)))","v":{"$error":"#VALUE!"}},{"$f":"IF($B1718>$F1718,0,IF($C1718>$G1718,0,ROUND((((($F1718-$B1718)/100)*IF('DBH-Upgrade'!$K$6='DBH-Upgrade'!$K$8,$BZ1732,($BE1718/(($F1718-18)/100))))+((($B1718-18)/100)*$CA1732))*$CD1732,0)))","v":{"$error":"#VALUE!"}},{"$f":"IF($B1718>$F1718,0,IF($C1718>$G1718,0,ROUND(((($F1718-$B1718)/100)*IF('DBH-Upgrade'!$K$6='DBH-Upgrade'!$K$8,$BZ1732,($BE1718/(($F1718-18)/100))))+((($B1718-18)/100)*$CA1732),0)))","v":{"$error":"#VALUE!"}},{"v":1.5,"d":"1.500"},1.08,1.08,1.08,59,{"$f":"IF($B1718>$F1718,0,IF($C1718>$G1718,0,ROUND(((($F1718-$B1718)/100)*(IF('DBH-Upgrade'!$K$6='DBH-Upgrade'!$K$8,$BZ1732,($BE1718/(($F1718-18)/100))))*$CH1732)+((($B1718-18)/100)*$CA1732*$CE1732*$CG1732),0)))","v":{"$error":"#VALUE!"}},{"$f":"IF($B1718>$F1718,0,IF($C1718>$G1718,0,ROUND(((($F1718-$B1718)/100)*(IF('DBH-Upgrade'!$K$6='DBH-Upgrade'!$K$8,$BZ1732,($BE1718/(($F1718-18)/100))))*$CH1732)+((($B1718-18)/100)*$CA1732*$CD1732*$CG1732),0)))","v":{"$error":"#VALUE!"}},{"$f":"IF($B1718>$F1718,0,IF($C1718>$G1718,0,ROUND(((($F1718-$B1718)/100)*(IF('DBH-Upgrade'!$K$6='DBH-Upgrade'!$K$8,$BZ1732,($BE1718/(($F1718-18)/100))))*$CH1732)+((($B1718-18)/100)*$CA1732*$CG1732),0)))","v":{"$error":"#VALUE!"}},3,{"$error":"#VALUE!"},{"$error":"#VALUE!"},{"$error":"#VALUE!"},{"v":5.58194245341608e-05,"d":"0.00"},{"$error":"#VALUE!"},{"$error":"#VALUE!"},{"$error":"#VALUE!"},0.0002083,1.724,2,0.000461829,{"$f":"IF($B1718>$F1718,0,IF($C1718>$G1718,0,ROUND((((($F1718-$B1718)/100)*IF('DBH-Upgrade'!$K$6='DBH-Upgrade'!$K$8,$CC1732,($BF1718/(($F1718-18)/100))))+((($B1718-18)/100)*$CB1732))*IF($E1718>50,IF($G1718=11,(1-(($E1718-50)*0.005)),IF($G1718=16,(1-(($E1718-50)*0.005)),IF($G1718=21,(1-(($E1718-50)*0.005)),1))),1)*$CE1732,0)))","v":{"$error":"#VALUE!"}},{"$f":"IF($B1718>$F1718,0,IF($C1718>$G1718,0,ROUND((((($F1718-$B1718)/100)*IF('DBH-Upgrade'!$K$6='DBH-Upgrade'!$K$8,$CC1732,($BF1718/(($F1718-18)/100))))+((($B1718-18)/100)*$CB1732))*IF($E1718>50,IF($G1718=11,(1-(($E1718-50)*0.005)),IF($G1718=16,(1-(($E1718-50)*0.005)),IF($G1718=21,(1-(($E1718-50)*0.005)),1))),1)*$CD1732,0)))","v":{"$error":"#VALUE!"}},{"$f":"IF($B1718>$F1718,0,IF($C1718>$G1718,0,ROUND((((($F1718-$B1718)/100)*IF('DBH-Upgrade'!$K$6='DBH-Upgrade'!$K$8,$CC1732,($BF1718/(($F1718-18)/100))))+((($B1718-18)/100)*$CB1732))*IF($E1718>50,IF($G1718=11,(1-(($E1718-50)*0.005)),IF($G1718=16,(1-(($E1718-50)*0.005)),IF($G1718=21,(1-(($E1718-50)*0.005)),1))),1),0)))","v":{"$error":"#VALUE!"}},1.01,1.01,1.01,{"$f":"AK1718*POWER(CF_cool,AN1718)","v":{"$error":"#VALUE!"}},{"$f":"AL1718*POWER(CF_cool,AO1718)","v":{"$error":"#VALUE!"}},{"$f":"AM1718*POWER(CF_cool,AP1718)","v":{"$error":"#VALUE!"}},{"$error":"#VALUE!"},{"$error":"#VALUE!"},{"$error":"#VALUE!"},{"$error":"#VALUE!"},{"$error":"#VALUE!"},{"$error":"#VALUE!"},0.7,6,6.7,9,null,922,null,{"v":0.8,"d":"80%"},null,null,0,11.8,13.7,21.85,null,1,1,1,{"$error":"#VALUE!"},{"$error":"#VALUE!"},{"$error":"#VALUE!"},null,{"$error":"#VALUE!"},{"$error":"#VALUE!"},{"$error":"#VALUE!"},{"$error":"#VALUE!"},{"$error":"#VALUE!"},3682,458,{"$error":"#VALUE!"},0.75,0.68,null,0.16320641939358696,0.08064538055291112,0.7952052041594007,0.7952052041594007,null,10]
["235802010",{"$f":"'DBH-Upgrade'!$K$8-$CL1726","v":80},10,2,35,80,20,21.5,0,26,30,41.8,{"v":1152.8,"d":"1153"},{"$f":"IF($B1726>$F1726,0,IF($C1726>$G1726,0,ROUND((((($F1726-$B1726)/100)*IF('DBH-Upgrade'!$K$6='DBH-Upgrade'!$K$8,$BZ1740,($BE1726/(($F1726-18)/100))))+((($B1726-18)/100)*$CA1740))*$CE1740,0)))","v":{"$error":"#VALUE!"}},{"$f":"IF($B1726>$F1726,0,IF($C1726>$G1726,0,ROUND((((($F1726-$B1726)/100)*IF('DBH-Upgrade'!$K$6='DBH-Upgrade'!$K$8,$BZ1740,($BE1726/(($F1726-18)/100))))+((($B1726-18)/100)*$CA1740))*$CD1740,0)))","v":{"$error":"#VALUE!"}},{"$f":"IF($B1726>$F1726,0,IF($C1726>$G1726,0,ROUND(((($F1726-$B1726)/100)*IF('DBH-Upgrade'!$K$6='DBH-Upgrade'!$K$8,$BZ1740,($BE1726/(($F1726-18)/100))))+((($B1726-18)/100)*$CA1740),0)))","v":{"$error":"#VALUE!"}},{"v":1.5,"d":"1.500"},1.08,1.08,1.08,93,{"$f":"IF($B1726>$F1726,0,IF($C1726>$G1726,0,ROUND(((($F1726-$B1726)/100)*(IF('DBH-Upgrade'!$K$6='DBH-Upgrade'!$K$8,$BZ1740,($BE1726/(($F1726-18)/100))))*$CH1740)+((($B1726-18)/100)*$CA1740*$CE1740*$CG1740),0)))","v":{"$error":"#VALUE!"}},{"$f":"IF($B1726>$F1726,0,IF($C1726>$G1726,0,ROUND(((($F1726-$B1726)/100)*(IF('DBH-Upgrade'!$K$6='DBH-Upgrade'!$K$8,$BZ1740,($BE1726/(($F1726-18)/100))))*$CH1740)+((($B1726-18)/100)*$CA1740*$CD1740*$CG1740),0)))","v":{"$error":"#VALUE!"}},{"$f":"IF($B1726>$F1726,0,IF($C1726>$G1726,0,ROUND(((($F1726-$B1726)/100)*(IF('DBH-Upgrade'!$K$6='DBH-Upgrade'!$K$8,$BZ1740,($BE1726/(($F1726-18)/100))))*$CH1740)+((($B1726-18)/100)*$CA1740*$CG1740),0)))","v":{"$error":"#VALUE!"}},5,{"$error":"#VALUE!"},{"$error":"#VALUE!"},{"$error":"#VALUE!"},{"v":1.1848573165394543E-4,"d":"0.00"},{"$error":"#VALUE!"},{"$error":"#VALUE!"},{"$error":"#VALUE!"},0.0001276,1.7219,2,3.76611E-4,{"$f":"IF($B1726>$F1726,0,IF($C1726>$G1726,0,ROUND((((($F1726-$B1726)/100)*IF('DBH-Upgrade'!$K$6='DBH-Upgrade'!$K$8,$CC1740,($BF1726/(($F1726-18)/100))))+((($B1726-18)/100)*$CB1740))*IF($E1726>50,IF($G1726=11,(1-(($E1726-50)*0.005)),IF($G1726=16,(1-(($E1726-50)*0.005)),IF($G1726=21,(1-(($E1726-50)*0.005)),1))),1)*$CE1740,0)))","v":{"$error":"#VALUE!"}},{"$f":"IF($B1726>$F1726,0,IF($C1726>$G1726,0,ROUND((((($F1726-$B1726)/100)*IF('DBH-Upgrade'!$K$6='DBH-Upgrade'!$K$8,$CC1740,($BF1726/(($F1726-18)/100))))+((($B1726-18)/100)*$CB1740))*IF($E1726>50,IF($G1726=11,(1-(($E1726-50)*0.005)),IF($G1726=16,(1-(($E1726-50)*0.005)),IF($G1726=21,(1-(($E1726-50)*0.005)),1))),1)*$CD1740,0)))","v":{"$error":"#VALUE!"}},{"$f":"IF($B1726>$F1726,0,IF($C1726>$G1726,0,ROUND((((($F1726-$B1726)/100)*IF('DBH-Upgrade'!$K$6='DBH-Upgrade'!$K$8,$CC1740,($BF1726/(($F1726-18)/100))))+((($B1726-18)/100)*$CB1740))*IF($E1726>50,IF($G1726=11,(1-(($E1726-50)*0.005)),IF($G1726=16,(1-(($E1726-50)*0.005)),IF($G1726=21,(1-(($E1726-50)*0.005)),1))),1),0)))","v":{"$error":"#VALUE!"}},0.95,0.95,0.95,{"$f":"AK1726*POWER(CF_cool,AN1726)","v":{"$error":"#VALUE!"}},{"$f":"AL1726*POWER(CF_cool,AO1726)","v":{"$error":"#VALUE!"}},{"$f":"AM1726*POWER(CF_cool,AP1726)","v":{"$error":"#VALUE!"}},{"$error":"#VALUE!"},{"$error":"#VALUE!"},{"$error":"#VALUE!"},{"$error":"#VALUE!"},{"$error":"#VALUE!"},{"$error":"#VALUE!"},1.1,6,6.7,9,null,1441,null,{"v":0.8,"d":"80%"},null,null,0,11.8,13.7,21.85,null,1,1,1,{"$error":"#VALUE!"},{"$error":"#VALUE!"},{"$error":"#VALUE!"},null,{"$error":"#VALUE!"},{"$error":"#VALUE!"},{"$error":"#VALUE!"},{"$error":"#VALUE!"},{"$error":"#VALUE!"},3301,508,{"$error":"#VALUE!"},{"$f":"CS$74","v":0.7555553480649244},{"$f":"CT$74","v":0.7038387772986681},null,0.16320641939358696,0.08064538055291112,0.783779121140337,0.783779121140337,null,0]
["2351001010",{"$f":"'DBH-Upgrade'!$K$8-$CL1734","v":80},10,2,35,100,10,11.5,0,26,30,43,{"v":706.5,"d":"707"},{"$f":"IF($B1734>$F1734,0,IF($C1734>$G1734,0,ROUND((((($F1734-$B1734)/100)*IF('DBH-Upgrade'!$K$6='DBH-Upgrade'!$K$8,$BZ1748,($BE1734/(($F1734-18)/100))))+((($B1734-18)/100)*$CA1748))*$CE1748,0)))","v":1361},{"$f":"IF($B1734>$F1734,0,IF($C1734>$G1734,0,ROUND((((($F1734-$B1734)/100)*IF('DBH-Upgrade'!$K$6='DBH-Upgrade'!$K$8,$BZ1748,($BE1734/(($F1734-18)/100))))+((($B1734-18)/100)*$CA1748))*$CD1748,0)))","v":1466},{"$f":"IF($B1734>$F1734,0,IF($C1734>$G1734,0,ROUND(((($F1734-$B1734)/100)*IF('DBH-Upgrade'!$K$6='DBH-Upgrade'!$K$8,$BZ1748,($BE1734/(($F1734-18)/100))))+((($B1734-18)/100)*$CA1748),0)))","v":1800},{"v":1.5,"d":"1.500"},1.08,1.08,1.08,57,{"$f":"IF($B1734>$F1734,0,IF($C1734>$G1734,0,ROUND(((($F1734-$B1734)/100)*(IF('DBH-Upgrade'!$K$6='DBH-Upgrade'!$K$8,$BZ1748,($BE1734/(($F1734-18)/100))))*$CH1748)+((($B1734-18)/100)*$CA1748*$CE1748*$CG1748),0)))","v":212},{"$f":"IF($B1734>$F1734,0,IF($C1734>$G1734,0,ROUND(((($F1734-$B1734)/100)*(IF('DBH-Upgrade'!$K$6='DBH-Upgrade'!$K$8,$BZ1748,($BE1734/(($F1734-18)/100))))*$CH1748)+((($B1734-18)/100)*$CA1748*$CD1748*$CG1748),0)))","v":227},{"$f":"IF($B1734>$F1734,0,IF($C1734>$G1734,0,ROUND(((($F1734-$B1734)/100)*(IF('DBH-Upgrade'!$K$6='DBH-Upgrade'!$K$8,$BZ1748,($BE1734/(($F1734-18)/100))))*$CH1748)+((($B1734-18)/100)*$CA1748*$CG1748),0)))","v":275},3,11,12,14,{"v":7.7173960909037332E-5,"d":"0.00"},{"v":8.6199368157169809E-4,"d":"0.00"},{"v":1.0142596848066782E-3,"d":"0.00"},{"v":1.3534652775183998E-3,"d":"0.00"},3.969E-4,1.7346,2,0.000367347,{"$f":"IF($B1734>$F1734,0,IF($C1734>$G1734,0,ROUND((((($F1734-$B1734)/100)*IF('DBH-Upgrade'!$K$6='DBH-Upgrade'!$K$8,$CC1748,($BF1734/(($F1734-18)/100))))+((($B1734-18)/100)*$CB1748))*IF($E1734>50,IF($G1734=11,(1-(($E1734-50)*0.005)),IF($G1734=16,(1-(($E1734-50)*0.005)),IF($G1734=21,(1-(($E1734-50)*0.005)),1))),1)*$CE1748,0)))","v":174},{"$f":"IF($B1734>$F1734,0,IF($C1734>$G1734,0,ROUND((((($F1734-$B1734)/100)*IF('DBH-Upgrade'!$K$6='DBH-Upgrade'!$K$8,$CC1748,($BF1734/(($F1734-18)/100))))+((($B1734-18)/100)*$CB1748))*IF($E1734>50,IF($G1734=11,(1-(($E1734-50)*0.005)),IF($G1734=16,(1-(($E1734-50)*0.005)),IF($G1734=21,(1-(($E1734-50)*0.005)),1))),1)*$CD1748,0)))","v":188},{"$f":"IF($B1734>$F1734,0,IF($C1734>$G1734,0,ROUND((((($F1734-$B1734)/100)*IF('DBH-Upgrade'!$K$6='DBH-Upgrade'!$K$8,$CC1748,($BF1734/(($F1734-18)/100))))+((($B1734-18)/100)*$CB1748))*IF($E1734>50,IF($G1734=11,(1-(($E1734-50)*0.005)),IF($G1734=16,(1-(($E1734-50)*0.005)),IF($G1734=21,(1-(($E1734-50)*0.005)),1))),1),0)))","v":231},0.98,0.98,0.98,{"$f":"AK1734*POWER(CF_cool,AN1734)","v":137.36803953764496},{"$f":"AL1734*POWER(CF_cool,AO1734)","v":148.4206404199842},{"$f":"AM1734*POWER(CF_cool,AP1734)","v":182.36791455859762},30,32,39,{"v":0.005670107914594096,"d":"0.01"},{"v":0.006404367037762529,"d":"0.01"},{"v":9.306243232195071E-3,"d":"0.01"},0.7,6,6.7,9,null,785,null,{"v":0.9,"d":"90%"},null,null,0,11.8,13.7,21.85,null,1,1,1,137.36803953764496,148.4206404199842,182.36791455859762,null,0,0,0,1,{"$error":"#VALUE!"},3682,458,{"$error":"#VALUE!"},{"$f":"CW$75","v":0.8364028566594162},{"$f":"CX$75","v":0.7799409143899563},null,0.16320641939358696,0.08064538055291112,0.7952052041594007,0.7952052041594007,null,0]
["2351101110",{"$f":"'DBH-Upgrade'!$K$8-$CL1741","v":80},10,2,35,110,11,11.5,0,26,30,43.5,{"v":821.44,"d":"821"},{"$f":"IF($B1741>$F1741,0,IF($C1741>$G1741,0,ROUND((((($F1741-$B1741)/100)*IF('DBH-Upgrade'!$K$6='DBH-Upgrade'!$K$8,$BZ1755,($BE1741/(($F1741-18)/100))))+((($B1741-18)/100)*$CA1755))*$CE1755,0)))","v":2129},{"$f":"IF($B1741>$F1741,0,IF($C1741>$G1741,0,ROUND((((($F1741-$B1741)/100)*IF('DBH-Upgrade'!$K$6='DBH-Upgrade'!$K$8,$BZ1755,($BE1741/(($F1741-18)/100))))+((($B1741-18)/100)*$CA1755))*$CD1755,0)))","v":2293},{"$f":"IF($B1741>$F1741,0,IF($C1741>$G1741,0,ROUND(((($F1741-$B1741)/100)*IF('DBH-Upgrade'!$K$6='DBH-Upgrade'!$K$8,$BZ1755,($BE1741/(($F1741-18)/100))))+((($B1741-18)/100)*$CA1755),0)))","v":2815},{"v":1.5,"d":"1.500"},1.1,1.1,1.1,66,{"$f":"IF($B1741>$F1741,0,IF($C1741>$G1741,0,ROUND(((($F1741-$B1741)/100)*(IF('DBH-Upgrade'!$K$6='DBH-Upgrade'!$K$8,$BZ1755,($BE1741/(($F1741-18)/100))))*$CH1755)+((($B1741-18)/100)*$CA1755*$CE1755*$CG1755),0)))","v":310},{"$f":"IF($B1741>$F1741,0,IF($C1741>$G1741,0,ROUND(((($F1741-$B1741)/100)*(IF('DBH-Upgrade'!$K$6='DBH-Upgrade'!$K$8,$BZ1755,($BE1741/(($F1741-18)/100))))*$CH1755)+((($B1741-18)/100)*$CA1755*$CD1755*$CG1755),0)))","v":329},{"$f":"IF($B1741>$F1741,0,IF($C1741>$G1741,0,ROUND(((($F1741-$B1741)/100)*(IF('DBH-Upgrade'!$K$6='DBH-Upgrade'!$K$8,$BZ1755,($BE1741/(($F1741-18)/100))))*$CH1755)+((($B1741-18)/100)*$CA1755*$CG1755),0)))","v":392},3,16,17,20,{"v":1.5066131717626096E-4,"d":"0.00"},{"v":3.265054084013713E-3,"d":"0.00"},{"v":0.00365306916361954,"d":"0.00"},{"v":0.004937738923266938,"d":"0.00"},3.969E-4,1.7346,4,0.000574288,{"$f":"IF($B1741>$F1741,0,IF($C1741>$G1741,0,ROUND((((($F1741-$B1741)/100)*IF('DBH-Upgrade'!$K$6='DBH-Upgrade'!$K$8,$CC1755,($BF1741/(($F1741-18)/100))))+((($B1741-18)/100)*$CB1755))*IF($E1741>50,IF($G1741=11,(1-(($E1741-50)*0.005)),IF($G1741=16,(1-(($E1741-50)*0.005)),IF($G1741=21,(1-(($E1741-50)*0.005)),1))),1)*$CE1755,0)))","v":282},{"$f":"IF($B1741>$F1741,0,IF($C1741>$G1741,0,ROUND((((($F1741-$B1741)/100)*IF('DBH-Upgrade'!$K$6='DBH-Upgrade'!$K$8,$CC1755,($BF1741/(($F1741-18)/100))))+((($B1741-18)/100)*$CB1755))*IF($E1741>50,IF($G1741=11,(1-(($E1741-50)*0.005)),IF($G1741=16,(1-(($E1741-50)*0.005)),IF($G1741=21,(1-(($E1741-50)*0.005)),1))),1)*$CD1755,0)))","v":304},{"$f":"IF($B1741>$F1741,0,IF($C1741>$G1741,0,ROUND((((($F1741-$B1741)/100)*IF('DBH-Upgrade'!$K$6='DBH-Upgrade'!$K$8,$CC1755,($BF1741/(($F1741-18)/100))))+((($B1741-18)/100)*$CB1755))*IF($E1741>50,IF($G1741=11,(1-(($E1741-50)*0.005)),IF($G1741=16,(1-(($E1741-50)*0.005)),IF($G1741=21,(1-(($E1741-50)*0.005)),1))),1),0)))","v":373},0.95,0.95,0.95,{"$f":"AK1741*POWER(CF_cool,AN1741)","v":224.24786757295098},{"$f":"AL1741*POWER(CF_cool,AO1741)","v":241.7423820644578},{"$f":"AM1741*POWER(CF_cool,AP1741)","v":296.61154115145644},48,52,64,{"v":0.025233052526247808,"d":"0.03"},{"v":0.029311205219347478,"d":"0.03"},{"v":0.043255797367993884,"d":"0.04"},1.5,6,6.7,9,null,1208,null,{"v":0.68,"d":"68%"},null,null,0,11.8,13.7,21.85,null,1,1,1,224.24786757295098,241.7423820644578,296.61154115145644,null,0,0,0,1,{"$error":"#VALUE!"},5340,750,{"$error":"#VALUE!"},0.7453108993363179,0.6950414455205922,null,0.1716349180255756,0.08064538055291112,0.8146200327725304,0.8146200327725304,null,0]
["2351201010",{"$f":"'DBH-Upgrade'!$K$8-$CL1746","v":80},10,2,35,120,10,11.5,0,26,30,44,{"v":847.8000000000001,"d":"848"},{"$f":"IF($B1746>$F1746,0,IF($C1746>$G1746,0,ROUND((((($F1746-$B1746)/100)*IF('DBH-Upgrade'!$K$6='DBH-Upgrade'!$K$8,$BZ1760,($BE1746/(($F1746-18)/100))))+((($B1746-18)/100)*$CA1760))*$CE1760,0)))","v":1505},{"$f":"IF($B1746>$F1746,0,IF($C1746>$G1746,0,ROUND((((($F1746-$B1746)/100)*IF('DBH-Upgrade'!$K$6='DBH-Upgrade'!$K$8,$BZ1760,($BE1746/(($F1746-18)/100))))+((($B1746-18)/100)*$CA1760))*$CD1760,0)))","v":1626},{"$f":"IF($B1746>$F1746,0,IF($C1746>$G1746,0,ROUND(((($F1746-$B1746)/100)*IF('DBH-Upgrade'!$K$6='DBH-Upgrade'!$K$8,$BZ1760,($BE1746/(($F1746-18)/100))))+((($B1746-18)/100)*$CA1760),0)))","v":2025},{"v":1.5,"d":"1.500"},1.08,1.08,1.08,68,{"$f":"IF($B1746>$F1746,0,IF($C1746>$G1746,0,ROUND(((($F1746-$B1746)/100)*(IF('DBH-Upgrade'!$K$6='DBH-Upgrade'!$K$8,$BZ1760,($BE1746/(($F1746-18)/100))))*$CH1760)+((($B1746-18)/100)*$CA1760*$CE1760*$CG1760),0)))","v":227},{"$f":"IF($B1746>$F1746,0,IF($C1746>$G1746,0,ROUND(((($F1746-$B1746)/100)*(IF('DBH-Upgrade'!$K$6='DBH-Upgrade'!$K$8,$BZ1760,($BE1746/(($F1746-18)/100))))*$CH1760)+((($B1746-18)/100)*$CA1760*$CD1760*$CG1760),0)))","v":243},{"$f":"IF($B1746>$F1746,0,IF($C1746>$G1746,0,ROUND(((($F1746-$B1746)/100)*(IF('DBH-Upgrade'!$K$6='DBH-Upgrade'!$K$8,$BZ1760,($BE1746/(($F1746-18)/100))))*$CH1760)+((($B1746-18)/100)*$CA1760*$CG1760),0)))","v":293},4,12,13,15,{"v":1.4857758310333471E-4,"d":"0.00"},{"v":1.130114731163379E-3,"d":"0.00"},{"v":1.3112251436413357E-3,"d":"0.00"},{"v":1.7108428823737756E-3,"d":"0.00"},3.969E-4,1.7346,2,0.000367347,{"$f":"IF($B1746>$F1746,0,IF($C1746>$G1746,0,ROUND((((($F1746-$B1746)/100)*IF('DBH-Upgrade'!$K$6='DBH-Upgrade'!$K$8,$CC1760,($BF1746/(($F1746-18)/100))))+((($B1746-18)/100)*$CB1760))*IF($E1746>50,IF($G1746=11,(1-(($E1746-50)*0.005)),IF($G1746=16,(1-(($E1746-50)*0.005)),IF($G1746=21,(1-(($E1746-50)*0.005)),1))),1)*$CE1760,0)))","v":181},{"$f":"IF($B1746>$F1746,0,IF($C1746>$G1746,0,ROUND((((($F1746-$B1746)/100)*IF('DBH-Upgrade'!$K$6='DBH-Upgrade'!$K$8,$CC1760,($BF1746/(($F1746-18)/100))))+((($B1746-18)/100)*$CB1760))*IF($E1746>50,IF($G1746=11,(1-(($E1746-50)*0.005)),IF($G1746=16,(1-(($E1746-50)*0.005)),IF($G1746=21,(1-(($E1746-50)*0.005)),1))),1)*$CD1760,0)))","v":195},{"$f":"IF($B1746>$F1746,0,IF($C1746>$G1746,0,ROUND((((($F1746-$B1746)/100)*IF('DBH-Upgrade'!$K$6='DBH-Upgrade'!$K$8,$CC1760,($BF1746/(($F1746-18)/100))))+((($B1746-18)/100)*$CB1760))*IF($E1746>50,IF($G1746=11,(1-(($E1746-50)*0.005)),IF($G1746=16,(1-(($E1746-50)*0.005)),IF($G1746=21,(1-(($E1746-50)*0.005)),1))),1),0)))","v":243},0.98,0.98,0.98,{"$f":"AK1746*POWER(CF_cool,AN1746)","v":142.89433997881457},{"$f":"AL1746*POWER(CF_cool,AO1746)","v":153.94694086115382},{"$f":"AM1746*POWER(CF_cool,AP1746)","v":191.84157245774554},31,33,41,{"v":0.006632944058618809,"d":"0.01"},{"v":0.007457240286773492,"d":"0.01"},{"v":0.011205500754072246,"d":"0.01"},0.8,6,6.7,9,null,942,null,{"v":0.9,"d":"90%"},null,null,0,11.8,13.7,21.85,null,1,1,1,142.89433997881457,153.94694086115382,191.84157245774554,null,0,0,0,1,{"$error":"#VALUE!"},3682,458,{"$error":"#VALUE!"},0.8212441545440573,0.7634388097075354,null,0.16320641939358696,0.08064538055291112,0.7952052041594007,0.7952052041594007,null,0]
["2351202110",{"$f":"'DBH-Upgrade'!$K$8-$CL1751","v":80},10,2,35,120,21,21.5,0,26,30,44,{"v":1995.2,"d":"1995"},{"$f":"IF($B1751>$F1751,0,IF($C1751>$G1751,0,ROUND((((($F1751-$B1751)/100)*IF('DBH-Upgrade'!$K$6='DBH-Upgrade'!$K$8,$BZ1765,($BE1751/(($F1751-18)/100))))+((($B1751-18)/100)*$CA1765))*$CE1765,0)))","v":{"$error":"#VALUE!"}},{"$f":"IF($B1751>$F1751,0,IF($C1751>$G1751,0,ROUND((((($F1751-$B1751)/100)*IF('DBH-Upgrade'!$K$6='DBH-Upgrade'!$K$8,$BZ1765,($BE1751/(($F1751-18)/100))))+((($B1751-18)/100)*$CA1765))*$CD1765,0)))","v":{"$error":"#VALUE!"}},{"$f":"IF($B1751>$F1751,0,IF($C1751>$G1751,0,ROUND(((($F1751-$B1751)/100)*IF('DBH-Upgrade'!$K$6='DBH-Upgrade'!$K$8,$BZ1765,($BE1751/(($F1751-18)/100))))+((($B1751-18)/100)*$CA1765),0)))","v":{"$error":"#VALUE!"}},{"v":1.5,"d":"1.500"},1.05,1.05,1.05,161,{"$f":"IF($B1751>$F1751,0,IF($C1751>$G1751,0,ROUND(((($F1751-$B1751)/100)*(IF('DBH-Upgrade'!$K$6='DBH-Upgrade'!$K$8,$BZ1765,($BE1751/(($F1751-18)/100))))*$CH1765)+((($B1751-18)/100)*$CA1765*$CE1765*$CG1765),0)))","v":{"$error":"#VALUE!"}},{"$f":"IF($B1751>$F1751,0,IF($C1751>$G1751,0,ROUND(((($F1751-$B1751)/100)*(IF('DBH-Upgrade'!$K$6='DBH-Upgrade'!$K$8,$BZ1765,($BE1751/(($F1751-18)/100))))*$CH1765)+((($B1751-18)/100)*$CA1765*$CD1765*$CG1765),0)))","v":{"$error":"#VALUE!"}},{"$f":"IF($B1751>$F1751,0,IF($C1751>$G1751,0,ROUND(((($F1751-$B1751)/100)*(IF('DBH-Upgrade'!$K$6='DBH-Upgrade'!$K$8,$BZ1765,($BE1751/(($F1751-18)/100))))*$CH1765)+((($B1751-18)/100)*$CA1765*$CG1765),0)))","v":{"$error":"#VALUE!"}},8,{"$error":"#VALUE!"},{"$error":"#VALUE!"},{"$error":"#VALUE!"},{"v":5.1210380040813948E-4,"d":"0.00"},{"$error":"#VALUE!"},{"$error":"#VALUE!"},{"$error":"#VALUE!"},0.0001276,1.7219,4,0.000514201,{"$f":"IF($B1751>$F1751,0,IF($C1751>$G1751,0,ROUND((((($F1751-$B1751)/100)*IF('DBH-Upgrade'!$K$6='DBH-Upgrade'!$K$8,$CC1765,($BF1751/(($F1751-18)/100))))+((($B1751-18)/100)*$CB1765))*IF($E1751>50,IF($G1751=11,(1-(($E1751-50)*0.005)),IF($G1751=16,(1-(($E1751-50)*0.005)),IF($G1751=21,(1-(($E1751-50)*0.005)),1))),1)*$CE1765,0)))","v":{"$error":"#VALUE!"}},{"$f":"IF($B1751>$F1751,0,IF($C1751>$G1751,0,ROUND((((($F1751-$B1751)/100)*IF('DBH-Upgrade'!$K$6='DBH-Upgrade'!$K$8,$CC1765,($BF1751/(($F1751-18)/100))))+((($B1751-18)/100)*$CB1765))*IF($E1751>50,IF($G1751=11,(1-(($E1751-50)*0.005)),IF($G1751=16,(1-(($E1751-50)*0.005)),IF($G1751=21,(1-(($E1751-50)*0.005)),1))),1)*$CD1765,0)))","v":{"$error":"#VALUE!"}},{"$f":"IF($B1751>$F1751,0,IF($C1751>$G1751,0,ROUND((((($F1751-$B1751)/100)*IF('DBH-Upgrade'!$K$6='DBH-Upgrade'!$K$8,$CC1765,($BF1751/(($F1751-18)/100))))+((($B1751-18)/100)*$CB1765))*IF($E1751>50,IF($G1751=11,(1-(($E1751-50)*0.005)),IF($G1751=16,(1-(($E1751-50)*0.005)),IF($G1751=21,(1-(($E1751-50)*0.005)),1))),1),0)))","v":{"$error":"#VALUE!"}},0.85,0.85,0.85,{"$f":"AK1751*POWER(CF_cool,AN1751)","v":{"$error":"#VALUE!"}},{"$f":"AL1751*POWER(CF_cool,AO1751)","v":{"$error":"#VALUE!"}},{"$f":"AM1751*POWER(CF_cool,AP1751)","v":{"$error":"#VALUE!"}},{"$error":"#VALUE!"},{"$error":"#VALUE!"},{"$error":"#VALUE!"},{"$error":"#VALUE!"},{"$error":"#VALUE!"},{"$error":"#VALUE!"},3.2,6,6.7,9,null,2494,null,{"v":0.8,"d":"80%"},null,null,0,11.8,13.7,21.85,null,1,1,1,{"$error":"#VALUE!"},{"$error":"#VALUE!"},{"$error":"#VALUE!"},null,{"$error":"#VALUE!"},{"$error":"#VALUE!"},{"$error":"#VALUE!"},{"$error":"#VALUE!"},{"$error":"#VALUE!"},4479,834,{"$error":"#VALUE!"},0.7254135990953521,0.6774634004202911,null,0.15781864009190116,0.08064538055291112,0.7952052041594007,0.7952052041594007,null,0]
["2351402010",{"$f":"'DBH-Upgrade'!$K$8-$CL1756","v":80},10,2,35,140,20,21.5,0,26,30,44.8,{"v":1936.8000000000002,"d":"1937"},{"$f":"IF($B1756>$F1756,0,IF($C1756>$G1756,0,ROUND((((($F1756-$B1756)/100)*IF('DBH-Upgrade'!$K$6='DBH-Upgrade'!$K$8,$BZ1770,($BE1756/(($F1756-18)/100))))+((($B1756-18)/100)*$CA1770))*$CE1770,0)))","v":{"$error":"#VALUE!"}},{"$f":"IF($B1756>$F1756,0,IF($C1756>$G1756,0,ROUND((((($F1756-$B1756)/100)*IF('DBH-Upgrade'!$K$6='DBH-Upgrade'!$K$8,$BZ1770,($BE1756/(($F1756-18)/100))))+((($B1756-18)/100)*$CA1770))*$CD1770,0)))","v":{"$error":"#VALUE!"}},{"$f":"IF($B1756>$F1756,0,IF($C1756>$G1756,0,ROUND(((($F1756-$B1756)/100)*IF('DBH-Upgrade'!$K$6='DBH-Upgrade'!$K$8,$BZ1770,($BE1756/(($F1756-18)/100))))+((($B1756-18)/100)*$CA1770),0)))","v":{"$error":"#VALUE!"}},{"v":1.5,"d":"1.500"},1.08,1.08,1.08,156,{"$f":"IF($B1756>$F1756,0,IF($C1756>$G1756,0,ROUND(((($F1756-$B1756)/100)*(IF('DBH-Upgrade'!$K$6='DBH-Upgrade'!$K$8,$BZ1770,($BE1756/(($F1756-18)/100))))*$CH1770)+((($B1756-18)/100)*$CA1770*$CE1770*$CG1770),0)))","v":{"$error":"#VALUE!"}},{"$f":"IF($B1756>$F1756,0,IF($C1756>$G1756,0,ROUND(((($F1756-$B1756)/100)*(IF('DBH-Upgrade'!$K$6='DBH-Upgrade'!$K$8,$BZ1770,($BE1756/(($F1756-18)/100))))*$CH1770)+((($B1756-18)/100)*$CA1770*$CD1770*$CG1770),0)))","v":{"$error":"#VALUE!"}},{"$f":"IF($B1756>$F1756,0,IF($C1756>$G1756,0,ROUND(((($F1756-$B1756)/100)*(IF('DBH-Upgrade'!$K$6='DBH-Upgrade'!$K$8,$BZ1770,($BE1756/(($F1756-18)/100))))*$CH1770)+((($B1756-18)/100)*$CA1770*$CG1770),0)))","v":{"$error":"#VALUE!"}},8,{"$error":"#VALUE!"},{"$error":"#VALUE!"},{"$error":"#VALUE!"},{"v":3.4896314084271931E-4,"d":"0.00"},{"$error":"#VALUE!"},{"$error":"#VALUE!"},{"$error":"#VALUE!"},0.0001276,1.7219,2,3.76611E-4,{"$f":"IF($B1756>$F1756,0,IF($C1756>$G1756,0,ROUND((((($F1756-$B1756)/100)*IF('DBH-Upgrade'!$K$6='DBH-Upgrade'!$K$8,$CC1770,($BF1756/(($F1756-18)/100))))+((($B1756-18)/100)*$CB1770))*IF($E1756>50,IF($G1756=11,(1-(($E1756-50)*0.005)),IF($G1756=16,(1-(($E1756-50)*0.005)),IF($G1756=21,(1-(($E1756-50)*0.005)),1))),1)*$CE1770,0)))","v":{"$error":"#VALUE!"}},{"$f":"IF($B1756>$F1756,0,IF($C1756>$G1756,0,ROUND((((($F1756-$B1756)/100)*IF('DBH-Upgrade'!$K$6='DBH-Upgrade'!$K$8,$CC1770,($BF1756/(($F1756-18)/100))))+((($B1756-18)/100)*$CB1770))*IF($E1756>50,IF($G1756=11,(1-(($E1756-50)*0.005)),IF($G1756=16,(1-(($E1756-50)*0.005)),IF($G1756=21,(1-(($E1756-50)*0.005)),1))),1)*$CD1770,0)))","v":{"$error":"#VALUE!"}},{"$f":"IF($B1756>$F1756,0,IF($C1756>$G1756,0,ROUND((((($F1756-$B1756)/100)*IF('DBH-Upgrade'!$K$6='DBH-Upgrade'!$K$8,$CC1770,($BF1756/(($F1756-18)/100))))+((($B1756-18)/100)*$CB1770))*IF($E1756>50,IF($G1756=11,(1-(($E1756-50)*0.005)),IF($G1756=16,(1-(($E1756-50)*0.005)),IF($G1756=21,(1-(($E1756-50)*0.005)),1))),1),0)))","v":{"$error":"#VALUE!"}},0.95,0.95,0.95,{"$f":"AK1756*POWER(CF_cool,AN1756)","v":{"$error":"#VALUE!"}},{"$f":"AL1756*POWER(CF_cool,AO1756)","v":{"$error":"#VALUE!"}},{"$f":"AM1756*POWER(CF_cool,AP1756)","v":{"$error":"#VALUE!"}},{"$error":"#VALUE!"},{"$error":"#VALUE!"},{"$error":"#VALUE!"},{"$error":"#VALUE!"},{"$error":"#VALUE!"},{"$error":"#VALUE!"},1.9,6,6.7,9,null,2421,null,{"v":0.8,"d":"80%"},null,null,0,11.8,13.7,21.85,null,1,1,1,{"$error":"#VALUE!"},{"$error":"#VALUE!"},{"$error":"#VALUE!"},null,{"$error":"#VALUE!"},{"$error":"#VALUE!"},{"$error":"#VALUE!"},{"$error":"#VALUE!"},{"$error":"#VALUE!"},3301,508,{"$error":"#VALUE!"},0.7254135990953521,0.6774634004202911,null,0.16320641939358696,0.08064538055291112,0.783779121140337,0.783779121140337,null,0]
["2351801510",{"$f":"'DBH-Upgrade'!$K$8-$CL1766","v":60},10,2,35,180,15,16.5,0,26,30,46,{"v":1896.8000000000002,"d":"1897"},{"$f":"IF($B1766>$F1766,0,IF($C1766>$G1766,0,ROUND((((($F1766-$B1766)/100)*IF('DBH-Upgrade'!$K$6='DBH-Upgrade'!$K$8,$BZ1780,($BE1766/(($F1766-18)/100))))+((($B1766-18)/100)*$CA1780))*$CE1780,0)))","v":{"$error":"#VALUE!"}},{"$f":"IF($B1766>$F1766,0,IF($C1766>$G1766,0,ROUND((((($F1766-$B1766)/100)*IF('DBH-Upgrade'!$K$6='DBH-Upgrade'!$K$8,$BZ1780,($BE1766/(($F1766-18)/100))))+((($B1766-18)/100)*$CA1780))*$CD1780,0)))","v":{"$error":"#VALUE!"}},{"$f":"IF($B1766>$F1766,0,IF($C1766>$G1766,0,ROUND(((($F1766-$B1766)/100)*IF('DBH-Upgrade'!$K$6='DBH-Upgrade'!$K$8,$BZ1780,($BE1766/(($F1766-18)/100))))+((($B1766-18)/100)*$CA1780),0)))","v":{"$error":"#VALUE!"}},{"v":1.5,"d":"1.500"},1.08,1.08,1.08,153,{"$f":"IF($B1766>$F1766,0,IF($C1766>$G1766,0,ROUND(((($F1766-$B1766)/100)*(IF('DBH-Upgrade'!$K$6='DBH-Upgrade'!$K$8,$BZ1780,($BE1766/(($F1766-18)/100))))*$CH1780)+((($B1766-18)/100)*$CA1780*$CE1780*$CG1780),0)))","v":{"$error":"#VALUE!"}},{"$f":"IF($B1766>$F1766,0,IF($C1766>$G1766,0,ROUND(((($F1766-$B1766)/100)*(IF('DBH-Upgrade'!$K$6='DBH-Upgrade'!$K$8,$BZ1780,($BE1766/(($F1766-18)/100))))*$CH1780)+((($B1766-18)/100)*$CA1780*$CD1780*$CG1780),0)))","v":{"$error":"#VALUE!"}},{"$f":"IF($B1766>$F1766,0,IF($C1766>$G1766,0,ROUND(((($F1766-$B1766)/100)*(IF('DBH-Upgrade'!$K$6='DBH-Upgrade'!$K$8,$BZ1780,($BE1766/(($F1766-18)/100))))*$CH1780)+((($B1766-18)/100)*$CA1780*$CG1780),0)))","v":{"$error":"#VALUE!"}},8,{"$error":"#VALUE!"},{"$error":"#VALUE!"},{"$error":"#VALUE!"},{"v":0.000533402518759133,"d":"0.00"},{"$error":"#VALUE!"},{"$error":"#VALUE!"},{"$error":"#VALUE!"},0.0002083,1.724,2,0.000461829,{"$f":"IF($B1766>$F1766,0,IF($C1766>$G1766,0,ROUND((((($F1766-$B1766)/100)*IF('DBH-Upgrade'!$K$6='DBH-Upgrade'!$K$8,$CC1780,($BF1766/(($F1766-18)/100))))+((($B1766-18)/100)*$CB1780))*IF($E1766>50,IF($G1766=11,(1-(($E1766-50)*0.005)),IF($G1766=16,(1-(($E1766-50)*0.005)),IF($G1766=21,(1-(($E1766-50)*0.005)),1))),1)*$CE1780,0)))","v":{"$error":"#VALUE!"}},{"$f":"IF($B1766>$F1766,0,IF($C1766>$G1766,0,ROUND((((($F1766-$B1766)/100)*IF('DBH-Upgrade'!$K$6='DBH-Upgrade'!$K$8,$CC1780,($BF1766/(($F1766-18)/100))))+((($B1766-18)/100)*$CB1780))*IF($E1766>50,IF($G1766=11,(1-(($E1766-50)*0.005)),IF($G1766=16,(1-(($E1766-50)*0.005)),IF($G1766=21,(1-(($E1766-50)*0.005)),1))),1)*$CD1780,0)))","v":{"$error":"#VALUE!"}},{"$f":"IF($B1766>$F1766,0,IF($C1766>$G1766,0,ROUND((((($F1766-$B1766)/100)*IF('DBH-Upgrade'!$K$6='DBH-Upgrade'!$K$8,$CC1780,($BF1766/(($F1766-18)/100))))+((($B1766-18)/100)*$CB1780))*IF($E1766>50,IF($G1766=11,(1-(($E1766-50)*0.005)),IF($G1766=16,(1-(($E1766-50)*0.005)),IF($G1766=21,(1-(($E1766-50)*0.005)),1))),1),0)))","v":{"$error":"#VALUE!"}},1.01,1.01,1.01,{"$f":"AK1766*POWER(CF_cool,AN1766)","v":{"$error":"#VALUE!"}},{"$f":"AL1766*POWER(CF_cool,AO1766)","v":{"$error":"#VALUE!"}},{"$f":"AM1766*POWER(CF_cool,AP1766)","v":{"$error":"#VALUE!"}},{"$error":"#VALUE!"},{"$error":"#VALUE!"},{"$error":"#VALUE!"},{"$error":"#VALUE!"},{"$error":"#VALUE!"},{"$error":"#VALUE!"},1.8,6,6.7,9,null,2371,null,{"v":0.8,"d":"80%"},null,null,0,11.8,13.7,21.85,null,1,1,1,{"$error":"#VALUE!"},{"$error":"#VALUE!"},{"$error":"#VALUE!"},null,{"$error":"#VALUE!"},{"$error":"#VALUE!"},{"$error":"#VALUE!"},{"$error":"#VALUE!"},1127,2539,352,62,0.7929231278982726,0.732117182845212,null,0.16320641939358696,0.08064538055291112,0.7894714915956607,0.7894714915956607,null,20]
["2352001110",{"$f":"'DBH-Upgrade'!$K$8-$CL1771","v":80},10,2,35,200,11,11.5,0,26,30,46.5,{"v":1493.2800000000002,"d":"1493"},{"$f":"IF($B1771>$F1771,0,IF($C1771>$G1771,0,ROUND((((($F1771-$B1771)/100)*IF('DBH-Upgrade'!$K$6='DBH-Upgrade'!$K$8,$BZ1785,($BE1771/(($F1771-18)/100))))+((($B1771-18)/100)*$CA1785))*$CE1785,0)))","v":3422},{"$f":"IF($B1771>$F1771,0,IF($C1771>$G1771,0,ROUND((((($F1771-$B1771)/100)*IF('DBH-Upgrade'!$K$6='DBH-Upgrade'!$K$8,$BZ1785,($BE1771/(($F1771-18)/100))))+((($B1771-18)/100)*$CA1785))*$CD1785,0)))","v":3730},{"$f":"IF($B1771>$F1771,0,IF($C1771>$G1771,0,ROUND(((($F1771-$B1771)/100)*IF('DBH-Upgrade'!$K$6='DBH-Upgrade'!$K$8,$BZ1785,($BE1771/(($F1771-18)/100))))+((($B1771-18)/100)*$CA1785),0)))","v":4852},{"v":1.5,"d":"1.500"},1.1,1.1,1.1,120,{"$f":"IF($B1771>$F1771,0,IF($C1771>$G1771,0,ROUND(((($F1771-$B1771)/100)*(IF('DBH-Upgrade'!$K$6='DBH-Upgrade'!$K$8,$BZ1785,($BE1771/(($F1771-18)/100))))*$CH1785)+((($B1771-18)/100)*$CA1785*$CE1785*$CG1785),0)))","v":457},{"$f":"IF($B1771>$F1771,0,IF($C1771>$G1771,0,ROUND(((($F1771-$B1771)/100)*(IF('DBH-Upgrade'!$K$6='DBH-Upgrade'!$K$8,$BZ1785,($BE1771/(($F1771-18)/100))))*$CH1785)+((($B1771-18)/100)*$CA1785*$CD1785*$CG1785),0)))","v":478},{"$f":"IF($B1771>$F1771,0,IF($C1771>$G1771,0,ROUND(((($F1771-$B1771)/100)*(IF('DBH-Upgrade'!$K$6='DBH-Upgrade'!$K$8,$BZ1785,($BE1771/(($F1771-18)/100))))*$CH1785)+((($B1771-18)/100)*$CA1785*$CG1785),0)))","v":556},6,24,25,29,{"v":8.4874831450766337E-4,"d":"0.00"},{"v":0.010397563374691624,"d":"0.01"},{"v":0.011198409860056612,"d":"0.01"},{"v":0.014669375541190435,"d":"0.01"},3.969E-4,1.7346,4,0.000574288,{"$f":"IF($B1771>$F1771,0,IF($C1771>$G1771,0,ROUND((((($F1771-$B1771)/100)*IF('DBH-Upgrade'!$K$6='DBH-Upgrade'!$K$8,$CC1785,($BF1771/(($F1771-18)/100))))+((($B1771-18)/100)*$CB1785))*IF($E1771>50,IF($G1771=11,(1-(($E1771-50)*0.005)),IF($G1771=16,(1-(($E1771-50)*0.005)),IF($G1771=21,(1-(($E1771-50)*0.005)),1))),1)*$CE1785,0)))","v":295},{"$f":"IF($B1771>$F1771,0,IF($C1771>$G1771,0,ROUND((((($F1771-$B1771)/100)*IF('DBH-Upgrade'!$K$6='DBH-Upgrade'!$K$8,$CC1785,($BF1771/(($F1771-18)/100))))+((($B1771-18)/100)*$CB1785))*IF($E1771>50,IF($G1771=11,(1-(($E1771-50)*0.005)),IF($G1771=16,(1-(($E1771-50)*0.005)),IF($G1771=21,(1-(($E1771-50)*0.005)),1))),1)*$CD1785,0)))","v":321},{"$f":"IF($B1771>$F1771,0,IF($C1771>$G1771,0,ROUND((((($F1771-$B1771)/100)*IF('DBH-Upgrade'!$K$6='DBH-Upgrade'!$K$8,$CC1785,($BF1771/(($F1771-18)/100))))+((($B1771-18)/100)*$CB1785))*IF($E1771>50,IF($G1771=11,(1-(($E1771-50)*0.005)),IF($G1771=16,(1-(($E1771-50)*0.005)),IF($G1771=21,(1-(($E1771-50)*0.005)),1))),1),0)))","v":418},0.95,0.95,0.95,{"$f":"AK1771*POWER(CF_cool,AN1771)","v":234.5855352270232},{"$f":"AL1771*POWER(CF_cool,AO1771)","v":255.2608705351676},{"$f":"AM1771*POWER(CF_cool,AP1771)","v":332.39577533862945},50,55,71,{"v":0.03963109525728197,"d":"0.04"},{"v":0.047181081919002645,"d":"0.05"},{"v":0.07533191857193924,"d":"0.08"},2.7,6,6.7,9,null,2196,null,{"v":0.68,"d":"68%"},null,null,0,11.8,13.7,21.85,null,1,1,1,234.5855352270232,255.2608705351676,332.39577533862945,null,0,0,0,1,{"$error":"#VALUE!"},5340,750,{"$error":"#VALUE!"},0.7127093372490777,0.6655050705360576,null,0.1716349180255756,0.08064538055291112,0.8146200327725304,0.8146200327725304,null,0]
["2352201110",{"$f":"'DBH-Upgrade'!$K$8-$CL1777","v":80},10,2,35,220,11,11.5,0,26,30,46.9,{"v":1642.88,"d":"1643"},{"$f":"IF($B1777>$F1777,0,IF($C1777>$G1777,0,ROUND((((($F1777-$B1777)/100)*IF('DBH-Upgrade'!$K$6='DBH-Upgrade'!$K$8,$BZ1791,($BE1777/(($F1777-18)/100))))+((($B1777-18)/100)*$CA1791))*$CE1791,0)))","v":3682},{"$f":"IF($B1777>$F1777,0,IF($C1777>$G1777,0,ROUND((((($F1777-$B1777)/100)*IF('DBH-Upgrade'!$K$6='DBH-Upgrade'!$K$8,$BZ1791,($BE1777/(($F1777-18)/100))))+((($B1777-18)/100)*$CA1791))*$CD1791,0)))","v":4023},{"$f":"IF($B1777>$F1777,0,IF($C1777>$G1777,0,ROUND(((($F1777-$B1777)/100)*IF('DBH-Upgrade'!$K$6='DBH-Upgrade'!$K$8,$BZ1791,($BE1777/(($F1777-18)/100))))+((($B1777-18)/100)*$CA1791),0)))","v":5304},{"v":1.5,"d":"1.500"},1.1,1.1,1.1,132,{"$f":"IF($B1777>$F1777,0,IF($C1777>$G1777,0,ROUND(((($F1777-$B1777)/100)*(IF('DBH-Upgrade'!$K$6='DBH-Upgrade'!$K$8,$BZ1791,($BE1777/(($F1777-18)/100))))*$CH1791)+((($B1777-18)/100)*$CA1791*$CE1791*$CG1791),0)))","v":490},{"$f":"IF($B1777>$F1777,0,IF($C1777>$G1777,0,ROUND(((($F1777-$B1777)/100)*(IF('DBH-Upgrade'!$K$6='DBH-Upgrade'!$K$8,$BZ1791,($BE1777/(($F1777-18)/100))))*$CH1791)+((($B1777-18)/100)*$CA1791*$CD1791*$CG1791),0)))","v":511},{"$f":"IF($B1777>$F1777,0,IF($C1777>$G1777,0,ROUND(((($F1777-$B1777)/100)*(IF('DBH-Upgrade'!$K$6='DBH-Upgrade'!$K$8,$BZ1791,($BE1777/(($F1777-18)/100))))*$CH1791)+((($B1777-18)/100)*$CA1791*$CG1791),0)))","v":593},7,25,26,31,{"v":1.2109576758954483E-3,"d":"0.00"},{"v":0.012026092603597193,"d":"0.01"},{"v":0.012912124210126153,"d":"0.01"},{"v":0.017765336721533843,"d":"0.02"},3.969E-4,1.7346,4,0.000574288,{"$f":"IF($B1777>$F1777,0,IF($C1777>$G1777,0,ROUND((((($F1777-$B1777)/100)*IF('DBH-Upgrade'!$K$6='DBH-Upgrade'!$K$8,$CC1791,($BF1777/(($F1777-18)/100))))+((($B1777-18)/100)*$CB1791))*IF($E1777>50,IF($G1777=11,(1-(($E1777-50)*0.005)),IF($G1777=16,(1-(($E1777-50)*0.005)),IF($G1777=21,(1-(($E1777-50)*0.005)),1))),1)*$CE1791,0)))","v":297},{"$f":"IF($B1777>$F1777,0,IF($C1777>$G1777,0,ROUND((((($F1777-$B1777)/100)*IF('DBH-Upgrade'!$K$6='DBH-Upgrade'!$K$8,$CC1791,($BF1777/(($F1777-18)/100))))+((($B1777-18)/100)*$CB1791))*IF($E1777>50,IF($G1777=11,(1-(($E1777-50)*0.005)),IF($G1777=16,(1-(($E1777-50)*0.005)),IF($G1777=21,(1-(($E1777-50)*0.005)),1))),1)*$CD1791,0)))","v":324},{"$f":"IF($B1777>$F1777,0,IF($C1777>$G1777,0,ROUND((((($F1777-$B1777)/100)*IF('DBH-Upgrade'!$K$6='DBH-Upgrade'!$K$8,$CC1791,($BF1777/(($F1777-18)/100))))+((($B1777-18)/100)*$CB1791))*IF($E1777>50,IF($G1777=11,(1-(($E1777-50)*0.005)),IF($G1777=16,(1-(($E1777-50)*0.005)),IF($G1777=21,(1-(($E1777-50)*0.005)),1))),1),0)))","v":428},0.95,0.95,0.95,{"$f":"AK1777*POWER(CF_cool,AN1777)","v":236.175945635342},{"$f":"AL1777*POWER(CF_cool,AO1777)","v":257.6464861476458},{"$f":"AM1777*POWER(CF_cool,AP1777)","v":340.34782738022346},51,55,73,{"v":0.04394347128196047,"d":"0.04"},{"v":0.05043068473786069,"d":"0.05"},{"v":0.08458135617580714,"d":"0.08"},2.9,6,6.7,9,null,2416,null,{"v":0.68,"d":"68%"},null,null,0,11.8,13.7,21.85,null,1,1,1,236.175945635342,257.6464861476458,340.34782738022346,null,0,0,0,1,{"$error":"#VALUE!"},5340,750,{"$error":"#VALUE!"},0.7015311234086448,0.657069305346098,null,0.1716349180255756,0.08064538055291112,0.8146200327725304,0.8146200327725304,null,0]
["2352402010",{"$f":"'DBH-Upgrade'!$K$8-$CL1786","v":80},10,2,35,240,20,21.5,0,26,30,47.2,{"v":3457.6000000000004,"d":"3458"},{"$f":"IF($B1786>$F1786,0,IF($C1786>$G1786,0,ROUND((((($F1786-$B1786)/100)*IF('DBH-Upgrade'!$K$6='DBH-Upgrade'!$K$8,$BZ1800,($BE1786/(($F1786-18)/100))))+((($B1786-18)/100)*$CA1800))*$CE1800,0)))","v":{"$error":"#VALUE!"}},{"$f":"IF($B1786>$F1786,0,IF($C1786>$G1786,0,ROUND((((($F1786-$B1786)/100)*IF('DBH-Upgrade'!$K$6='DBH-Upgrade'!$K$8,$BZ1800,($BE1786/(($F1786-18)/100))))+((($B1786-18)/100)*$CA1800))*$CD1800,0)))","v":{"$error":"#VALUE!"}},{"$f":"IF($B1786>$F1786,0,IF($C1786>$G1786,0,ROUND(((($F1786-$B1786)/100)*IF('DBH-Upgrade'!$K$6='DBH-Upgrade'!$K$8,$BZ1800,($BE1786/(($F1786-18)/100))))+((($B1786-18)/100)*$CA1800),0)))","v":{"$error":"#VALUE!"}},{"v":1.5,"d":"1.500"},1.08,1.08,1.08,279,{"$f":"IF($B1786>$F1786,0,IF($C1786>$G1786,0,ROUND(((($F1786-$B1786)/100)*(IF('DBH-Upgrade'!$K$6='DBH-Upgrade'!$K$8,$BZ1800,($BE1786/(($F1786-18)/100))))*$CH1800)+((($B1786-18)/100)*$CA1800*$CE1800*$CG1800),0)))","v":{"$error":"#VALUE!"}},{"$f":"IF($B1786>$F1786,0,IF($C1786>$G1786,0,ROUND(((($F1786-$B1786)/100)*(IF('DBH-Upgrade'!$K$6='DBH-Upgrade'!$K$8,$BZ1800,($BE1786/(($F1786-18)/100))))*$CH1800)+((($B1786-18)/100)*$CA1800*$CD1800*$CG1800),0)))","v":{"$error":"#VALUE!"}},{"$f":"IF($B1786>$F1786,0,IF($C1786>$G1786,0,ROUND(((($F1786-$B1786)/100)*(IF('DBH-Upgrade'!$K$6='DBH-Upgrade'!$K$8,$BZ1800,($BE1786/(($F1786-18)/100))))*$CH1800)+((($B1786-18)/100)*$CA1800*$CG1800),0)))","v":{"$error":"#VALUE!"}},14,{"$error":"#VALUE!"},{"$error":"#VALUE!"},{"$error":"#VALUE!"},{"v":1.2542344884771265E-3,"d":"0.00"},{"$error":"#VALUE!"},{"$error":"#VALUE!"},{"$error":"#VALUE!"},0.0001276,1.7219,2,3.76611E-4,{"$f":"IF($B1786>$F1786,0,IF($C1786>$G1786,0,ROUND((((($F1786-$B1786)/100)*IF('DBH-Upgrade'!$K$6='DBH-Upgrade'!$K$8,$CC1800,($BF1786/(($F1786-18)/100))))+((($B1786-18)/100)*$CB1800))*IF($E1786>50,IF($G1786=11,(1-(($E1786-50)*0.005)),IF($G1786=16,(1-(($E1786-50)*0.005)),IF($G1786=21,(1-(($E1786-50)*0.005)),1))),1)*$CE1800,0)))","v":{"$error":"#VALUE!"}},{"$f":"IF($B1786>$F1786,0,IF($C1786>$G1786,0,ROUND((((($F1786-$B1786)/100)*IF('DBH-Upgrade'!$K$6='DBH-Upgrade'!$K$8,$CC1800,($BF1786/(($F1786-18)/100))))+((($B1786-18)/100)*$CB1800))*IF($E1786>50,IF($G1786=11,(1-(($E1786-50)*0.005)),IF($G1786=16,(1-(($E1786-50)*0.005)),IF($G1786=21,(1-(($E1786-50)*0.005)),1))),1)*$CD1800,0)))","v":{"$error":"#VALUE!"}},{"$f":"IF($B1786>$F1786,0,IF($C1786>$G1786,0,ROUND((((($F1786-$B1786)/100)*IF('DBH-Upgrade'!$K$6='DBH-Upgrade'!$K$8,$CC1800,($BF1786/(($F1786-18)/100))))+((($B1786-18)/100)*$CB1800))*IF($E1786>50,IF($G1786=11,(1-(($E1786-50)*0.005)),IF($G1786=16,(1-(($E1786-50)*0.005)),IF($G1786=21,(1-(($E1786-50)*0.005)),1))),1),0)))","v":{"$error":"#VALUE!"}},0.95,0.95,0.95,{"$f":"AK1786*POWER(CF_cool,AN1786)","v":{"$error":"#VALUE!"}},{"$f":"AL1786*POWER(CF_cool,AO1786)","v":{"$error":"#VALUE!"}},{"$f":"AM1786*POWER(CF_cool,AP1786)","v":{"$error":"#VALUE!"}},{"$error":"#VALUE!"},{"$error":"#VALUE!"},{"$error":"#VALUE!"},{"$error":"#VALUE!"},{"$error":"#VALUE!"},{"$error":"#VALUE!"},3.2,{"$f":"IF($B1786>$F1786,$BM$1,CT$21)","v":6},{"$f":"IF($B1786>$F1786,$BM$1,CU$21)","v":6.7},{"$f":"IF($B1786>$F1786,$BM$1,CV$21)","v":9},null,{"$f":"$BE458","v":4322},null,{"$f":"IF($G1786=10,$CU$61,IF($G1786=11,$CU$62,IF($G1786=15,$CU$63,IF($G1786=16,$CU$64,IF($G1786=20,$CU$65,IF($G1786=21,$CU$66))))))","v":{"v":0.8,"d":"80%"}},null,null,0,{"$f":"IF($B1786>$F1786,$BM$1,CQ$21)","v":11.8},{"$f":"IF($B1786>$F1786,$BM$1,CR$21)","v":13.7},{"$f":"IF($B1786>$F1786,$BM$1,CS$21)","v":21.85},null,1,1,1,{"$error":"#VALUE!"},{"$error":"#VALUE!"},{"$error":"#VALUE!"},null,{"$error":"#VALUE!"},{"$error":"#VALUE!"},{"$error":"#VALUE!"},{"$f":"IF(SUM(BV1786:BX1786)=0,1,0)","v":{"$error":"#VALUE!"}},{"$error":"#VALUE!"},3301,508,{"$error":"#VALUE!"},0.6929174768045717,0.6576204296006558,null,0.16320641939358696,0.08064538055291112,0.783779121140337,0.783779121140337,null,0]
["2352601610",{"$f":"'DBH-Upgrade'!$K$8-$CL1791","v":60},10,2,35,260,16,16.5,0,26,30,47.8,{"v":2893.4,"d":"2893"},{"$f":"IF($B1791>$F1791,0,IF($C1791>$G1791,0,ROUND((((($F1791-$B1791)/100)*IF('DBH-Upgrade'!$K$6='DBH-Upgrade'!$K$8,$BZ1805,($BE1791/(($F1791-18)/100))))+((($B1791-18)/100)*$CA1805))*$CE1805,0)))","v":{"$error":"#VALUE!"}},{"$f":"IF($B1791>$F1791,0,IF($C1791>$G1791,0,ROUND((((($F1791-$B1791)/100)*IF('DBH-Upgrade'!$K$6='DBH-Upgrade'!$K$8,$BZ1805,($BE1791/(($F1791-18)/100))))+((($B1791-18)/100)*$CA1805))*$CD1805,0)))","v":{"$error":"#VALUE!"}},{"$f":"IF($B1791>$F1791,0,IF($C1791>$G1791,0,ROUND(((($F1791-$B1791)/100)*IF('DBH-Upgrade'!$K$6='DBH-Upgrade'!$K$8,$BZ1805,($BE1791/(($F1791-18)/100))))+((($B1791-18)/100)*$CA1805),0)))","v":{"$error":"#VALUE!"}},{"$f":"IF(B1791=0,IF(E1791=20,IF(G1791=10,1.436,IF(G1791=15,1.424,IF(G1791=20,1.425,))),IF(E1791=35,IF(G1791=10,1.419,IF(G1791=11,1.46,IF(G1791=15,1.398,IF(G1791=16,1.465,IF(G1791=20,1.399,IF(G1791=21,1.481,1)))))),IF(E1791=50,IF(G1791=10,1.402,IF(G1791=11,1.455,IF(G1791=15,1.372,IF(G1791=16,1.463,IF(G1791=20,1.373,IF(G1791=21,1.486,1)))))),IF(E1791=65,IF(G1791=10,1.385,IF(G1791=11,1.45,IF(G1791=15,1.345,IF(G1791=16,1.46,IF(G1791=20,1.348,IF(G1791=21,1.49,1)))))),IF(E1791=95,IF(G1791=10,1.35,IF(G1791=11,1.441,IF(G1791=15,1.293,IF(G1791=16,1.455,IF(G1791=20,1.296,IF(G1791=21,1.499,1)))))),\"ERROR\"))))),1.5)","v":{"v":1.5,"d":"1.500"}},1.1,1.1,1.1,233,{"$f":"IF($B1791>$F1791,0,IF($C1791>$G1791,0,ROUND(((($F1791-$B1791)/100)*(IF('DBH-Upgrade'!$K$6='DBH-Upgrade'!$K$8,$BZ1805,($BE1791/(($F1791-18)/100))))*$CH1805)+((($B1791-18)/100)*$CA1805*$CE1805*$CG1805),0)))","v":{"$error":"#VALUE!"}},{"$f":"IF($B1791>$F1791,0,IF($C1791>$G1791,0,ROUND(((($F1791-$B1791)/100)*(IF('DBH-Upgrade'!$K$6='DBH-Upgrade'!$K$8,$BZ1805,($BE1791/(($F1791-18)/100))))*$CH1805)+((($B1791-18)/100)*$CA1805*$CD1805*$CG1805),0)))","v":{"$error":"#VALUE!"}},{"$f":"IF($B1791>$F1791,0,IF($C1791>$G1791,0,ROUND(((($F1791-$B1791)/100)*(IF('DBH-Upgrade'!$K$6='DBH-Upgrade'!$K$8,$BZ1805,($BE1791/(($F1791-18)/100))))*$CH1805)+((($B1791-18)/100)*$CA1805*$CG1805),0)))","v":{"$error":"#VALUE!"}},12,{"$error":"#VALUE!"},{"$error":"#VALUE!"},{"$error":"#VALUE!"},{"v":0.003420008497431122,"d":"0.00"},{"$error":"#VALUE!"},{"$error":"#VALUE!"},{"$error":"#VALUE!"},0.0002083,1.724,4,1.392796E-3,{"$f":"IF($B1791>$F1791,0,IF($C1791>$G1791,0,ROUND((((($F1791-$B1791)/100)*IF('DBH-Upgrade'!$K$6='DBH-Upgrade'!$K$8,$CC1805,($BF1791/(($F1791-18)/100))))+((($B1791-18)/100)*$CB1805))*IF($E1791>50,IF($G1791=11,(1-(($E1791-50)*0.005)),IF($G1791=16,(1-(($E1791-50)*0.005)),IF($G1791=21,(1-(($E1791-50)*0.005)),1))),1)*$CE1805,0)))","v":{"$error":"#VALUE!"}},{"$f":"IF($B1791>$F1791,0,IF($C1791>$G1791,0,ROUND((((($F1791-$B1791)/100)*IF('DBH-Upgrade'!$K$6='DBH-Upgrade'!$K$8,$CC1805,($BF1791/(($F1791-18)/100))))+((($B1791-18)/100)*$CB1805))*IF($E1791>50,IF($G1791=11,(1-(($E1791-50)*0.005)),IF($G1791=16,(1-(($E1791-50)*0.005)),IF($G1791=21,(1-(($E1791-50)*0.005)),1))),1)*$CD1805,0)))","v":{"$error":"#VALUE!"}},{"$f":"IF($B1791>$F1791,0,IF($C1791>$G1791,0,ROUND((((($F1791-$B1791)/100)*IF('DBH-Upgrade'!$K$6='DBH-Upgrade'!$K$8,$CC1805,($BF1791/(($F1791-18)/100))))+((($B1791-18)/100)*$CB1805))*IF($E1791>50,IF($G1791=11,(1-(($E1791-50)*0.005)),IF($G1791=16,(1-(($E1791-50)*0.005)),IF($G1791=21,(1-(($E1791-50)*0.005)),1))),1),0)))","v":{"$error":"#VALUE!"}},0.95,0.95,0.95,{"$f":"AK1791*POWER(CF_cool,AN1791)","v":{"$error":"#VALUE!"}},{"$f":"AL1791*POWER(CF_cool,AO1791)","v":{"$error":"#VALUE!"}},{"$f":"AM1791*POWER(CF_cool,AP1791)","v":{"$error":"#VALUE!"}},{"$error":"#VALUE!"},{"$error":"#VALUE!"},{"$error":"#VALUE!"},{"$error":"#VALUE!"},{"$error":"#VALUE!"},{"$error":"#VALUE!"},5.2,6,6.7,9,null,4255,null,{"v":0.68,"d":"68%"},null,null,0,11.8,13.7,21.85,null,1,1,1,{"$error":"#VALUE!"},{"$error":"#VALUE!"},{"$error":"#VALUE!"},null,{"$error":"#VALUE!"},{"$error":"#VALUE!"},{"$error":"#VALUE!"},{"$error":"#VALUE!"},2263,3445,577,50,0.7585639347228863,0.6942595523857338,null,0.15781864009190116,0.08064538055291112,0.7952052041594007,0.7952052041594007,null,20]
["2352802110",{"$f":"'DBH-Upgrade'!$K$8-$CL1799","v":80},10,2,35,280,21,21.5,0,26,30,47.8,{"v":4654.400000000001,"d":"4654"},{"$f":"IF($B1799>$F1799,0,IF($C1799>$G1799,0,ROUND((((($F1799-$B1799)/100)*IF('DBH-Upgrade'!$K$6='DBH-Upgrade'!$K$8,$BZ1813,($BE1799/(($F1799-18)/100))))+((($B1799-18)/100)*$CA1813))*$CE1813,0)))","v":{"$error":"#VALUE!"}},{"$f":"IF($B1799>$F1799,0,IF($C1799>$G1799,0,ROUND((((($F1799-$B1799)/100)*IF('DBH-Upgrade'!$K$6='DBH-Upgrade'!$K$8,$BZ1813,($BE1799/(($F1799-18)/100))))+((($B1799-18)/100)*$CA1813))*$CD1813,0)))","v":{"$error":"#VALUE!"}},{"$f":"IF($B1799>$F1799,0,IF($C1799>$G1799,0,ROUND(((($F1799-$B1799)/100)*IF('DBH-Upgrade'!$K$6='DBH-Upgrade'!$K$8,$BZ1813,($BE1799/(($F1799-18)/100))))+((($B1799-18)/100)*$CA1813),0)))","v":{"$error":"#VALUE!"}},{"v":1.5,"d":"1.500"},1.05,1.05,1.05,375,{"$f":"IF($B1799>$F1799,0,IF($C1799>$G1799,0,ROUND(((($F1799-$B1799)/100)*(IF('DBH-Upgrade'!$K$6='DBH-Upgrade'!$K$8,$BZ1813,($BE1799/(($F1799-18)/100))))*$CH1813)+((($B1799-18)/100)*$CA1813*$CE1813*$CG1813),0)))","v":{"$error":"#VALUE!"}},{"$f":"IF($B1799>$F1799,0,IF($C1799>$G1799,0,ROUND(((($F1799-$B1799)/100)*(IF('DBH-Upgrade'!$K$6='DBH-Upgrade'!$K$8,$BZ1813,($BE1799/(($F1799-18)/100))))*$CH1813)+((($B1799-18)/100)*$CA1813*$CD1813*$CG1813),0)))","v":{"$error":"#VALUE!"}},{"$f":"IF($B1799>$F1799,0,IF($C1799>$G1799,0,ROUND(((($F1799-$B1799)/100)*(IF('DBH-Upgrade'!$K$6='DBH-Upgrade'!$K$8,$BZ1813,($BE1799/(($F1799-18)/100))))*$CH1813)+((($B1799-18)/100)*$CA1813*$CG1813),0)))","v":{"$error":"#VALUE!"}},19,{"$error":"#VALUE!"},{"$error":"#VALUE!"},{"$error":"#VALUE!"},{"v":0.003933849414540698,"d":"0.00"},{"$error":"#VALUE!"},{"$error":"#VALUE!"},{"$error":"#VALUE!"},0.0001276,1.7219,4,0.000514201,{"$f":"IF($B1799>$F1799,0,IF($C1799>$G1799,0,ROUND((((($F1799-$B1799)/100)*IF('DBH-Upgrade'!$K$6='DBH-Upgrade'!$K$8,$CC1813,($BF1799/(($F1799-18)/100))))+((($B1799-18)/100)*$CB1813))*IF($E1799>50,IF($G1799=11,(1-(($E1799-50)*0.005)),IF($G1799=16,(1-(($E1799-50)*0.005)),IF($G1799=21,(1-(($E1799-50)*0.005)),1))),1)*$CE1813,0)))","v":{"$error":"#VALUE!"}},{"$f":"IF($B1799>$F1799,0,IF($C1799>$G1799,0,ROUND((((($F1799-$B1799)/100)*IF('DBH-Upgrade'!$K$6='DBH-Upgrade'!$K$8,$CC1813,($BF1799/(($F1799-18)/100))))+((($B1799-18)/100)*$CB1813))*IF($E1799>50,IF($G1799=11,(1-(($E1799-50)*0.005)),IF($G1799=16,(1-(($E1799-50)*0.005)),IF($G1799=21,(1-(($E1799-50)*0.005)),1))),1)*$CD1813,0)))","v":{"$error":"#VALUE!"}},{"$f":"IF($B1799>$F1799,0,IF($C1799>$G1799,0,ROUND((((($F1799-$B1799)/100)*IF('DBH-Upgrade'!$K$6='DBH-Upgrade'!$K$8,$CC1813,($BF1799/(($F1799-18)/100))))+((($B1799-18)/100)*$CB1813))*IF($E1799>50,IF($G1799=11,(1-(($E1799-50)*0.005)),IF($G1799=16,(1-(($E1799-50)*0.005)),IF($G1799=21,(1-(($E1799-50)*0.005)),1))),1),0)))","v":{"$error":"#VALUE!"}},0.85,0.85,0.85,{"$f":"AK1799*POWER(CF_cool,AN1799)","v":{"$error":"#VALUE!"}},{"$f":"AL1799*POWER(CF_cool,AO1799)","v":{"$error":"#VALUE!"}},{"$f":"AM1799*POWER(CF_cool,AP1799)","v":{"$error":"#VALUE!"}},{"$error":"#VALUE!"},{"$error":"#VALUE!"},{"$error":"#VALUE!"},{"$error":"#VALUE!"},{"$error":"#VALUE!"},{"$error":"#VALUE!"},7.5,6,6.7,9,null,5818,null,{"v":0.8,"d":"80%"},null,null,0,11.8,13.7,21.85,null,1,1,1,{"$error":"#VALUE!"},{"$error":"#VALUE!"},{"$error":"#VALUE!"},null,{"$error":"#VALUE!"},{"$error":"#VALUE!"},{"$error":"#VALUE!"},{"$error":"#VALUE!"},{"$error":"#VALUE!"},4479,834,{"$error":"#VALUE!"},0.681904401633284,0.6579686139337618,null,0.15781864009190116,0.08064538055291112,0.7952052041594007,0.7952052041594007,null,0]
["250602010",{"$f":"'DBH-Upgrade'!$K$8-$CL1806","v":80},10,2,50,60,20,21.5,0,26,30,40,{"$f":"BE1806*BG1806","v":{"v":1017.6,"d":"1018"}},{"$f":"IF($B1806>$F1806,0,IF($C1806>$G1806,0,ROUND((((($F1806-$B1806)/100)*IF('DBH-Upgrade'!$K$6='DBH-Upgrade'!$K$8,$BZ1820,($BE1806/(($F1806-18)/100))))+((($B1806-18)/100)*$CA1820))*$CE1820,0)))","v":0},{"$f":"IF($B1806>$F1806,0,IF($C1806>$G1806,0,ROUND((((($F1806-$B1806)/100)*IF('DBH-Upgrade'!$K$6='DBH-Upgrade'!$K$8,$BZ1820,($BE1806/(($F1806-18)/100))))+((($B1806-18)/100)*$CA1820))*$CD1820,0)))","v":0},{"$f":"IF($B1806>$F1806,0,IF($C1806>$G1806,0,ROUND(((($F1806-$B1806)/100)*IF('DBH-Upgrade'!$K$6='DBH-Upgrade'!$K$8,$BZ1820,($BE1806/(($F1806-18)/100))))+((($B1806-18)/100)*$CA1820),0)))","v":0},{"v":1.5,"d":"1.500"},1.08,1.08,1.08,82,{"$f":"IF($B1806>$F1806,0,IF($C1806>$G1806,0,ROUND(((($F1806-$B1806)/100)*(IF('DBH-Upgrade'!$K$6='DBH-Upgrade'!$K$8,$BZ1820,($BE1806/(($F1806-18)/100))))*$CH1820)+((($B1806-18)/100)*$CA1820*$CE1820*$CG1820),0)))","v":0},{"$f":"IF($B1806>$F1806,0,IF($C1806>$G1806,0,ROUND(((($F1806-$B1806)/100)*(IF('DBH-Upgrade'!$K$6='DBH-Upgrade'!$K$8,$BZ1820,($BE1806/(($F1806-18)/100))))*$CH1820)+((($B1806-18)/100)*$CA1820*$CD1820*$CG1820),0)))","v":0},{"$f":"IF($B1806>$F1806,0,IF($C1806>$G1806,0,ROUND(((($F1806-$B1806)/100)*(IF('DBH-Upgrade'!$K$6='DBH-Upgrade'!$K$8,$BZ1820,($BE1806/(($F1806-18)/100))))*$CH1820)+((($B1806-18)/100)*$CA1820*$CG1820),0)))","v":0},4,0,0,0,{"v":7.14622306428138e-05,"d":"0.00"},{"v":0,"d":"0.00"},{"v":0,"d":"0.00"},{"v":0,"d":"0.00"},0.0001276,1.7219,2,3.76611E-4,{"$f":"IF($B1806>$F1806,0,IF($C1806>$G1806,0,ROUND((((($F1806-$B1806)/100)*IF('DBH-Upgrade'!$K$6='DBH-Upgrade'!$K$8,$CC1820,($BF1806/(($F1806-18)/100))))+((($B1806-18)/100)*$CB1820))*IF($E1806>50,IF($G1806=11,(1-(($E1806-50)*0.005)),IF($G1806=16,(1-(($E1806-50)*0.005)),IF($G1806=21,(1-(($E1806-50)*0.005)),1))),1)*$CE1820,0)))","v":0},{"$f":"IF($B1806>$F1806,0,IF($C1806>$G1806,0,ROUND((((($F1806-$B1806)/100)*IF('DBH-Upgrade'!$K$6='DBH-Upgrade'!$K$8,$CC1820,($BF1806/(($F1806-18)/100))))+((($B1806-18)/100)*$CB1820))*IF($E1806>50,IF($G1806=11,(1-(($E1806-50)*0.005)),IF($G1806=16,(1-(($E1806-50)*0.005)),IF($G1806=21,(1-(($E1806-50)*0.005)),1))),1)*$CD1820,0)))","v":0},{"$f":"IF($B1806>$F1806,0,IF($C1806>$G1806,0,ROUND((((($F1806-$B1806)/100)*IF('DBH-Upgrade'!$K$6='DBH-Upgrade'!$K$8,$CC1820,($BF1806/(($F1806-18)/100))))+((($B1806-18)/100)*$CB1820))*IF($E1806>50,IF($G1806=11,(1-(($E1806-50)*0.005)),IF($G1806=16,(1-(($E1806-50)*0.005)),IF($G1806=21,(1-(($E1806-50)*0.005)),1))),1),0)))","v":0},0.95,0.95,0.95,{"$f":"AK1806*POWER(CF_cool,AN1806)","v":0},{"$f":"AL1806*POWER(CF_cool,AO1806)","v":0},{"$f":"AM1806*POWER(CF_cool,AP1806)","v":0},0,0,0,{"v":0,"d":"0.00"},{"v":0,"d":"0.00"},{"v":0,"d":"0.00"},0.8,"DBH-unit is te lang!","DBH-unit is te lang!","DBH-unit is te lang!",null,1272,null,{"v":0.8,"d":"80%"},null,null,0,"DBH-unit is te lang!","DBH-unit is te lang!","DBH-unit is te lang!",null,1,1,1,0,0,0,null,0,0,0,1,{"$error":"#VALUE!"},3682,458,{"$error":"#VALUE!"},0.75,0.68,null,0.16320641939358696,0.08064538055291112,0.7952052041594007,0.7952052041594007,null,0]
["250701610",{"$f":"'DBH-Upgrade'!$K$8-$CL1811","v":70},10,2,50,70,16,16.5,0,26,30,41,{"v":928.8800000000001,"d":"929"},{"$f":"IF($B1811>$F1811,0,IF($C1811>$G1811,0,ROUND((((($F1811-$B1811)/100)*IF('DBH-Upgrade'!$K$6='DBH-Upgrade'!$K$8,$BZ1825,($BE1811/(($F1811-18)/100))))+((($B1811-18)/100)*$CA1825))*$CE1825,0)))","v":{"$error":"#VALUE!"}},{"$f":"IF($B1811>$F1811,0,IF($C1811>$G1811,0,ROUND((((($F1811-$B1811)/100)*IF('DBH-Upgrade'!$K$6='DBH-Upgrade'!$K$8,$BZ1825,($BE1811/(($F1811-18)/100))))+((($B1811-18)/100)*$CA1825))*$CD1825,0)))","v":{"$error":"#VALUE!"}},{"$f":"IF($B1811>$F1811,0,IF($C1811>$G1811,0,ROUND(((($F1811-$B1811)/100)*IF('DBH-Upgrade'!$K$6='DBH-Upgrade'!$K$8,$BZ1825,($BE1811/(($F1811-18)/100))))+((($B1811-18)/100)*$CA1825),0)))","v":{"$error":"#VALUE!"}},{"v":1.5,"d":"1.500"},1.1,1.1,1.1,75,{"$f":"IF($B1811>$F1811,0,IF($C1811>$G1811,0,ROUND(((($F1811-$B1811)/100)*(IF('DBH-Upgrade'!$K$6='DBH-Upgrade'!$K$8,$BZ1825,($BE1811/(($F1811-18)/100))))*$CH1825)+((($B1811-18)/100)*$CA1825*$CE1825*$CG1825),0)))","v":{"$error":"#VALUE!"}},{"$f":"IF($B1811>$F1811,0,IF($C1811>$G1811,0,ROUND(((($F1811-$B1811)/100)*(IF('DBH-Upgrade'!$K$6='DBH-Upgrade'!$K$8,$BZ1825,($BE1811/(($F1811-18)/100))))*$CH1825)+((($B1811-18)/100)*$CA1825*$CD1825*$CG1825),0)))","v":{"$error":"#VALUE!"}},{"$f":"IF($B1811>$F1811,0,IF($C1811>$G1811,0,ROUND(((($F1811-$B1811)/100)*(IF('DBH-Upgrade'!$K$6='DBH-Upgrade'!$K$8,$BZ1825,($BE1811/(($F1811-18)/100))))*$CH1825)+((($B1811-18)/100)*$CA1825*$CG1825),0)))","v":{"$error":"#VALUE!"}},4,{"$error":"#VALUE!"},{"$error":"#VALUE!"},{"$error":"#VALUE!"},{"v":2.6793560911796664E-4,"d":"0.00"},{"$error":"#VALUE!"},{"$error":"#VALUE!"},{"$error":"#VALUE!"},0.0002083,1.724,4,1.392796E-3,{"$f":"IF($B1811>$F1811,0,IF($C1811>$G1811,0,ROUND((((($F1811-$B1811)/100)*IF('DBH-Upgrade'!$K$6='DBH-Upgrade'!$K$8,$CC1825,($BF1811/(($F1811-18)/100))))+((($B1811-18)/100)*$CB1825))*IF($E1811>50,IF($G1811=11,(1-(($E1811-50)*0.005)),IF($G1811=16,(1-(($E1811-50)*0.005)),IF($G1811=21,(1-(($E1811-50)*0.005)),1))),1)*$CE1825,0)))","v":{"$error":"#VALUE!"}},{"$f":"IF($B1811>$F1811,0,IF($C1811>$G1811,0,ROUND((((($F1811-$B1811)/100)*IF('DBH-Upgrade'!$K$6='DBH-Upgrade'!$K$8,$CC1825,($BF1811/(($F1811-18)/100))))+((($B1811-18)/100)*$CB1825))*IF($E1811>50,IF($G1811=11,(1-(($E1811-50)*0.005)),IF($G1811=16,(1-(($E1811-50)*0.005)),IF($G1811=21,(1-(($E1811-50)*0.005)),1))),1)*$CD1825,0)))","v":{"$error":"#VALUE!"}},{"$f":"IF($B1811>$F1811,0,IF($C1811>$G1811,0,ROUND((((($F1811-$B1811)/100)*IF('DBH-Upgrade'!$K$6='DBH-Upgrade'!$K$8,$CC1825,($BF1811/(($F1811-18)/100))))+((($B1811-18)/100)*$CB1825))*IF($E1811>50,IF($G1811=11,(1-(($E1811-50)*0.005)),IF($G1811=16,(1-(($E1811-50)*0.005)),IF($G1811=21,(1-(($E1811-50)*0.005)),1))),1),0)))","v":{"$error":"#VALUE!"}},0.95,0.95,0.95,{"$f":"AK1811*POWER(CF_cool,AN1811)","v":{"$error":"#VALUE!"}},{"$f":"AL1811*POWER(CF_cool,AO1811)","v":{"$error":"#VALUE!"}},{"$f":"AM1811*POWER(CF_cool,AP1811)","v":{"$error":"#VALUE!"}},{"$error":"#VALUE!"},{"$error":"#VALUE!"},{"$error":"#VALUE!"},{"$error":"#VALUE!"},{"$error":"#VALUE!"},{"$error":"#VALUE!"},1.4,6,6.7,9,null,1366,null,{"v":0.68,"d":"68%"},null,null,0,11.8,13.7,21.85,null,1,1,1,{"$error":"#VALUE!"},{"$error":"#VALUE!"},{"$error":"#VALUE!"},null,{"$error":"#VALUE!"},{"$error":"#VALUE!"},{"$error":"#VALUE!"},{"$error":"#VALUE!"},{"$error":"#VALUE!"},4479,834,{"$error":"#VALUE!"},0.6729424377054166,0.6582099452827469,null,0.15781864009190116,0.08064538055291112,0.7952052041594007,0.7952052041594007,null,10]
["250802110",{"$f":"'DBH-Upgrade'!$K$8-$CL1819","v":80},10,2,50,80,21,21.5,0,26,30,41.8,{"v":1640.8000000000002,"d":"1641"},{"$f":"IF($B1819>$F1819,0,IF($C1819>$G1819,0,ROUND((((($F1819-$B1819)/100)*IF('DBH-Upgrade'!$K$6='DBH-Upgrade'!$K$8,$BZ1833,($BE1819/(($F1819-18)/100))))+((($B1819-18)/100)*$CA1833))*$CE1833,0)))","v":{"$error":"#VALUE!"}},{"$f":"IF($B1819>$F1819,0,IF($C1819>$G1819,0,ROUND((((($F1819-$B1819)/100)*IF('DBH-Upgrade'!$K$6='DBH-Upgrade'!$K$8,$BZ1833,($BE1819/(($F1819-18)/100))))+((($B1819-18)/100)*$CA1833))*$CD1833,0)))","v":{"$error":"#VALUE!"}},{"$f":"IF($B1819>$F1819,0,IF($C1819>$G1819,0,ROUND(((($F1819-$B1819)/100)*IF('DBH-Upgrade'!$K$6='DBH-Upgrade'!$K$8,$BZ1833,($BE1819/(($F1819-18)/100))))+((($B1819-18)/100)*$CA1833),0)))","v":{"$error":"#VALUE!"}},{"v":1.5,"d":"1.500"},1.05,1.05,1.05,132,{"$f":"IF($B1819>$F1819,0,IF($C1819>$G1819,0,ROUND(((($F1819-$B1819)/100)*(IF('DBH-Upgrade'!$K$6='DBH-Upgrade'!$K$8,$BZ1833,($BE1819/(($F1819-18)/100))))*$CH1833)+((($B1819-18)/100)*$CA1833*$CE1833*$CG1833),0)))","v":{"$error":"#VALUE!"}},{"$f":"IF($B1819>$F1819,0,IF($C1819>$G1819,0,ROUND(((($F1819-$B1819)/100)*(IF('DBH-Upgrade'!$K$6='DBH-Upgrade'!$K$8,$BZ1833,($BE1819/(($F1819-18)/100))))*$CH1833)+((($B1819-18)/100)*$CA1833*$CD1833*$CG1833),0)))","v":{"$error":"#VALUE!"}},{"$f":"IF($B1819>$F1819,0,IF($C1819>$G1819,0,ROUND(((($F1819-$B1819)/100)*(IF('DBH-Upgrade'!$K$6='DBH-Upgrade'!$K$8,$BZ1833,($BE1819/(($F1819-18)/100))))*$CH1833)+((($B1819-18)/100)*$CA1833*$CG1833),0)))","v":{"$error":"#VALUE!"}},7,{"$error":"#VALUE!"},{"$error":"#VALUE!"},{"$error":"#VALUE!"},{"v":3.4050618444247455E-4,"d":"0.00"},{"$error":"#VALUE!"},{"$error":"#VALUE!"},{"$error":"#VALUE!"},0.0001276,1.7219,4,0.000514201,{"$f":"IF($B1819>$F1819,0,IF($C1819>$G1819,0,ROUND((((($F1819-$B1819)/100)*IF('DBH-Upgrade'!$K$6='DBH-Upgrade'!$K$8,$CC1833,($BF1819/(($F1819-18)/100))))+((($B1819-18)/100)*$CB1833))*IF($E1819>50,IF($G1819=11,(1-(($E1819-50)*0.005)),IF($G1819=16,(1-(($E1819-50)*0.005)),IF($G1819=21,(1-(($E1819-50)*0.005)),1))),1)*$CE1833,0)))","v":{"$error":"#VALUE!"}},{"$f":"IF($B1819>$F1819,0,IF($C1819>$G1819,0,ROUND((((($F1819-$B1819)/100)*IF('DBH-Upgrade'!$K$6='DBH-Upgrade'!$K$8,$CC1833,($BF1819/(($F1819-18)/100))))+((($B1819-18)/100)*$CB1833))*IF($E1819>50,IF($G1819=11,(1-(($E1819-50)*0.005)),IF($G1819=16,(1-(($E1819-50)*0.005)),IF($G1819=21,(1-(($E1819-50)*0.005)),1))),1)*$CD1833,0)))","v":{"$error":"#VALUE!"}},{"$f":"IF($B1819>$F1819,0,IF($C1819>$G1819,0,ROUND((((($F1819-$B1819)/100)*IF('DBH-Upgrade'!$K$6='DBH-Upgrade'!$K$8,$CC1833,($BF1819/(($F1819-18)/100))))+((($B1819-18)/100)*$CB1833))*IF($E1819>50,IF($G1819=11,(1-(($E1819-50)*0.005)),IF($G1819=16,(1-(($E1819-50)*0.005)),IF($G1819=21,(1-(($E1819-50)*0.005)),1))),1),0)))","v":{"$error":"#VALUE!"}},0.85,0.85,0.85,{"$f":"AK1819*POWER(CF_cool,AN1819)","v":{"$error":"#VALUE!"}},{"$f":"AL1819*POWER(CF_cool,AO1819)","v":{"$error":"#VALUE!"}},{"$f":"AM1819*POWER(CF_cool,AP1819)","v":{"$error":"#VALUE!"}},{"$error":"#VALUE!"},{"$error":"#VALUE!"},{"$error":"#VALUE!"},{"$error":"#VALUE!"},{"$error":"#VALUE!"},{"$error":"#VALUE!"},2.1,6,6.7,9,null,2051,null,{"v":0.8,"d":"80%"},null,null,0,11.8,13.7,21.85,null,1,1,1,{"$error":"#VALUE!"},{"$error":"#VALUE!"},{"$error":"#VALUE!"},null,{"$error":"#VALUE!"},{"$error":"#VALUE!"},{"$error":"#VALUE!"},{"$error":"#VALUE!"},{"$error":"#VALUE!"},4479,834,{"$error":"#VALUE!"},{"$f":"CU$74","v":0.7555553480649244},{"$f":"CV$74","v":0.7038387772986681},null,0.15781864009190116,0.08064538055291112,0.7952052041594007,0.7952052041594007,null,0]
["2501001110",{"$f":"'DBH-Upgrade'!$K$8-$CL1827","v":80},10,2,50,100,11,11.5,0,26,30,43,{"v":890.1200000000001,"d":"890"},{"$f":"IF($B1827>$F1827,0,IF($C1827>$G1827,0,ROUND((((($F1827-$B1827)/100)*IF('DBH-Upgrade'!$K$6='DBH-Upgrade'!$K$8,$BZ1841,($BE1827/(($F1827-18)/100))))+((($B1827-18)/100)*$CA1841))*$CE1841,0)))","v":1957},{"$f":"IF($B1827>$F1827,0,IF($C1827>$G1827,0,ROUND((((($F1827-$B1827)/100)*IF('DBH-Upgrade'!$K$6='DBH-Upgrade'!$K$8,$BZ1841,($BE1827/(($F1827-18)/100))))+((($B1827-18)/100)*$CA1841))*$CD1841,0)))","v":2109},{"$f":"IF($B1827>$F1827,0,IF($C1827>$G1827,0,ROUND(((($F1827-$B1827)/100)*IF('DBH-Upgrade'!$K$6='DBH-Upgrade'!$K$8,$BZ1841,($BE1827/(($F1827-18)/100))))+((($B1827-18)/100)*$CA1841),0)))","v":2589},{"v":1.5,"d":"1.500"},1.1,1.1,1.1,72,{"$f":"IF($B1827>$F1827,0,IF($C1827>$G1827,0,ROUND(((($F1827-$B1827)/100)*(IF('DBH-Upgrade'!$K$6='DBH-Upgrade'!$K$8,$BZ1841,($BE1827/(($F1827-18)/100))))*$CH1841)+((($B1827-18)/100)*$CA1841*$CE1841*$CG1841),0)))","v":291},{"$f":"IF($B1827>$F1827,0,IF($C1827>$G1827,0,ROUND(((($F1827-$B1827)/100)*(IF('DBH-Upgrade'!$K$6='DBH-Upgrade'!$K$8,$BZ1841,($BE1827/(($F1827-18)/100))))*$CH1841)+((($B1827-18)/100)*$CA1841*$CD1841*$CG1841),0)))","v":311},{"$f":"IF($B1827>$F1827,0,IF($C1827>$G1827,0,ROUND(((($F1827-$B1827)/100)*(IF('DBH-Upgrade'!$K$6='DBH-Upgrade'!$K$8,$BZ1841,($BE1827/(($F1827-18)/100))))*$CH1841)+((($B1827-18)/100)*$CA1841*$CG1841),0)))","v":374},4,15,16,19,{"v":2.375423033220729E-4,"d":"0.00"},{"v":0.002726762221348394,"d":"0.00"},{"v":3.0742297796608146E-3,"d":"0.00"},{"v":0.004232446912854078,"d":"0.00"},3.969E-4,1.7346,4,0.000574288,{"$f":"IF($B1827>$F1827,0,IF($C1827>$G1827,0,ROUND((((($F1827-$B1827)/100)*IF('DBH-Upgrade'!$K$6='DBH-Upgrade'!$K$8,$CC1841,($BF1827/(($F1827-18)/100))))+((($B1827-18)/100)*$CB1841))*IF($E1827>50,IF($G1827=11,(1-(($E1827-50)*0.005)),IF($G1827=16,(1-(($E1827-50)*0.005)),IF($G1827=21,(1-(($E1827-50)*0.005)),1))),1)*$CE1841,0)))","v":278},{"$f":"IF($B1827>$F1827,0,IF($C1827>$G1827,0,ROUND((((($F1827-$B1827)/100)*IF('DBH-Upgrade'!$K$6='DBH-Upgrade'!$K$8,$CC1841,($BF1827/(($F1827-18)/100))))+((($B1827-18)/100)*$CB1841))*IF($E1827>50,IF($G1827=11,(1-(($E1827-50)*0.005)),IF($G1827=16,(1-(($E1827-50)*0.005)),IF($G1827=21,(1-(($E1827-50)*0.005)),1))),1)*$CD1841,0)))","v":300},{"$f":"IF($B1827>$F1827,0,IF($C1827>$G1827,0,ROUND((((($F1827-$B1827)/100)*IF('DBH-Upgrade'!$K$6='DBH-Upgrade'!$K$8,$CC1841,($BF1827/(($F1827-18)/100))))+((($B1827-18)/100)*$CB1841))*IF($E1827>50,IF($G1827=11,(1-(($E1827-50)*0.005)),IF($G1827=16,(1-(($E1827-50)*0.005)),IF($G1827=21,(1-(($E1827-50)*0.005)),1))),1),0)))","v":368},0.95,0.95,0.95,{"$f":"AK1827*POWER(CF_cool,AN1827)","v":221.06704675631337},{"$f":"AL1827*POWER(CF_cool,AO1827)","v":238.5615612478202},{"$f":"AM1827*POWER(CF_cool,AP1827)","v":292.6355151306594},48,51,63,{"v":0.023949988832037784,"d":"0.02"},{"v":0.026839394422294823,"d":"0.03"},{"v":0.039940230125374045,"d":"0.04"},1.3,6,6.7,9,null,1309,null,{"v":0.68,"d":"68%"},null,null,0,11.8,13.7,21.85,null,1,1,1,221.06704675631337,238.5615612478202,292.6355151306594,null,0,0,0,1,{"$error":"#VALUE!"},5340,750,{"$error":"#VALUE!"},{"$f":"CY$75","v":0.7555553480649244},{"$f":"CZ$75","v":0.7038387772986681},null,0.1716349180255756,0.08064538055291112,0.8146200327725304,0.8146200327725304,null,0]
["2501002110",{"$f":"'DBH-Upgrade'!$K$8-$CL1831","v":80},10,2,50,100,21,21.5,0,26,30,43,{"v":2051.2000000000003,"d":"2051"},{"$f":"IF($B1831>$F1831,0,IF($C1831>$G1831,0,ROUND((((($F1831-$B1831)/100)*IF('DBH-Upgrade'!$K$6='DBH-Upgrade'!$K$8,$BZ1845,($BE1831/(($F1831-18)/100))))+((($B1831-18)/100)*$CA1845))*$CE1845,0)))","v":{"$error":"#VALUE!"}},{"$f":"IF($B1831>$F1831,0,IF($C1831>$G1831,0,ROUND((((($F1831-$B1831)/100)*IF('DBH-Upgrade'!$K$6='DBH-Upgrade'!$K$8,$BZ1845,($BE1831/(($F1831-18)/100))))+((($B1831-18)/100)*$CA1845))*$CD1845,0)))","v":{"$error":"#VALUE!"}},{"$f":"IF($B1831>$F1831,0,IF($C1831>$G1831,0,ROUND(((($F1831-$B1831)/100)*IF('DBH-Upgrade'!$K$6='DBH-Upgrade'!$K$8,$BZ1845,($BE1831/(($F1831-18)/100))))+((($B1831-18)/100)*$CA1845),0)))","v":{"$error":"#VALUE!"}},{"v":1.5,"d":"1.500"},1.05,1.05,1.05,165,{"$f":"IF($B1831>$F1831,0,IF($C1831>$G1831,0,ROUND(((($F1831-$B1831)/100)*(IF('DBH-Upgrade'!$K$6='DBH-Upgrade'!$K$8,$BZ1845,($BE1831/(($F1831-18)/100))))*$CH1845)+((($B1831-18)/100)*$CA1845*$CE1845*$CG1845),0)))","v":{"$error":"#VALUE!"}},{"$f":"IF($B1831>$F1831,0,IF($C1831>$G1831,0,ROUND(((($F1831-$B1831)/100)*(IF('DBH-Upgrade'!$K$6='DBH-Upgrade'!$K$8,$BZ1845,($BE1831/(($F1831-18)/100))))*$CH1845)+((($B1831-18)/100)*$CA1845*$CD1845*$CG1845),0)))","v":{"$error":"#VALUE!"}},{"$f":"IF($B1831>$F1831,0,IF($C1831>$G1831,0,ROUND(((($F1831-$B1831)/100)*(IF('DBH-Upgrade'!$K$6='DBH-Upgrade'!$K$8,$BZ1845,($BE1831/(($F1831-18)/100))))*$CH1845)+((($B1831-18)/100)*$CA1845*$CG1845),0)))","v":{"$error":"#VALUE!"}},9,{"$error":"#VALUE!"},{"$error":"#VALUE!"},{"$error":"#VALUE!"},{"v":5.9641655462622711E-4,"d":"0.00"},{"$error":"#VALUE!"},{"$error":"#VALUE!"},{"$error":"#VALUE!"},0.0001276,1.7219,4,0.000514201,{"$f":"IF($B1831>$F1831,0,IF($C1831>$G1831,0,ROUND((((($F1831-$B1831)/100)*IF('DBH-Upgrade'!$K$6='DBH-Upgrade'!$K$8,$CC1845,($BF1831/(($F1831-18)/100))))+((($B1831-18)/100)*$CB1845))*IF($E1831>50,IF($G1831=11,(1-(($E1831-50)*0.005)),IF($G1831=16,(1-(($E1831-50)*0.005)),IF($G1831=21,(1-(($E1831-50)*0.005)),1))),1)*$CE1845,0)))","v":{"$error":"#VALUE!"}},{"$f":"IF($B1831>$F1831,0,IF($C1831>$G1831,0,ROUND((((($F1831-$B1831)/100)*IF('DBH-Upgrade'!$K$6='DBH-Upgrade'!$K$8,$CC1845,($BF1831/(($F1831-18)/100))))+((($B1831-18)/100)*$CB1845))*IF($E1831>50,IF($G1831=11,(1-(($E1831-50)*0.005)),IF($G1831=16,(1-(($E1831-50)*0.005)),IF($G1831=21,(1-(($E1831-50)*0.005)),1))),1)*$CD1845,0)))","v":{"$error":"#VALUE!"}},{"$f":"IF($B1831>$F1831,0,IF($C1831>$G1831,0,ROUND((((($F1831-$B1831)/100)*IF('DBH-Upgrade'!$K$6='DBH-Upgrade'!$K$8,$CC1845,($BF1831/(($F1831-18)/100))))+((($B1831-18)/100)*$CB1845))*IF($E1831>50,IF($G1831=11,(1-(($E1831-50)*0.005)),IF($G1831=16,(1-(($E1831-50)*0.005)),IF($G1831=21,(1-(($E1831-50)*0.005)),1))),1),0)))","v":{"$error":"#VALUE!"}},0.85,0.85,0.85,{"$f":"AK1831*POWER(CF_cool,AN1831)","v":{"$error":"#VALUE!"}},{"$f":"AL1831*POWER(CF_cool,AO1831)","v":{"$error":"#VALUE!"}},{"$f":"AM1831*POWER(CF_cool,AP1831)","v":{"$error":"#VALUE!"}},{"$error":"#VALUE!"},{"$error":"#VALUE!"},{"$error":"#VALUE!"},{"$error":"#VALUE!"},{"$error":"#VALUE!"},{"$error":"#VALUE!"},2.7,6,6.7,9,null,2564,null,{"v":0.8,"d":"80%"},null,null,0,11.8,13.7,21.85,null,1,1,1,{"$error":"#VALUE!"},{"$error":"#VALUE!"},{"$error":"#VALUE!"},null,{"$error":"#VALUE!"},{"$error":"#VALUE!"},{"$error":"#VALUE!"},{"$error":"#VALUE!"},{"$error":"#VALUE!"},4479,834,{"$error":"#VALUE!"},0.7453108993363179,0.6950414455205922,null,0.15781864009190116,0.08064538055291112,0.7952052041594007,0.7952052041594007,null,0]
["2501102010",{"$f":"'DBH-Upgrade'!$K$8-$CL1836","v":70},10,2,50,110,20,21.5,0,26,30,43.5,{"v":1865.6000000000001,"d":"1866"},{"$f":"IF($B1836>$F1836,0,IF($C1836>$G1836,0,ROUND((((($F1836-$B1836)/100)*IF('DBH-Upgrade'!$K$6='DBH-Upgrade'!$K$8,$BZ1850,($BE1836/(($F1836-18)/100))))+((($B1836-18)/100)*$CA1850))*$CE1850,0)))","v":{"$error":"#VALUE!"}},{"$f":"IF($B1836>$F1836,0,IF($C1836>$G1836,0,ROUND((((($F1836-$B1836)/100)*IF('DBH-Upgrade'!$K$6='DBH-Upgrade'!$K$8,$BZ1850,($BE1836/(($F1836-18)/100))))+((($B1836-18)/100)*$CA1850))*$CD1850,0)))","v":{"$error":"#VALUE!"}},{"$f":"IF($B1836>$F1836,0,IF($C1836>$G1836,0,ROUND(((($F1836-$B1836)/100)*IF('DBH-Upgrade'!$K$6='DBH-Upgrade'!$K$8,$BZ1850,($BE1836/(($F1836-18)/100))))+((($B1836-18)/100)*$CA1850),0)))","v":{"$error":"#VALUE!"}},{"v":1.5,"d":"1.500"},1.08,1.08,1.08,150,{"$f":"IF($B1836>$F1836,0,IF($C1836>$G1836,0,ROUND(((($F1836-$B1836)/100)*(IF('DBH-Upgrade'!$K$6='DBH-Upgrade'!$K$8,$BZ1850,($BE1836/(($F1836-18)/100))))*$CH1850)+((($B1836-18)/100)*$CA1850*$CE1850*$CG1850),0)))","v":{"$error":"#VALUE!"}},{"$f":"IF($B1836>$F1836,0,IF($C1836>$G1836,0,ROUND(((($F1836-$B1836)/100)*(IF('DBH-Upgrade'!$K$6='DBH-Upgrade'!$K$8,$BZ1850,($BE1836/(($F1836-18)/100))))*$CH1850)+((($B1836-18)/100)*$CA1850*$CD1850*$CG1850),0)))","v":{"$error":"#VALUE!"}},{"$f":"IF($B1836>$F1836,0,IF($C1836>$G1836,0,ROUND(((($F1836-$B1836)/100)*(IF('DBH-Upgrade'!$K$6='DBH-Upgrade'!$K$8,$BZ1850,($BE1836/(($F1836-18)/100))))*$CH1850)+((($B1836-18)/100)*$CA1850*$CG1850),0)))","v":{"$error":"#VALUE!"}},8,{"$error":"#VALUE!"},{"$error":"#VALUE!"},{"$error":"#VALUE!"},{"v":3.2203175828474497E-4,"d":"0.00"},{"$error":"#VALUE!"},{"$error":"#VALUE!"},{"$error":"#VALUE!"},0.0001276,1.7219,2,3.76611E-4,{"$f":"IF($B1836>$F1836,0,IF($C1836>$G1836,0,ROUND((((($F1836-$B1836)/100)*IF('DBH-Upgrade'!$K$6='DBH-Upgrade'!$K$8,$CC1850,($BF1836/(($F1836-18)/100))))+((($B1836-18)/100)*$CB1850))*IF($E1836>50,IF($G1836=11,(1-(($E1836-50)*0.005)),IF($G1836=16,(1-(($E1836-50)*0.005)),IF($G1836=21,(1-(($E1836-50)*0.005)),1))),1)*$CE1850,0)))","v":{"$error":"#VALUE!"}},{"$f":"IF($B1836>$F1836,0,IF($C1836>$G1836,0,ROUND((((($F1836-$B1836)/100)*IF('DBH-Upgrade'!$K$6='DBH-Upgrade'!$K$8,$CC1850,($BF1836/(($F1836-18)/100))))+((($B1836-18)/100)*$CB1850))*IF($E1836>50,IF($G1836=11,(1-(($E1836-50)*0.005)),IF($G1836=16,(1-(($E1836-50)*0.005)),IF($G1836=21,(1-(($E1836-50)*0.005)),1))),1)*$CD1850,0)))","v":{"$error":"#VALUE!"}},{"$f":"IF($B1836>$F1836,0,IF($C1836>$G1836,0,ROUND((((($F1836-$B1836)/100)*IF('DBH-Upgrade'!$K$6='DBH-Upgrade'!$K$8,$CC1850,($BF1836/(($F1836-18)/100))))+((($B1836-18)/100)*$CB1850))*IF($E1836>50,IF($G1836=11,(1-(($E1836-50)*0.005)),IF($G1836=16,(1-(($E1836-50)*0.005)),IF($G1836=21,(1-(($E1836-50)*0.005)),1))),1),0)))","v":{"$error":"#VALUE!"}},0.95,0.95,0.95,{"$f":"AK1836*POWER(CF_cool,AN1836)","v":{"$error":"#VALUE!"}},{"$f":"AL1836*POWER(CF_cool,AO1836)","v":{"$error":"#VALUE!"}},{"$f":"AM1836*POWER(CF_cool,AP1836)","v":{"$error":"#VALUE!"}},{"$error":"#VALUE!"},{"$error":"#VALUE!"},{"$error":"#VALUE!"},{"$error":"#VALUE!"},{"$error":"#VALUE!"},{"$error":"#VALUE!"},1.5,6,6.7,9,null,2332,null,{"v":0.8,"d":"80%"},null,null,0,11.8,13.7,21.85,null,1,1,1,{"$error":"#VALUE!"},{"$error":"#VALUE!"},{"$error":"#VALUE!"},null,{"$error":"#VALUE!"},{"$error":"#VALUE!"},{"$error":"#VALUE!"},{"$error":"#VALUE!"},{"$error":"#VALUE!"},3301,508,{"$error":"#VALUE!"},0.7342980293974435,0.6854011253923185,null,0.16320641939358696,0.08064538055291112,0.783779121140337,0.783779121140337,null,10]
["2501401010",{"$f":"'DBH-Upgrade'!$K$8-$CL1844","v":80},10,2,50,140,10,11.5,0,26,30,44.8,1215,{"$f":"IF($B1844>$F1844,0,IF($C1844>$G1844,0,ROUND((((($F1844-$B1844)/100)*IF('DBH-Upgrade'!$K$6='DBH-Upgrade'!$K$8,$BZ1858,($BE1844/(($F1844-18)/100))))+((($B1844-18)/100)*$CA1858))*$CE1858,0)))","v":1648},{"$f":"IF($B1844>$F1844,0,IF($C1844>$G1844,0,ROUND((((($F1844-$B1844)/100)*IF('DBH-Upgrade'!$K$6='DBH-Upgrade'!$K$8,$BZ1858,($BE1844/(($F1844-18)/100))))+((($B1844-18)/100)*$CA1858))*$CD1858,0)))","v":1784},{"$f":"IF($B1844>$F1844,0,IF($C1844>$G1844,0,ROUND(((($F1844-$B1844)/100)*IF('DBH-Upgrade'!$K$6='DBH-Upgrade'!$K$8,$BZ1858,($BE1844/(($F1844-18)/100))))+((($B1844-18)/100)*$CA1858),0)))","v":2250},{"v":1.5,"d":"1.500"},1.08,1.08,1.08,98,{"$f":"IF($B1844>$F1844,0,IF($C1844>$G1844,0,ROUND(((($F1844-$B1844)/100)*(IF('DBH-Upgrade'!$K$6='DBH-Upgrade'!$K$8,$BZ1858,($BE1844/(($F1844-18)/100))))*$CH1858)+((($B1844-18)/100)*$CA1858*$CE1858*$CG1858),0)))","v":243},{"$f":"IF($B1844>$F1844,0,IF($C1844>$G1844,0,ROUND(((($F1844-$B1844)/100)*(IF('DBH-Upgrade'!$K$6='DBH-Upgrade'!$K$8,$BZ1858,($BE1844/(($F1844-18)/100))))*$CH1858)+((($B1844-18)/100)*$CA1858*$CD1858*$CG1858),0)))","v":258},{"$f":"IF($B1844>$F1844,0,IF($C1844>$G1844,0,ROUND(((($F1844-$B1844)/100)*(IF('DBH-Upgrade'!$K$6='DBH-Upgrade'!$K$8,$BZ1858,($BE1844/(($F1844-18)/100))))*$CH1858)+((($B1844-18)/100)*$CA1858*$CG1858),0)))","v":311},5,13,13,16,{"v":2.4935299122912926E-4,"d":"0.00"},{"v":0.001444335947096134,"d":"0.00"},{"v":0.001444335947096134,"d":"0.00"},{"v":2.119976784936205E-3,"d":"0.00"},3.969E-4,1.7346,2,0.000367347,{"$f":"IF($B1844>$F1844,0,IF($C1844>$G1844,0,ROUND((((($F1844-$B1844)/100)*IF('DBH-Upgrade'!$K$6='DBH-Upgrade'!$K$8,$CC1858,($BF1844/(($F1844-18)/100))))+((($B1844-18)/100)*$CB1858))*IF($E1844>50,IF($G1844=11,(1-(($E1844-50)*0.005)),IF($G1844=16,(1-(($E1844-50)*0.005)),IF($G1844=21,(1-(($E1844-50)*0.005)),1))),1)*$CE1858,0)))","v":187},{"$f":"IF($B1844>$F1844,0,IF($C1844>$G1844,0,ROUND((((($F1844-$B1844)/100)*IF('DBH-Upgrade'!$K$6='DBH-Upgrade'!$K$8,$CC1858,($BF1844/(($F1844-18)/100))))+((($B1844-18)/100)*$CB1858))*IF($E1844>50,IF($G1844=11,(1-(($E1844-50)*0.005)),IF($G1844=16,(1-(($E1844-50)*0.005)),IF($G1844=21,(1-(($E1844-50)*0.005)),1))),1)*$CD1858,0)))","v":203},{"$f":"IF($B1844>$F1844,0,IF($C1844>$G1844,0,ROUND((((($F1844-$B1844)/100)*IF('DBH-Upgrade'!$K$6='DBH-Upgrade'!$K$8,$CC1858,($BF1844/(($F1844-18)/100))))+((($B1844-18)/100)*$CB1858))*IF($E1844>50,IF($G1844=11,(1-(($E1844-50)*0.005)),IF($G1844=16,(1-(($E1844-50)*0.005)),IF($G1844=21,(1-(($E1844-50)*0.005)),1))),1),0)))","v":255},0.98,0.98,0.98,{"$f":"AK1844*POWER(CF_cool,AN1844)","v":147.63116892838855},{"$f":"AL1844*POWER(CF_cool,AO1844)","v":160.26271279391912},{"$f":"AM1844*POWER(CF_cool,AP1844)","v":201.31523035689347},32,34,43,{"v":0.007674444805688944,"d":"0.01"},{"v":0.008591870125751811,"d":"0.01"},{"v":0.013314361278942581,"d":"0.01"},0.9,6,6.7,9,null,1350,null,{"v":0.9,"d":"90%"},null,null,0,11.8,13.7,21.85,null,1,1,1,147.63116892838855,160.26271279391912,201.31523035689347,null,0,0,0,1,{"$error":"#VALUE!"},3682,458,{"$error":"#VALUE!"},0.8146699660963719,0.7561986894808467,null,0.16320641939358696,0.08064538055291112,0.7952052041594007,0.7952052041594007,null,0]
["2501601510",{"$f":"'DBH-Upgrade'!$K$8-$CL1852","v":80},10,2,50,160,15,16.5,0,26,30,45.5,{"v":1962.4,"d":"1962"},{"$f":"IF($B1852>$F1852,0,IF($C1852>$G1852,0,ROUND((((($F1852-$B1852)/100)*IF('DBH-Upgrade'!$K$6='DBH-Upgrade'!$K$8,$BZ1866,($BE1852/(($F1852-18)/100))))+((($B1852-18)/100)*$CA1866))*$CE1866,0)))","v":{"$error":"#VALUE!"}},{"$f":"IF($B1852>$F1852,0,IF($C1852>$G1852,0,ROUND((((($F1852-$B1852)/100)*IF('DBH-Upgrade'!$K$6='DBH-Upgrade'!$K$8,$BZ1866,($BE1852/(($F1852-18)/100))))+((($B1852-18)/100)*$CA1866))*$CD1866,0)))","v":{"$error":"#VALUE!"}},{"$f":"IF($B1852>$F1852,0,IF($C1852>$G1852,0,ROUND(((($F1852-$B1852)/100)*IF('DBH-Upgrade'!$K$6='DBH-Upgrade'!$K$8,$BZ1866,($BE1852/(($F1852-18)/100))))+((($B1852-18)/100)*$CA1866),0)))","v":{"$error":"#VALUE!"}},{"v":1.5,"d":"1.500"},1.08,1.08,1.08,158,{"$f":"IF($B1852>$F1852,0,IF($C1852>$G1852,0,ROUND(((($F1852-$B1852)/100)*(IF('DBH-Upgrade'!$K$6='DBH-Upgrade'!$K$8,$BZ1866,($BE1852/(($F1852-18)/100))))*$CH1866)+((($B1852-18)/100)*$CA1866*$CE1866*$CG1866),0)))","v":{"$error":"#VALUE!"}},{"$f":"IF($B1852>$F1852,0,IF($C1852>$G1852,0,ROUND(((($F1852-$B1852)/100)*(IF('DBH-Upgrade'!$K$6='DBH-Upgrade'!$K$8,$BZ1866,($BE1852/(($F1852-18)/100))))*$CH1866)+((($B1852-18)/100)*$CA1866*$CD1866*$CG1866),0)))","v":{"$error":"#VALUE!"}},{"$f":"IF($B1852>$F1852,0,IF($C1852>$G1852,0,ROUND(((($F1852-$B1852)/100)*(IF('DBH-Upgrade'!$K$6='DBH-Upgrade'!$K$8,$BZ1866,($BE1852/(($F1852-18)/100))))*$CH1866)+((($B1852-18)/100)*$CA1866*$CG1866),0)))","v":{"$error":"#VALUE!"}},8,{"$error":"#VALUE!"},{"$error":"#VALUE!"},{"$error":"#VALUE!"},{"v":5.0396491369160477E-4,"d":"0.00"},{"$error":"#VALUE!"},{"$error":"#VALUE!"},{"$error":"#VALUE!"},0.0002083,1.724,2,0.000461829,{"$f":"IF($B1852>$F1852,0,IF($C1852>$G1852,0,ROUND((((($F1852-$B1852)/100)*IF('DBH-Upgrade'!$K$6='DBH-Upgrade'!$K$8,$CC1866,($BF1852/(($F1852-18)/100))))+((($B1852-18)/100)*$CB1866))*IF($E1852>50,IF($G1852=11,(1-(($E1852-50)*0.005)),IF($G1852=16,(1-(($E1852-50)*0.005)),IF($G1852=21,(1-(($E1852-50)*0.005)),1))),1)*$CE1866,0)))","v":{"$error":"#VALUE!"}},{"$f":"IF($B1852>$F1852,0,IF($C1852>$G1852,0,ROUND((((($F1852-$B1852)/100)*IF('DBH-Upgrade'!$K$6='DBH-Upgrade'!$K$8,$CC1866,($BF1852/(($F1852-18)/100))))+((($B1852-18)/100)*$CB1866))*IF($E1852>50,IF($G1852=11,(1-(($E1852-50)*0.005)),IF($G1852=16,(1-(($E1852-50)*0.005)),IF($G1852=21,(1-(($E1852-50)*0.005)),1))),1)*$CD1866,0)))","v":{"$error":"#VALUE!"}},{"$f":"IF($B1852>$F1852,0,IF($C1852>$G1852,0,ROUND((((($F1852-$B1852)/100)*IF('DBH-Upgrade'!$K$6='DBH-Upgrade'!$K$8,$CC1866,($BF1852/(($F1852-18)/100))))+((($B1852-18)/100)*$CB1866))*IF($E1852>50,IF($G1852=11,(1-(($E1852-50)*0.005)),IF($G1852=16,(1-(($E1852-50)*0.005)),IF($G1852=21,(1-(($E1852-50)*0.005)),1))),1),0)))","v":{"$error":"#VALUE!"}},1.01,1.01,1.01,{"$f":"AK1852*POWER(CF_cool,AN1852)","v":{"$error":"#VALUE!"}},{"$f":"AL1852*POWER(CF_cool,AO1852)","v":{"$error":"#VALUE!"}},{"$f":"AM1852*POWER(CF_cool,AP1852)","v":{"$error":"#VALUE!"}},{"$error":"#VALUE!"},{"$error":"#VALUE!"},{"$error":"#VALUE!"},{"$error":"#VALUE!"},{"$error":"#VALUE!"},{"$error":"#VALUE!"},1.6,6,6.7,9,null,2453,null,{"v":0.8,"d":"80%"},null,null,0,11.8,13.7,21.85,null,1,1,1,{"$error":"#VALUE!"},{"$error":"#VALUE!"},{"$error":"#VALUE!"},null,{"$error":"#VALUE!"},{"$error":"#VALUE!"},{"$error":"#VALUE!"},{"$error":"#VALUE!"},1127,2539,352,62,0.8030103878625993,0.7433030653966308,null,0.16320641939358696,0.08064538055291112,0.7894714915956607,0.7894714915956607,null,0]
["2501801010",{"$f":"'DBH-Upgrade'!$K$8-$CL1856","v":80},10,2,50,180,10,11.5,0,26,30,46,{"v":1561.5,"d":"1562"},{"$f":"IF($B1856>$F1856,0,IF($C1856>$G1856,0,ROUND((((($F1856-$B1856)/100)*IF('DBH-Upgrade'!$K$6='DBH-Upgrade'!$K$8,$BZ1870,($BE1856/(($F1856-18)/100))))+((($B1856-18)/100)*$CA1870))*$CE1870,0)))","v":1951},{"$f":"IF($B1856>$F1856,0,IF($C1856>$G1856,0,ROUND((((($F1856-$B1856)/100)*IF('DBH-Upgrade'!$K$6='DBH-Upgrade'!$K$8,$BZ1870,($BE1856/(($F1856-18)/100))))+((($B1856-18)/100)*$CA1870))*$CD1870,0)))","v":2118},{"$f":"IF($B1856>$F1856,0,IF($C1856>$G1856,0,ROUND(((($F1856-$B1856)/100)*IF('DBH-Upgrade'!$K$6='DBH-Upgrade'!$K$8,$BZ1870,($BE1856/(($F1856-18)/100))))+((($B1856-18)/100)*$CA1870),0)))","v":2701},{"v":1.5,"d":"1.500"},1.08,1.08,1.08,126,{"$f":"IF($B1856>$F1856,0,IF($C1856>$G1856,0,ROUND(((($F1856-$B1856)/100)*(IF('DBH-Upgrade'!$K$6='DBH-Upgrade'!$K$8,$BZ1870,($BE1856/(($F1856-18)/100))))*$CH1870)+((($B1856-18)/100)*$CA1870*$CE1870*$CG1870),0)))","v":276},{"$f":"IF($B1856>$F1856,0,IF($C1856>$G1856,0,ROUND(((($F1856-$B1856)/100)*(IF('DBH-Upgrade'!$K$6='DBH-Upgrade'!$K$8,$BZ1870,($BE1856/(($F1856-18)/100))))*$CH1870)+((($B1856-18)/100)*$CA1870*$CD1870*$CG1870),0)))","v":292},{"$f":"IF($B1856>$F1856,0,IF($C1856>$G1856,0,ROUND(((($F1856-$B1856)/100)*(IF('DBH-Upgrade'!$K$6='DBH-Upgrade'!$K$8,$BZ1870,($BE1856/(($F1856-18)/100))))*$CH1870)+((($B1856-18)/100)*$CA1870*$CG1870),0)))","v":348},7,14,15,18,{"v":5.5302105606762212E-4,"d":"0.00"},{"v":1.9589467353860633E-3,"d":"0.00"},{"v":2.222685352472512E-3,"d":"0.00"},{"v":3.1045760987556234E-3,"d":"0.00"},3.969E-4,1.7346,2,0.000367347,{"$f":"IF($B1856>$F1856,0,IF($C1856>$G1856,0,ROUND((((($F1856-$B1856)/100)*IF('DBH-Upgrade'!$K$6='DBH-Upgrade'!$K$8,$CC1870,($BF1856/(($F1856-18)/100))))+((($B1856-18)/100)*$CB1870))*IF($E1856>50,IF($G1856=11,(1-(($E1856-50)*0.005)),IF($G1856=16,(1-(($E1856-50)*0.005)),IF($G1856=21,(1-(($E1856-50)*0.005)),1))),1)*$CE1870,0)))","v":202},{"$f":"IF($B1856>$F1856,0,IF($C1856>$G1856,0,ROUND((((($F1856-$B1856)/100)*IF('DBH-Upgrade'!$K$6='DBH-Upgrade'!$K$8,$CC1870,($BF1856/(($F1856-18)/100))))+((($B1856-18)/100)*$CB1870))*IF($E1856>50,IF($G1856=11,(1-(($E1856-50)*0.005)),IF($G1856=16,(1-(($E1856-50)*0.005)),IF($G1856=21,(1-(($E1856-50)*0.005)),1))),1)*$CD1870,0)))","v":220},{"$f":"IF($B1856>$F1856,0,IF($C1856>$G1856,0,ROUND((((($F1856-$B1856)/100)*IF('DBH-Upgrade'!$K$6='DBH-Upgrade'!$K$8,$CC1870,($BF1856/(($F1856-18)/100))))+((($B1856-18)/100)*$CB1870))*IF($E1856>50,IF($G1856=11,(1-(($E1856-50)*0.005)),IF($G1856=16,(1-(($E1856-50)*0.005)),IF($G1856=21,(1-(($E1856-50)*0.005)),1))),1),0)))","v":280},0.98,0.98,0.98,{"$f":"AK1856*POWER(CF_cool,AN1856)","v":159.47324130232346},{"$f":"AL1856*POWER(CF_cool,AO1856)","v":173.68372815104536},{"$f":"AM1856*POWER(CF_cool,AP1856)","v":221.05201764678498},34,37,48,{"v":0.01000278395764729,"d":"0.01"},{"v":0.011692348091224389,"d":"0.01"},{"v":0.018918168770458984,"d":"0.02"},1.2,6,6.7,9,null,1735,null,{"v":0.9,"d":"90%"},null,null,0,11.8,13.7,21.85,null,1,1,1,159.47324130232346,173.68372815104536,221.05201764678498,null,0,0,0,1,{"$error":"#VALUE!"},3682,458,{"$error":"#VALUE!"},0.8030103878625993,0.7433030653966308,null,0.16320641939358696,0.08064538055291112,0.7952052041594007,0.7952052041594007,null,0]
["2502001510",{"$f":"'DBH-Upgrade'!$K$8-$CL1864","v":80},10,2,50,200,15,16.5,0,26,30,46.5,{"v":2452.8,"d":"2453"},{"$f":"IF($B1864>$F1864,0,IF($C1864>$G1864,0,ROUND((((($F1864-$B1864)/100)*IF('DBH-Upgrade'!$K$6='DBH-Upgrade'!$K$8,$BZ1878,($BE1864/(($F1864-18)/100))))+((($B1864-18)/100)*$CA1878))*$CE1878,0)))","v":{"$error":"#VALUE!"}},{"$f":"IF($B1864>$F1864,0,IF($C1864>$G1864,0,ROUND((((($F1864-$B1864)/100)*IF('DBH-Upgrade'!$K$6='DBH-Upgrade'!$K$8,$BZ1878,($BE1864/(($F1864-18)/100))))+((($B1864-18)/100)*$CA1878))*$CD1878,0)))","v":{"$error":"#VALUE!"}},{"$f":"IF($B1864>$F1864,0,IF($C1864>$G1864,0,ROUND(((($F1864-$B1864)/100)*IF('DBH-Upgrade'!$K$6='DBH-Upgrade'!$K$8,$BZ1878,($BE1864/(($F1864-18)/100))))+((($B1864-18)/100)*$CA1878),0)))","v":{"$error":"#VALUE!"}},{"v":1.5,"d":"1.500"},1.08,1.08,1.08,198,{"$f":"IF($B1864>$F1864,0,IF($C1864>$G1864,0,ROUND(((($F1864-$B1864)/100)*(IF('DBH-Upgrade'!$K$6='DBH-Upgrade'!$K$8,$BZ1878,($BE1864/(($F1864-18)/100))))*$CH1878)+((($B1864-18)/100)*$CA1878*$CE1878*$CG1878),0)))","v":{"$error":"#VALUE!"}},{"$f":"IF($B1864>$F1864,0,IF($C1864>$G1864,0,ROUND(((($F1864-$B1864)/100)*(IF('DBH-Upgrade'!$K$6='DBH-Upgrade'!$K$8,$BZ1878,($BE1864/(($F1864-18)/100))))*$CH1878)+((($B1864-18)/100)*$CA1878*$CD1878*$CG1878),0)))","v":{"$error":"#VALUE!"}},{"$f":"IF($B1864>$F1864,0,IF($C1864>$G1864,0,ROUND(((($F1864-$B1864)/100)*(IF('DBH-Upgrade'!$K$6='DBH-Upgrade'!$K$8,$BZ1878,($BE1864/(($F1864-18)/100))))*$CH1878)+((($B1864-18)/100)*$CA1878*$CG1878),0)))","v":{"$error":"#VALUE!"}},10,{"$error":"#VALUE!"},{"$error":"#VALUE!"},{"$error":"#VALUE!"},{"v":8.5394246239436954E-4,"d":"0.00"},{"$error":"#VALUE!"},{"$error":"#VALUE!"},{"$error":"#VALUE!"},0.0002083,1.724,2,0.000461829,{"$f":"IF($B1864>$F1864,0,IF($C1864>$G1864,0,ROUND((((($F1864-$B1864)/100)*IF('DBH-Upgrade'!$K$6='DBH-Upgrade'!$K$8,$CC1878,($BF1864/(($F1864-18)/100))))+((($B1864-18)/100)*$CB1878))*IF($E1864>50,IF($G1864=11,(1-(($E1864-50)*0.005)),IF($G1864=16,(1-(($E1864-50)*0.005)),IF($G1864=21,(1-(($E1864-50)*0.005)),1))),1)*$CE1878,0)))","v":{"$error":"#VALUE!"}},{"$f":"IF($B1864>$F1864,0,IF($C1864>$G1864,0,ROUND((((($F1864-$B1864)/100)*IF('DBH-Upgrade'!$K$6='DBH-Upgrade'!$K$8,$CC1878,($BF1864/(($F1864-18)/100))))+((($B1864-18)/100)*$CB1878))*IF($E1864>50,IF($G1864=11,(1-(($E1864-50)*0.005)),IF($G1864=16,(1-(($E1864-50)*0.005)),IF($G1864=21,(1-(($E1864-50)*0.005)),1))),1)*$CD1878,0)))","v":{"$error":"#VALUE!"}},{"$f":"IF($B1864>$F1864,0,IF($C1864>$G1864,0,ROUND((((($F1864-$B1864)/100)*IF('DBH-Upgrade'!$K$6='DBH-Upgrade'!$K$8,$CC1878,($BF1864/(($F1864-18)/100))))+((($B1864-18)/100)*$CB1878))*IF($E1864>50,IF($G1864=11,(1-(($E1864-50)*0.005)),IF($G1864=16,(1-(($E1864-50)*0.005)),IF($G1864=21,(1-(($E1864-50)*0.005)),1))),1),0)))","v":{"$error":"#VALUE!"}},1.01,1.01,1.01,{"$f":"AK1864*POWER(CF_cool,AN1864)","v":{"$error":"#VALUE!"}},{"$f":"AL1864*POWER(CF_cool,AO1864)","v":{"$error":"#VALUE!"}},{"$f":"AM1864*POWER(CF_cool,AP1864)","v":{"$error":"#VALUE!"}},{"$error":"#VALUE!"},{"$error":"#VALUE!"},{"$error":"#VALUE!"},{"$error":"#VALUE!"},{"$error":"#VALUE!"},{"$error":"#VALUE!"},{"v":2,"d":"2.0"},6,6.7,9,null,3066,null,{"v":0.8,"d":"80%"},null,null,0,11.8,13.7,21.85,null,1,1,1,{"$error":"#VALUE!"},{"$error":"#VALUE!"},{"$error":"#VALUE!"},null,{"$error":"#VALUE!"},{"$error":"#VALUE!"},{"$error":"#VALUE!"},{"$error":"#VALUE!"},1127,{"$f":"ROUND(IF($C1850=10,IF($G1850=10,2539,IF($G1850=11,3445,IF($G1850=15,2539*1.3,IF($G1850=16,3445*1.3,IF($G1850=20,(2539*1.45),IF($G1850=21,(3445*1.55))))))),IF($C1850=15,IF($G1850=10,0,IF($G1850=11,0,IF($G1850=15,3238,IF($G1850=16,4735,IF($G1850=20,4062,IF($G1850=21,6098)))))))),0)","v":2539},{"$f":"ROUND(IF($C1850=10,IF($G1850=10,352,IF($G1850=11,577,IF($G1850=15,442*1.15,IF($G1850=16,725*1.15,IF($G1850=20,(352*1.3),IF($G1850=21,(577*1.3))))))),IF($C1850=15,IF($G1850=10,0,IF($G1850=11,0,IF($G1850=15,442,IF($G1850=16,725,IF($G1850=20,502,IF($G1850=21,791)))))))),0)","v":352},62,0.7840224333226739,0.7222362755803995,null,{"$f":"POWER((($S$1-$S$2)/LN(($S$1-$S$3)/($S$2-$S$3)))/((75-65)/LN((75-20)/(65-20))),R1850)","v":0.16320641939358696},{"$f":"POWER((($S$1-$S$2)/LN(($S$1-$S$3)/($S$2-$S$3)))/((75-65)/LN((75-20)/(65-20))),Q1850)","v":0.08064538055291112},{"$f":"POWER((($AT$1-$AT$2)/LN(($AT$1-$AT$3)/($AT$2-$AT$3)))/((16-18)/LN((16-27)/(18-27))),AP1850)","v":0.7894714915956607},{"$f":"POWER((($AT$1-$AT$2)/LN(($AT$1-$AT$3)/($AT$2-$AT$3)))/((16-18)/LN((16-27)/(18-27))),AP1850)","v":0.7894714915956607},null,0]
["2502202110",{"$f":"'DBH-Upgrade'!$K$8-$CL1873","v":80},10,2,50,220,21,21.5,0,26,30,46.9,{"v":4512.8,"d":"4513"},{"$f":"IF($B1873>$F1873,0,IF($C1873>$G1873,0,ROUND((((($F1873-$B1873)/100)*IF('DBH-Upgrade'!$K$6='DBH-Upgrade'!$K$8,$BZ1887,($BE1873/(($F1873-18)/100))))+((($B1873-18)/100)*$CA1887))*$CE1887,0)))","v":{"$error":"#VALUE!"}},{"$f":"IF($B1873>$F1873,0,IF($C1873>$G1873,0,ROUND((((($F1873-$B1873)/100)*IF('DBH-Upgrade'!$K$6='DBH-Upgrade'!$K$8,$BZ1887,($BE1873/(($F1873-18)/100))))+((($B1873-18)/100)*$CA1887))*$CD1887,0)))","v":{"$error":"#VALUE!"}},{"$f":"IF($B1873>$F1873,0,IF($C1873>$G1873,0,ROUND(((($F1873-$B1873)/100)*IF('DBH-Upgrade'!$K$6='DBH-Upgrade'!$K$8,$BZ1887,($BE1873/(($F1873-18)/100))))+((($B1873-18)/100)*$CA1887),0)))","v":{"$error":"#VALUE!"}},{"v":1.5,"d":"1.500"},1.05,1.05,1.05,364,{"$f":"IF($B1873>$F1873,0,IF($C1873>$G1873,0,ROUND(((($F1873-$B1873)/100)*(IF('DBH-Upgrade'!$K$6='DBH-Upgrade'!$K$8,$BZ1887,($BE1873/(($F1873-18)/100))))*$CH1887)+((($B1873-18)/100)*$CA1887*$CE1887*$CG1887),0)))","v":{"$error":"#VALUE!"}},{"$f":"IF($B1873>$F1873,0,IF($C1873>$G1873,0,ROUND(((($F1873-$B1873)/100)*(IF('DBH-Upgrade'!$K$6='DBH-Upgrade'!$K$8,$BZ1887,($BE1873/(($F1873-18)/100))))*$CH1887)+((($B1873-18)/100)*$CA1887*$CD1887*$CG1887),0)))","v":{"$error":"#VALUE!"}},{"$f":"IF($B1873>$F1873,0,IF($C1873>$G1873,0,ROUND(((($F1873-$B1873)/100)*(IF('DBH-Upgrade'!$K$6='DBH-Upgrade'!$K$8,$BZ1887,($BE1873/(($F1873-18)/100))))*$CH1887)+((($B1873-18)/100)*$CA1887*$CG1887),0)))","v":{"$error":"#VALUE!"}},19,{"$error":"#VALUE!"},{"$error":"#VALUE!"},{"$error":"#VALUE!"},{"v":3.4561289815420466E-3,"d":"0.00"},{"$error":"#VALUE!"},{"$error":"#VALUE!"},{"$error":"#VALUE!"},0.0001276,1.7219,4,0.000514201,{"$f":"IF($B1873>$F1873,0,IF($C1873>$G1873,0,ROUND((((($F1873-$B1873)/100)*IF('DBH-Upgrade'!$K$6='DBH-Upgrade'!$K$8,$CC1887,($BF1873/(($F1873-18)/100))))+((($B1873-18)/100)*$CB1887))*IF($E1873>50,IF($G1873=11,(1-(($E1873-50)*0.005)),IF($G1873=16,(1-(($E1873-50)*0.005)),IF($G1873=21,(1-(($E1873-50)*0.005)),1))),1)*$CE1887,0)))","v":{"$error":"#VALUE!"}},{"$f":"IF($B1873>$F1873,0,IF($C1873>$G1873,0,ROUND((((($F1873-$B1873)/100)*IF('DBH-Upgrade'!$K$6='DBH-Upgrade'!$K$8,$CC1887,($BF1873/(($F1873-18)/100))))+((($B1873-18)/100)*$CB1887))*IF($E1873>50,IF($G1873=11,(1-(($E1873-50)*0.005)),IF($G1873=16,(1-(($E1873-50)*0.005)),IF($G1873=21,(1-(($E1873-50)*0.005)),1))),1)*$CD1887,0)))","v":{"$error":"#VALUE!"}},{"$f":"IF($B1873>$F1873,0,IF($C1873>$G1873,0,ROUND((((($F1873-$B1873)/100)*IF('DBH-Upgrade'!$K$6='DBH-Upgrade'!$K$8,$CC1887,($BF1873/(($F1873-18)/100))))+((($B1873-18)/100)*$CB1887))*IF($E1873>50,IF($G1873=11,(1-(($E1873-50)*0.005)),IF($G1873=16,(1-(($E1873-50)*0.005)),IF($G1873=21,(1-(($E1873-50)*0.005)),1))),1),0)))","v":{"$error":"#VALUE!"}},0.85,0.85,0.85,{"$f":"AK1873*POWER(CF_cool,AN1873)","v":{"$error":"#VALUE!"}},{"$f":"AL1873*POWER(CF_cool,AO1873)","v":{"$error":"#VALUE!"}},{"$f":"AM1873*POWER(CF_cool,AP1873)","v":{"$error":"#VALUE!"}},{"$error":"#VALUE!"},{"$error":"#VALUE!"},{"$error":"#VALUE!"},{"$error":"#VALUE!"},{"$error":"#VALUE!"},{"$error":"#VALUE!"},5.9,6,6.7,9,null,5641,null,{"v":0.8,"d":"80%"},null,null,0,11.8,13.7,21.85,null,1,1,1,{"$error":"#VALUE!"},{"$error":"#VALUE!"},{"$error":"#VALUE!"},null,{"$error":"#VALUE!"},{"$error":"#VALUE!"},{"$error":"#VALUE!"},{"$error":"#VALUE!"},{"$error":"#VALUE!"},4479,834,{"$error":"#VALUE!"},0.7015311234086448,0.657069305346098,null,0.15781864009190116,0.08064538055291112,0.7952052041594007,0.7952052041594007,null,0]
["2502401510",{"$f":"'DBH-Upgrade'!$K$8-$CL1876","v":80},10,2,50,240,15,16.5,0,26,30,47.2,{"v":2943.2000000000003,"d":"2943"},{"$f":"IF($B1876>$F1876,0,IF($C1876>$G1876,0,ROUND((((($F1876-$B1876)/100)*IF('DBH-Upgrade'!$K$6='DBH-Upgrade'!$K$8,$BZ1890,($BE1876/(($F1876-18)/100))))+((($B1876-18)/100)*$CA1890))*$CE1890,0)))","v":{"$error":"#VALUE!"}},{"$f":"IF($B1876>$F1876,0,IF($C1876>$G1876,0,ROUND((((($F1876-$B1876)/100)*IF('DBH-Upgrade'!$K$6='DBH-Upgrade'!$K$8,$BZ1890,($BE1876/(($F1876-18)/100))))+((($B1876-18)/100)*$CA1890))*$CD1890,0)))","v":{"$error":"#VALUE!"}},{"$f":"IF($B1876>$F1876,0,IF($C1876>$G1876,0,ROUND(((($F1876-$B1876)/100)*IF('DBH-Upgrade'!$K$6='DBH-Upgrade'!$K$8,$BZ1890,($BE1876/(($F1876-18)/100))))+((($B1876-18)/100)*$CA1890),0)))","v":{"$error":"#VALUE!"}},{"v":1.5,"d":"1.500"},1.08,1.08,1.08,237,{"$f":"IF($B1876>$F1876,0,IF($C1876>$G1876,0,ROUND(((($F1876-$B1876)/100)*(IF('DBH-Upgrade'!$K$6='DBH-Upgrade'!$K$8,$BZ1890,($BE1876/(($F1876-18)/100))))*$CH1890)+((($B1876-18)/100)*$CA1890*$CE1890*$CG1890),0)))","v":{"$error":"#VALUE!"}},{"$f":"IF($B1876>$F1876,0,IF($C1876>$G1876,0,ROUND(((($F1876-$B1876)/100)*(IF('DBH-Upgrade'!$K$6='DBH-Upgrade'!$K$8,$BZ1890,($BE1876/(($F1876-18)/100))))*$CH1890)+((($B1876-18)/100)*$CA1890*$CD1890*$CG1890),0)))","v":{"$error":"#VALUE!"}},{"$f":"IF($B1876>$F1876,0,IF($C1876>$G1876,0,ROUND(((($F1876-$B1876)/100)*(IF('DBH-Upgrade'!$K$6='DBH-Upgrade'!$K$8,$BZ1890,($BE1876/(($F1876-18)/100))))*$CH1890)+((($B1876-18)/100)*$CA1890*$CG1890),0)))","v":{"$error":"#VALUE!"}},12,{"$error":"#VALUE!"},{"$error":"#VALUE!"},{"$error":"#VALUE!"},{"v":1.3197583756618509E-3,"d":"0.00"},{"$error":"#VALUE!"},{"$error":"#VALUE!"},{"$error":"#VALUE!"},0.0002083,1.724,2,0.000461829,{"$f":"IF($B1876>$F1876,0,IF($C1876>$G1876,0,ROUND((((($F1876-$B1876)/100)*IF('DBH-Upgrade'!$K$6='DBH-Upgrade'!$K$8,$CC1890,($BF1876/(($F1876-18)/100))))+((($B1876-18)/100)*$CB1890))*IF($E1876>50,IF($G1876=11,(1-(($E1876-50)*0.005)),IF($G1876=16,(1-(($E1876-50)*0.005)),IF($G1876=21,(1-(($E1876-50)*0.005)),1))),1)*$CE1890,0)))","v":{"$error":"#VALUE!"}},{"$f":"IF($B1876>$F1876,0,IF($C1876>$G1876,0,ROUND((((($F1876-$B1876)/100)*IF('DBH-Upgrade'!$K$6='DBH-Upgrade'!$K$8,$CC1890,($BF1876/(($F1876-18)/100))))+((($B1876-18)/100)*$CB1890))*IF($E1876>50,IF($G1876=11,(1-(($E1876-50)*0.005)),IF($G1876=16,(1-(($E1876-50)*0.005)),IF($G1876=21,(1-(($E1876-50)*0.005)),1))),1)*$CD1890,0)))","v":{"$error":"#VALUE!"}},{"$f":"IF($B1876>$F1876,0,IF($C1876>$G1876,0,ROUND((((($F1876-$B1876)/100)*IF('DBH-Upgrade'!$K$6='DBH-Upgrade'!$K$8,$CC1890,($BF1876/(($F1876-18)/100))))+((($B1876-18)/100)*$CB1890))*IF($E1876>50,IF($G1876=11,(1-(($E1876-50)*0.005)),IF($G1876=16,(1-(($E1876-50)*0.005)),IF($G1876=21,(1-(($E1876-50)*0.005)),1))),1),0)))","v":{"$error":"#VALUE!"}},1.01,1.01,1.01,{"$f":"AK1876*POWER(CF_cool,AN1876)","v":{"$error":"#VALUE!"}},{"$f":"AL1876*POWER(CF_cool,AO1876)","v":{"$error":"#VALUE!"}},{"$f":"AM1876*POWER(CF_cool,AP1876)","v":{"$error":"#VALUE!"}},{"$error":"#VALUE!"},{"$error":"#VALUE!"},{"$error":"#VALUE!"},{"$error":"#VALUE!"},{"$error":"#VALUE!"},{"$error":"#VALUE!"},2.4,6,6.7,9,null,3679,null,{"v":0.8,"d":"80%"},null,null,0,11.8,13.7,21.85,null,1,1,1,{"$error":"#VALUE!"},{"$error":"#VALUE!"},{"$error":"#VALUE!"},null,{"$error":"#VALUE!"},{"$error":"#VALUE!"},{"$error":"#VALUE!"},{"$error":"#VALUE!"},1127,2539,352,62,0.7688559120374613,0.7053868583882835,null,0.16320641939358696,0.08064538055291112,0.7894714915956607,0.7894714915956607,null,0]
["2502602010",{"$f":"'DBH-Upgrade'!$K$8-$CL1884","v":60},10,2,50,260,20,21.5,0,26,30,47.8,{"v":4409.6,"d":"4410"},{"$f":"IF($B1884>$F1884,0,IF($C1884>$G1884,0,ROUND((((($F1884-$B1884)/100)*IF('DBH-Upgrade'!$K$6='DBH-Upgrade'!$K$8,$BZ1898,($BE1884/(($F1884-18)/100))))+((($B1884-18)/100)*$CA1898))*$CE1898,0)))","v":{"$error":"#VALUE!"}},{"$f":"IF($B1884>$F1884,0,IF($C1884>$G1884,0,ROUND((((($F1884-$B1884)/100)*IF('DBH-Upgrade'!$K$6='DBH-Upgrade'!$K$8,$BZ1898,($BE1884/(($F1884-18)/100))))+((($B1884-18)/100)*$CA1898))*$CD1898,0)))","v":{"$error":"#VALUE!"}},{"$f":"IF($B1884>$F1884,0,IF($C1884>$G1884,0,ROUND(((($F1884-$B1884)/100)*IF('DBH-Upgrade'!$K$6='DBH-Upgrade'!$K$8,$BZ1898,($BE1884/(($F1884-18)/100))))+((($B1884-18)/100)*$CA1898),0)))","v":{"$error":"#VALUE!"}},{"v":1.5,"d":"1.500"},1.08,1.08,1.08,356,{"$f":"IF($B1884>$F1884,0,IF($C1884>$G1884,0,ROUND(((($F1884-$B1884)/100)*(IF('DBH-Upgrade'!$K$6='DBH-Upgrade'!$K$8,$BZ1898,($BE1884/(($F1884-18)/100))))*$CH1898)+((($B1884-18)/100)*$CA1898*$CE1898*$CG1898),0)))","v":{"$error":"#VALUE!"}},{"$f":"IF($B1884>$F1884,0,IF($C1884>$G1884,0,ROUND(((($F1884-$B1884)/100)*(IF('DBH-Upgrade'!$K$6='DBH-Upgrade'!$K$8,$BZ1898,($BE1884/(($F1884-18)/100))))*$CH1898)+((($B1884-18)/100)*$CA1898*$CD1898*$CG1898),0)))","v":{"$error":"#VALUE!"}},{"$f":"IF($B1884>$F1884,0,IF($C1884>$G1884,0,ROUND(((($F1884-$B1884)/100)*(IF('DBH-Upgrade'!$K$6='DBH-Upgrade'!$K$8,$BZ1898,($BE1884/(($F1884-18)/100))))*$CH1898)+((($B1884-18)/100)*$CA1898*$CG1898),0)))","v":{"$error":"#VALUE!"}},18,{"$error":"#VALUE!"},{"$error":"#VALUE!"},{"$error":"#VALUE!"},{"v":2.0866329413255394E-3,"d":"0.00"},{"$error":"#VALUE!"},{"$error":"#VALUE!"},{"$error":"#VALUE!"},0.0001276,1.7219,2,3.76611E-4,{"$f":"IF($B1884>$F1884,0,IF($C1884>$G1884,0,ROUND((((($F1884-$B1884)/100)*IF('DBH-Upgrade'!$K$6='DBH-Upgrade'!$K$8,$CC1898,($BF1884/(($F1884-18)/100))))+((($B1884-18)/100)*$CB1898))*IF($E1884>50,IF($G1884=11,(1-(($E1884-50)*0.005)),IF($G1884=16,(1-(($E1884-50)*0.005)),IF($G1884=21,(1-(($E1884-50)*0.005)),1))),1)*$CE1898,0)))","v":{"$error":"#VALUE!"}},{"$f":"IF($B1884>$F1884,0,IF($C1884>$G1884,0,ROUND((((($F1884-$B1884)/100)*IF('DBH-Upgrade'!$K$6='DBH-Upgrade'!$K$8,$CC1898,($BF1884/(($F1884-18)/100))))+((($B1884-18)/100)*$CB1898))*IF($E1884>50,IF($G1884=11,(1-(($E1884-50)*0.005)),IF($G1884=16,(1-(($E1884-50)*0.005)),IF($G1884=21,(1-(($E1884-50)*0.005)),1))),1)*$CD1898,0)))","v":{"$error":"#VALUE!"}},{"$f":"IF($B1884>$F1884,0,IF($C1884>$G1884,0,ROUND((((($F1884-$B1884)/100)*IF('DBH-Upgrade'!$K$6='DBH-Upgrade'!$K$8,$CC1898,($BF1884/(($F1884-18)/100))))+((($B1884-18)/100)*$CB1898))*IF($E1884>50,IF($G1884=11,(1-(($E1884-50)*0.005)),IF($G1884=16,(1-(($E1884-50)*0.005)),IF($G1884=21,(1-(($E1884-50)*0.005)),1))),1),0)))","v":{"$error":"#VALUE!"}},0.95,0.95,0.95,{"$f":"AK1884*POWER(CF_cool,AN1884)","v":{"$error":"#VALUE!"}},{"$f":"AL1884*POWER(CF_cool,AO1884)","v":{"$error":"#VALUE!"}},{"$f":"AM1884*POWER(CF_cool,AP1884)","v":{"$error":"#VALUE!"}},{"$error":"#VALUE!"},{"$error":"#VALUE!"},{"$error":"#VALUE!"},{"$error":"#VALUE!"},{"$error":"#VALUE!"},{"$error":"#VALUE!"},3.5,6,6.7,9,null,5512,null,{"v":0.8,"d":"80%"},null,null,0,11.8,13.7,21.85,null,1,1,1,{"$error":"#VALUE!"},{"$error":"#VALUE!"},{"$error":"#VALUE!"},null,{"$error":"#VALUE!"},{"$error":"#VALUE!"},{"$error":"#VALUE!"},{"$error":"#VALUE!"},{"$error":"#VALUE!"},3301,508,{"$error":"#VALUE!"},0.6852107186854955,0.6578068517992561,null,0.16320641939358696,0.08064538055291112,0.783779121140337,0.783779121140337,null,20]
["265601510",{"$f":"'DBH-Upgrade'!$K$8-$CL1896","v":80},10,2,65,60,15,16.5,0,26,30,40,{"v":823.2,"d":"823"},{"$f":"IF($B1896>$F1896,0,IF($C1896>$G1896,0,ROUND((((($F1896-$B1896)/100)*IF('DBH-Upgrade'!$K$6='DBH-Upgrade'!$K$8,$BZ1910,($BE1896/(($F1896-18)/100))))+((($B1896-18)/100)*$CA1910))*$CE1910,0)))","v":0},{"$f":"IF($B1896>$F1896,0,IF($C1896>$G1896,0,ROUND((((($F1896-$B1896)/100)*IF('DBH-Upgrade'!$K$6='DBH-Upgrade'!$K$8,$BZ1910,($BE1896/(($F1896-18)/100))))+((($B1896-18)/100)*$CA1910))*$CD1910,0)))","v":0},{"$f":"IF($B1896>$F1896,0,IF($C1896>$G1896,0,ROUND(((($F1896-$B1896)/100)*IF('DBH-Upgrade'!$K$6='DBH-Upgrade'!$K$8,$BZ1910,($BE1896/(($F1896-18)/100))))+((($B1896-18)/100)*$CA1910),0)))","v":0},{"v":1.5,"d":"1.500"},1.08,1.08,1.08,66,{"$f":"IF($B1896>$F1896,0,IF($C1896>$G1896,0,ROUND(((($F1896-$B1896)/100)*(IF('DBH-Upgrade'!$K$6='DBH-Upgrade'!$K$8,$BZ1910,($BE1896/(($F1896-18)/100))))*$CH1910)+((($B1896-18)/100)*$CA1910*$CE1910*$CG1910),0)))","v":0},{"$f":"IF($B1896>$F1896,0,IF($C1896>$G1896,0,ROUND(((($F1896-$B1896)/100)*(IF('DBH-Upgrade'!$K$6='DBH-Upgrade'!$K$8,$BZ1910,($BE1896/(($F1896-18)/100))))*$CH1910)+((($B1896-18)/100)*$CA1910*$CD1910*$CG1910),0)))","v":0},{"$f":"IF($B1896>$F1896,0,IF($C1896>$G1896,0,ROUND(((($F1896-$B1896)/100)*(IF('DBH-Upgrade'!$K$6='DBH-Upgrade'!$K$8,$BZ1910,($BE1896/(($F1896-18)/100))))*$CH1910)+((($B1896-18)/100)*$CA1910*$CG1910),0)))","v":0},3,0,0,0,{"v":5.31060959848513e-05,"d":"0.00"},{"v":0,"d":"0.00"},{"v":0,"d":"0.00"},{"v":0,"d":"0.00"},0.0002083,1.724,2,0.000461829,{"$f":"IF($B1896>$F1896,0,IF($C1896>$G1896,0,ROUND((((($F1896-$B1896)/100)*IF('DBH-Upgrade'!$K$6='DBH-Upgrade'!$K$8,$CC1910,($BF1896/(($F1896-18)/100))))+((($B1896-18)/100)*$CB1910))*IF($E1896>50,IF($G1896=11,(1-(($E1896-50)*0.005)),IF($G1896=16,(1-(($E1896-50)*0.005)),IF($G1896=21,(1-(($E1896-50)*0.005)),1))),1)*$CE1910,0)))","v":0},{"$f":"IF($B1896>$F1896,0,IF($C1896>$G1896,0,ROUND((((($F1896-$B1896)/100)*IF('DBH-Upgrade'!$K$6='DBH-Upgrade'!$K$8,$CC1910,($BF1896/(($F1896-18)/100))))+((($B1896-18)/100)*$CB1910))*IF($E1896>50,IF($G1896=11,(1-(($E1896-50)*0.005)),IF($G1896=16,(1-(($E1896-50)*0.005)),IF($G1896=21,(1-(($E1896-50)*0.005)),1))),1)*$CD1910,0)))","v":0},{"$f":"IF($B1896>$F1896,0,IF($C1896>$G1896,0,ROUND((((($F1896-$B1896)/100)*IF('DBH-Upgrade'!$K$6='DBH-Upgrade'!$K$8,$CC1910,($BF1896/(($F1896-18)/100))))+((($B1896-18)/100)*$CB1910))*IF($E1896>50,IF($G1896=11,(1-(($E1896-50)*0.005)),IF($G1896=16,(1-(($E1896-50)*0.005)),IF($G1896=21,(1-(($E1896-50)*0.005)),1))),1),0)))","v":0},1.01,1.01,1.01,{"$f":"AK1896*POWER(CF_cool,AN1896)","v":0},{"$f":"AL1896*POWER(CF_cool,AO1896)","v":0},{"$f":"AM1896*POWER(CF_cool,AP1896)","v":0},0,0,0,{"v":0,"d":"0.00"},{"v":0,"d":"0.00"},{"v":0,"d":"0.00"},0.6,"DBH-unit is te lang!","DBH-unit is te lang!","DBH-unit is te lang!",null,1029,null,{"v":0.8,"d":"80%"},null,null,0,"DBH-unit is te lang!","DBH-unit is te lang!","DBH-unit is te lang!",null,1,1,1,0,0,0,null,0,0,0,1,{"$error":"#VALUE!"},3301,508,{"$error":"#VALUE!"},0.681904493845304,0.6579686139337618,null,0.16320641939358696,0.08064538055291112,0.783779121140337,0.783779121140337,null,0]
["265701510",{"$f":"'DBH-Upgrade'!$K$8-$CL1902","v":70},10,2,65,70,15,16.5,0,26,30,41,{"v":960.8000000000001,"d":"961"},{"$f":"IF($B1902>$F1902,0,IF($C1902>$G1902,0,ROUND((((($F1902-$B1902)/100)*IF('DBH-Upgrade'!$K$6='DBH-Upgrade'!$K$8,$BZ1916,($BE1902/(($F1902-18)/100))))+((($B1902-18)/100)*$CA1916))*$CE1916,0)))","v":{"$error":"#VALUE!"}},{"$f":"IF($B1902>$F1902,0,IF($C1902>$G1902,0,ROUND((((($F1902-$B1902)/100)*IF('DBH-Upgrade'!$K$6='DBH-Upgrade'!$K$8,$BZ1916,($BE1902/(($F1902-18)/100))))+((($B1902-18)/100)*$CA1916))*$CD1916,0)))","v":{"$error":"#VALUE!"}},{"$f":"IF($B1902>$F1902,0,IF($C1902>$G1902,0,ROUND(((($F1902-$B1902)/100)*IF('DBH-Upgrade'!$K$6='DBH-Upgrade'!$K$8,$BZ1916,($BE1902/(($F1902-18)/100))))+((($B1902-18)/100)*$CA1916),0)))","v":{"$error":"#VALUE!"}},{"v":1.5,"d":"1.500"},1.08,1.08,1.08,77,{"$f":"IF($B1902>$F1902,0,IF($C1902>$G1902,0,ROUND(((($F1902-$B1902)/100)*(IF('DBH-Upgrade'!$K$6='DBH-Upgrade'!$K$8,$BZ1916,($BE1902/(($F1902-18)/100))))*$CH1916)+((($B1902-18)/100)*$CA1916*$CE1916*$CG1916),0)))","v":{"$error":"#VALUE!"}},{"$f":"IF($B1902>$F1902,0,IF($C1902>$G1902,0,ROUND(((($F1902-$B1902)/100)*(IF('DBH-Upgrade'!$K$6='DBH-Upgrade'!$K$8,$BZ1916,($BE1902/(($F1902-18)/100))))*$CH1916)+((($B1902-18)/100)*$CA1916*$CD1916*$CG1916),0)))","v":{"$error":"#VALUE!"}},{"$f":"IF($B1902>$F1902,0,IF($C1902>$G1902,0,ROUND(((($F1902-$B1902)/100)*(IF('DBH-Upgrade'!$K$6='DBH-Upgrade'!$K$8,$BZ1916,($BE1902/(($F1902-18)/100))))*$CH1916)+((($B1902-18)/100)*$CA1916*$CG1916),0)))","v":{"$error":"#VALUE!"}},4,{"$error":"#VALUE!"},{"$error":"#VALUE!"},{"$error":"#VALUE!"},{"v":9.71873853589833e-05,"d":"0.00"},{"$error":"#VALUE!"},{"$error":"#VALUE!"},{"$error":"#VALUE!"},0.0002083,1.724,2,0.000461829,{"$f":"IF($B1902>$F1902,0,IF($C1902>$G1902,0,ROUND((((($F1902-$B1902)/100)*IF('DBH-Upgrade'!$K$6='DBH-Upgrade'!$K$8,$CC1916,($BF1902/(($F1902-18)/100))))+((($B1902-18)/100)*$CB1916))*IF($E1902>50,IF($G1902=11,(1-(($E1902-50)*0.005)),IF($G1902=16,(1-(($E1902-50)*0.005)),IF($G1902=21,(1-(($E1902-50)*0.005)),1))),1)*$CE1916,0)))","v":{"$error":"#VALUE!"}},{"$f":"IF($B1902>$F1902,0,IF($C1902>$G1902,0,ROUND((((($F1902-$B1902)/100)*IF('DBH-Upgrade'!$K$6='DBH-Upgrade'!$K$8,$CC1916,($BF1902/(($F1902-18)/100))))+((($B1902-18)/100)*$CB1916))*IF($E1902>50,IF($G1902=11,(1-(($E1902-50)*0.005)),IF($G1902=16,(1-(($E1902-50)*0.005)),IF($G1902=21,(1-(($E1902-50)*0.005)),1))),1)*$CD1916,0)))","v":{"$error":"#VALUE!"}},{"$f":"IF($B1902>$F1902,0,IF($C1902>$G1902,0,ROUND((((($F1902-$B1902)/100)*IF('DBH-Upgrade'!$K$6='DBH-Upgrade'!$K$8,$CC1916,($BF1902/(($F1902-18)/100))))+((($B1902-18)/100)*$CB1916))*IF($E1902>50,IF($G1902=11,(1-(($E1902-50)*0.005)),IF($G1902=16,(1-(($E1902-50)*0.005)),IF($G1902=21,(1-(($E1902-50)*0.005)),1))),1),0)))","v":{"$error":"#VALUE!"}},1.01,1.01,1.01,{"$f":"AK1902*POWER(CF_cool,AN1902)","v":{"$error":"#VALUE!"}},{"$f":"AL1902*POWER(CF_cool,AO1902)","v":{"$error":"#VALUE!"}},{"$f":"AM1902*POWER(CF_cool,AP1902)","v":{"$error":"#VALUE!"}},{"$error":"#VALUE!"},{"$error":"#VALUE!"},{"$error":"#VALUE!"},{"$error":"#VALUE!"},{"$error":"#VALUE!"},{"$error":"#VALUE!"},0.7,6,6.7,9,null,1201,null,{"v":0.8,"d":"80%"},null,null,0,11.8,13.7,21.85,null,1,1,1,{"$error":"#VALUE!"},{"$error":"#VALUE!"},{"$error":"#VALUE!"},null,{"$error":"#VALUE!"},{"$error":"#VALUE!"},{"$error":"#VALUE!"},{"$error":"#VALUE!"},{"$error":"#VALUE!"},3301,508,{"$error":"#VALUE!"},0.6729424377054166,0.6582099452827469,null,0.16320641939358696,0.08064538055291112,0.783779121140337,0.783779121140337,null,10]
["265702010",{"$f":"'DBH-Upgrade'!$K$8-$CL1904","v":70},10,2,65,70,20,21.5,0,26,30,41,{"v":1339.2,"d":"1339"},{"$f":"IF($B1904>$F1904,0,IF($C1904>$G1904,0,ROUND((((($F1904-$B1904)/100)*IF('DBH-Upgrade'!$K$6='DBH-Upgrade'!$K$8,$BZ1918,($BE1904/(($F1904-18)/100))))+((($B1904-18)/100)*$CA1918))*$CE1918,0)))","v":{"$error":"#VALUE!"}},{"$f":"IF($B1904>$F1904,0,IF($C1904>$G1904,0,ROUND((((($F1904-$B1904)/100)*IF('DBH-Upgrade'!$K$6='DBH-Upgrade'!$K$8,$BZ1918,($BE1904/(($F1904-18)/100))))+((($B1904-18)/100)*$CA1918))*$CD1918,0)))","v":{"$error":"#VALUE!"}},{"$f":"IF($B1904>$F1904,0,IF($C1904>$G1904,0,ROUND(((($F1904-$B1904)/100)*IF('DBH-Upgrade'!$K$6='DBH-Upgrade'!$K$8,$BZ1918,($BE1904/(($F1904-18)/100))))+((($B1904-18)/100)*$CA1918),0)))","v":{"$error":"#VALUE!"}},{"v":1.5,"d":"1.500"},1.08,1.08,1.08,108,{"$f":"IF($B1904>$F1904,0,IF($C1904>$G1904,0,ROUND(((($F1904-$B1904)/100)*(IF('DBH-Upgrade'!$K$6='DBH-Upgrade'!$K$8,$BZ1918,($BE1904/(($F1904-18)/100))))*$CH1918)+((($B1904-18)/100)*$CA1918*$CE1918*$CG1918),0)))","v":{"$error":"#VALUE!"}},{"$f":"IF($B1904>$F1904,0,IF($C1904>$G1904,0,ROUND(((($F1904-$B1904)/100)*(IF('DBH-Upgrade'!$K$6='DBH-Upgrade'!$K$8,$BZ1918,($BE1904/(($F1904-18)/100))))*$CH1918)+((($B1904-18)/100)*$CA1918*$CD1918*$CG1918),0)))","v":{"$error":"#VALUE!"}},{"$f":"IF($B1904>$F1904,0,IF($C1904>$G1904,0,ROUND(((($F1904-$B1904)/100)*(IF('DBH-Upgrade'!$K$6='DBH-Upgrade'!$K$8,$BZ1918,($BE1904/(($F1904-18)/100))))*$CH1918)+((($B1904-18)/100)*$CA1918*$CG1918),0)))","v":{"$error":"#VALUE!"}},6,{"$error":"#VALUE!"},{"$error":"#VALUE!"},{"$error":"#VALUE!"},{"v":1.6328282537067629E-4,"d":"0.00"},{"$error":"#VALUE!"},{"$error":"#VALUE!"},{"$error":"#VALUE!"},0.0001276,1.7219,2,3.76611E-4,{"$f":"IF($B1904>$F1904,0,IF($C1904>$G1904,0,ROUND((((($F1904-$B1904)/100)*IF('DBH-Upgrade'!$K$6='DBH-Upgrade'!$K$8,$CC1918,($BF1904/(($F1904-18)/100))))+((($B1904-18)/100)*$CB1918))*IF($E1904>50,IF($G1904=11,(1-(($E1904-50)*0.005)),IF($G1904=16,(1-(($E1904-50)*0.005)),IF($G1904=21,(1-(($E1904-50)*0.005)),1))),1)*$CE1918,0)))","v":{"$error":"#VALUE!"}},{"$f":"IF($B1904>$F1904,0,IF($C1904>$G1904,0,ROUND((((($F1904-$B1904)/100)*IF('DBH-Upgrade'!$K$6='DBH-Upgrade'!$K$8,$CC1918,($BF1904/(($F1904-18)/100))))+((($B1904-18)/100)*$CB1918))*IF($E1904>50,IF($G1904=11,(1-(($E1904-50)*0.005)),IF($G1904=16,(1-(($E1904-50)*0.005)),IF($G1904=21,(1-(($E1904-50)*0.005)),1))),1)*$CD1918,0)))","v":{"$error":"#VALUE!"}},{"$f":"IF($B1904>$F1904,0,IF($C1904>$G1904,0,ROUND((((($F1904-$B1904)/100)*IF('DBH-Upgrade'!$K$6='DBH-Upgrade'!$K$8,$CC1918,($BF1904/(($F1904-18)/100))))+((($B1904-18)/100)*$CB1918))*IF($E1904>50,IF($G1904=11,(1-(($E1904-50)*0.005)),IF($G1904=16,(1-(($E1904-50)*0.005)),IF($G1904=21,(1-(($E1904-50)*0.005)),1))),1),0)))","v":{"$error":"#VALUE!"}},0.95,0.95,0.95,{"$f":"AK1904*POWER(CF_cool,AN1904)","v":{"$error":"#VALUE!"}},{"$f":"AL1904*POWER(CF_cool,AO1904)","v":{"$error":"#VALUE!"}},{"$f":"AM1904*POWER(CF_cool,AP1904)","v":{"$error":"#VALUE!"}},{"$error":"#VALUE!"},{"$error":"#VALUE!"},{"$error":"#VALUE!"},{"$error":"#VALUE!"},{"$error":"#VALUE!"},{"$error":"#VALUE!"},0.9,6,6.7,9,null,1674,null,{"v":0.8,"d":"80%"},null,null,0,11.8,13.7,21.85,null,1,1,1,{"$error":"#VALUE!"},{"$error":"#VALUE!"},{"$error":"#VALUE!"},null,{"$error":"#VALUE!"},{"$error":"#VALUE!"},{"$error":"#VALUE!"},{"$error":"#VALUE!"},{"$error":"#VALUE!"},3682,458,{"$error":"#VALUE!"},0.7507794609544182,0.68,null,0.16320641939358696,0.08064538055291112,0.7952052041594007,0.7952052041594007,null,10]
["265902010",{"$f":"'DBH-Upgrade'!$K$8-$CL1916","v":80},10,2,65,90,20,21.5,0,26,30,42.4,{"v":1721.6000000000001,"d":"1722"},{"$f":"IF($B1916>$F1916,0,IF($C1916>$G1916,0,ROUND((((($F1916-$B1916)/100)*IF('DBH-Upgrade'!$K$6='DBH-Upgrade'!$K$8,$BZ1930,($BE1916/(($F1916-18)/100))))+((($B1916-18)/100)*$CA1930))*$CE1930,0)))","v":{"$error":"#VALUE!"}},{"$f":"IF($B1916>$F1916,0,IF($C1916>$G1916,0,ROUND((((($F1916-$B1916)/100)*IF('DBH-Upgrade'!$K$6='DBH-Upgrade'!$K$8,$BZ1930,($BE1916/(($F1916-18)/100))))+((($B1916-18)/100)*$CA1930))*$CD1930,0)))","v":{"$error":"#VALUE!"}},{"$f":"IF($B1916>$F1916,0,IF($C1916>$G1916,0,ROUND(((($F1916-$B1916)/100)*IF('DBH-Upgrade'!$K$6='DBH-Upgrade'!$K$8,$BZ1930,($BE1916/(($F1916-18)/100))))+((($B1916-18)/100)*$CA1930),0)))","v":{"$error":"#VALUE!"}},{"v":1.5,"d":"1.500"},1.08,1.08,1.08,139,{"$f":"IF($B1916>$F1916,0,IF($C1916>$G1916,0,ROUND(((($F1916-$B1916)/100)*(IF('DBH-Upgrade'!$K$6='DBH-Upgrade'!$K$8,$BZ1930,($BE1916/(($F1916-18)/100))))*$CH1930)+((($B1916-18)/100)*$CA1930*$CE1930*$CG1930),0)))","v":{"$error":"#VALUE!"}},{"$f":"IF($B1916>$F1916,0,IF($C1916>$G1916,0,ROUND(((($F1916-$B1916)/100)*(IF('DBH-Upgrade'!$K$6='DBH-Upgrade'!$K$8,$BZ1930,($BE1916/(($F1916-18)/100))))*$CH1930)+((($B1916-18)/100)*$CA1930*$CD1930*$CG1930),0)))","v":{"$error":"#VALUE!"}},{"$f":"IF($B1916>$F1916,0,IF($C1916>$G1916,0,ROUND(((($F1916-$B1916)/100)*(IF('DBH-Upgrade'!$K$6='DBH-Upgrade'!$K$8,$BZ1930,($BE1916/(($F1916-18)/100))))*$CH1930)+((($B1916-18)/100)*$CA1930*$CG1930),0)))","v":{"$error":"#VALUE!"}},7,{"$error":"#VALUE!"},{"$error":"#VALUE!"},{"$error":"#VALUE!"},{"v":2.3477517946166976E-4,"d":"0.00"},{"$error":"#VALUE!"},{"$error":"#VALUE!"},{"$error":"#VALUE!"},0.0001276,1.7219,2,3.76611E-4,{"$f":"IF($B1916>$F1916,0,IF($C1916>$G1916,0,ROUND((((($F1916-$B1916)/100)*IF('DBH-Upgrade'!$K$6='DBH-Upgrade'!$K$8,$CC1930,($BF1916/(($F1916-18)/100))))+((($B1916-18)/100)*$CB1930))*IF($E1916>50,IF($G1916=11,(1-(($E1916-50)*0.005)),IF($G1916=16,(1-(($E1916-50)*0.005)),IF($G1916=21,(1-(($E1916-50)*0.005)),1))),1)*$CE1930,0)))","v":{"$error":"#VALUE!"}},{"$f":"IF($B1916>$F1916,0,IF($C1916>$G1916,0,ROUND((((($F1916-$B1916)/100)*IF('DBH-Upgrade'!$K$6='DBH-Upgrade'!$K$8,$CC1930,($BF1916/(($F1916-18)/100))))+((($B1916-18)/100)*$CB1930))*IF($E1916>50,IF($G1916=11,(1-(($E1916-50)*0.005)),IF($G1916=16,(1-(($E1916-50)*0.005)),IF($G1916=21,(1-(($E1916-50)*0.005)),1))),1)*$CD1930,0)))","v":{"$error":"#VALUE!"}},{"$f":"IF($B1916>$F1916,0,IF($C1916>$G1916,0,ROUND((((($F1916-$B1916)/100)*IF('DBH-Upgrade'!$K$6='DBH-Upgrade'!$K$8,$CC1930,($BF1916/(($F1916-18)/100))))+((($B1916-18)/100)*$CB1930))*IF($E1916>50,IF($G1916=11,(1-(($E1916-50)*0.005)),IF($G1916=16,(1-(($E1916-50)*0.005)),IF($G1916=21,(1-(($E1916-50)*0.005)),1))),1),0)))","v":{"$error":"#VALUE!"}},0.95,0.95,0.95,{"$f":"AK1916*POWER(CF_cool,AN1916)","v":{"$error":"#VALUE!"}},{"$f":"AL1916*POWER(CF_cool,AO1916)","v":{"$error":"#VALUE!"}},{"$f":"AM1916*POWER(CF_cool,AP1916)","v":{"$error":"#VALUE!"}},{"$error":"#VALUE!"},{"$error":"#VALUE!"},{"$error":"#VALUE!"},{"$error":"#VALUE!"},{"$error":"#VALUE!"},{"$error":"#VALUE!"},1.2,6,6.7,9,null,2152,null,{"v":0.8,"d":"80%"},null,null,0,11.8,13.7,21.85,null,1,1,1,{"$error":"#VALUE!"},{"$error":"#VALUE!"},{"$error":"#VALUE!"},null,{"$error":"#VALUE!"},{"$error":"#VALUE!"},{"$error":"#VALUE!"},{"$error":"#VALUE!"},{"$error":"#VALUE!"},3301,508,{"$error":"#VALUE!"},{"$f":"CS$75","v":0.7555553480649244},{"$f":"CT$75","v":0.7038387772986681},null,0.16320641939358696,0.08064538055291112,0.783779121140337,0.783779121140337,null,0]
["265902110",{"$f":"'DBH-Upgrade'!$K$8-$CL1917","v":80},10,2,65,90,21,21.5,0,26,30,42.4,2164,{"$f":"IF($B1917>$F1917,0,IF($C1917>$G1917,0,ROUND((((($F1917-$B1917)/100)*IF('DBH-Upgrade'!$K$6='DBH-Upgrade'!$K$8,$BZ1931,($BE1917/(($F1917-18)/100))))+((($B1917-18)/100)*$CA1931))*$CE1931,0)))","v":{"$error":"#VALUE!"}},{"$f":"IF($B1917>$F1917,0,IF($C1917>$G1917,0,ROUND((((($F1917-$B1917)/100)*IF('DBH-Upgrade'!$K$6='DBH-Upgrade'!$K$8,$BZ1931,($BE1917/(($F1917-18)/100))))+((($B1917-18)/100)*$CA1931))*$CD1931,0)))","v":{"$error":"#VALUE!"}},{"$f":"IF($B1917>$F1917,0,IF($C1917>$G1917,0,ROUND(((($F1917-$B1917)/100)*IF('DBH-Upgrade'!$K$6='DBH-Upgrade'!$K$8,$BZ1931,($BE1917/(($F1917-18)/100))))+((($B1917-18)/100)*$CA1931),0)))","v":{"$error":"#VALUE!"}},{"v":1.5,"d":"1.500"},1.05,1.05,1.05,175,{"$f":"IF($B1917>$F1917,0,IF($C1917>$G1917,0,ROUND(((($F1917-$B1917)/100)*(IF('DBH-Upgrade'!$K$6='DBH-Upgrade'!$K$8,$BZ1931,($BE1917/(($F1917-18)/100))))*$CH1931)+((($B1917-18)/100)*$CA1931*$CE1931*$CG1931),0)))","v":{"$error":"#VALUE!"}},{"$f":"IF($B1917>$F1917,0,IF($C1917>$G1917,0,ROUND(((($F1917-$B1917)/100)*(IF('DBH-Upgrade'!$K$6='DBH-Upgrade'!$K$8,$BZ1931,($BE1917/(($F1917-18)/100))))*$CH1931)+((($B1917-18)/100)*$CA1931*$CD1931*$CG1931),0)))","v":{"$error":"#VALUE!"}},{"$f":"IF($B1917>$F1917,0,IF($C1917>$G1917,0,ROUND(((($F1917-$B1917)/100)*(IF('DBH-Upgrade'!$K$6='DBH-Upgrade'!$K$8,$BZ1931,($BE1917/(($F1917-18)/100))))*$CH1931)+((($B1917-18)/100)*$CA1931*$CG1931),0)))","v":{"$error":"#VALUE!"}},9,{"$error":"#VALUE!"},{"$error":"#VALUE!"},{"$error":"#VALUE!"},{"v":5.7442545639886417E-4,"d":"0.00"},{"$error":"#VALUE!"},{"$error":"#VALUE!"},{"$error":"#VALUE!"},0.0001276,1.7219,4,0.000514201,{"$f":"IF($B1917>$F1917,0,IF($C1917>$G1917,0,ROUND((((($F1917-$B1917)/100)*IF('DBH-Upgrade'!$K$6='DBH-Upgrade'!$K$8,$CC1931,($BF1917/(($F1917-18)/100))))+((($B1917-18)/100)*$CB1931))*IF($E1917>50,IF($G1917=11,(1-(($E1917-50)*0.005)),IF($G1917=16,(1-(($E1917-50)*0.005)),IF($G1917=21,(1-(($E1917-50)*0.005)),1))),1)*$CE1931,0)))","v":{"$error":"#VALUE!"}},{"$f":"IF($B1917>$F1917,0,IF($C1917>$G1917,0,ROUND((((($F1917-$B1917)/100)*IF('DBH-Upgrade'!$K$6='DBH-Upgrade'!$K$8,$CC1931,($BF1917/(($F1917-18)/100))))+((($B1917-18)/100)*$CB1931))*IF($E1917>50,IF($G1917=11,(1-(($E1917-50)*0.005)),IF($G1917=16,(1-(($E1917-50)*0.005)),IF($G1917=21,(1-(($E1917-50)*0.005)),1))),1)*$CD1931,0)))","v":{"$error":"#VALUE!"}},{"$f":"IF($B1917>$F1917,0,IF($C1917>$G1917,0,ROUND((((($F1917-$B1917)/100)*IF('DBH-Upgrade'!$K$6='DBH-Upgrade'!$K$8,$CC1931,($BF1917/(($F1917-18)/100))))+((($B1917-18)/100)*$CB1931))*IF($E1917>50,IF($G1917=11,(1-(($E1917-50)*0.005)),IF($G1917=16,(1-(($E1917-50)*0.005)),IF($G1917=21,(1-(($E1917-50)*0.005)),1))),1),0)))","v":{"$error":"#VALUE!"}},0.85,0.85,0.85,{"$f":"AK1917*POWER(CF_cool,AN1917)","v":{"$error":"#VALUE!"}},{"$f":"AL1917*POWER(CF_cool,AO1917)","v":{"$error":"#VALUE!"}},{"$f":"AM1917*POWER(CF_cool,AP1917)","v":{"$error":"#VALUE!"}},{"$error":"#VALUE!"},{"$error":"#VALUE!"},{"$error":"#VALUE!"},{"$error":"#VALUE!"},{"$error":"#VALUE!"},{"$error":"#VALUE!"},2.4,6,6.7,9,null,2705,null,{"v":0.8,"d":"80%"},null,null,0,11.8,13.7,21.85,null,1,1,1,{"$error":"#VALUE!"},{"$error":"#VALUE!"},{"$error":"#VALUE!"},null,{"$error":"#VALUE!"},{"$error":"#VALUE!"},{"$error":"#VALUE!"},{"$error":"#VALUE!"},{"$error":"#VALUE!"},4479,834,{"$error":"#VALUE!"},{"$f":"CU$75","v":0.7555553480649244},{"$f":"CV$75","v":0.7038387772986681},null,0.15781864009190116,0.08064538055291112,0.7952052041594007,0.7952052041594007,null,0]
["2651101010",{"$f":"'DBH-Upgrade'!$K$8-$CL1924","v":80},10,2,65,110,10,11.5,0,26,30,43.5,{"v":1109.7,"d":"1110"},{"$f":"IF($B1924>$F1924,0,IF($C1924>$G1924,0,ROUND((((($F1924-$B1924)/100)*IF('DBH-Upgrade'!$K$6='DBH-Upgrade'!$K$8,$BZ1938,($BE1924/(($F1924-18)/100))))+((($B1924-18)/100)*$CA1938))*$CE1938,0)))","v":1446},{"$f":"IF($B1924>$F1924,0,IF($C1924>$G1924,0,ROUND((((($F1924-$B1924)/100)*IF('DBH-Upgrade'!$K$6='DBH-Upgrade'!$K$8,$BZ1938,($BE1924/(($F1924-18)/100))))+((($B1924-18)/100)*$CA1938))*$CD1938,0)))","v":1558},{"$f":"IF($B1924>$F1924,0,IF($C1924>$G1924,0,ROUND(((($F1924-$B1924)/100)*IF('DBH-Upgrade'!$K$6='DBH-Upgrade'!$K$8,$BZ1938,($BE1924/(($F1924-18)/100))))+((($B1924-18)/100)*$CA1938),0)))","v":1912},{"v":1.5,"d":"1.500"},1.08,1.08,1.08,89,{"$f":"IF($B1924>$F1924,0,IF($C1924>$G1924,0,ROUND(((($F1924-$B1924)/100)*(IF('DBH-Upgrade'!$K$6='DBH-Upgrade'!$K$8,$BZ1938,($BE1924/(($F1924-18)/100))))*$CH1938)+((($B1924-18)/100)*$CA1938*$CE1938*$CG1938),0)))","v":222},{"$f":"IF($B1924>$F1924,0,IF($C1924>$G1924,0,ROUND(((($F1924-$B1924)/100)*(IF('DBH-Upgrade'!$K$6='DBH-Upgrade'!$K$8,$BZ1938,($BE1924/(($F1924-18)/100))))*$CH1938)+((($B1924-18)/100)*$CA1938*$CD1938*$CG1938),0)))","v":237},{"$f":"IF($B1924>$F1924,0,IF($C1924>$G1924,0,ROUND(((($F1924-$B1924)/100)*(IF('DBH-Upgrade'!$K$6='DBH-Upgrade'!$K$8,$BZ1938,($BE1924/(($F1924-18)/100))))*$CH1938)+((($B1924-18)/100)*$CA1938*$CG1938),0)))","v":284},5,11,12,15,{"v":2.112909746138914E-4,"d":"0.00"},{"v":9.1180601906839175E-4,"d":"0.00"},{"v":1.0721872079850286E-3,"d":"0.00"},{"v":1.6255358040239865E-3,"d":"0.00"},3.969E-4,1.7346,2,0.000367347,{"$f":"IF($B1924>$F1924,0,IF($C1924>$G1924,0,ROUND((((($F1924-$B1924)/100)*IF('DBH-Upgrade'!$K$6='DBH-Upgrade'!$K$8,$CC1938,($BF1924/(($F1924-18)/100))))+((($B1924-18)/100)*$CB1938))*IF($E1924>50,IF($G1924=11,(1-(($E1924-50)*0.005)),IF($G1924=16,(1-(($E1924-50)*0.005)),IF($G1924=21,(1-(($E1924-50)*0.005)),1))),1)*$CE1938,0)))","v":179},{"$f":"IF($B1924>$F1924,0,IF($C1924>$G1924,0,ROUND((((($F1924-$B1924)/100)*IF('DBH-Upgrade'!$K$6='DBH-Upgrade'!$K$8,$CC1938,($BF1924/(($F1924-18)/100))))+((($B1924-18)/100)*$CB1938))*IF($E1924>50,IF($G1924=11,(1-(($E1924-50)*0.005)),IF($G1924=16,(1-(($E1924-50)*0.005)),IF($G1924=21,(1-(($E1924-50)*0.005)),1))),1)*$CD1938,0)))","v":193},{"$f":"IF($B1924>$F1924,0,IF($C1924>$G1924,0,ROUND((((($F1924-$B1924)/100)*IF('DBH-Upgrade'!$K$6='DBH-Upgrade'!$K$8,$CC1938,($BF1924/(($F1924-18)/100))))+((($B1924-18)/100)*$CB1938))*IF($E1924>50,IF($G1924=11,(1-(($E1924-50)*0.005)),IF($G1924=16,(1-(($E1924-50)*0.005)),IF($G1924=21,(1-(($E1924-50)*0.005)),1))),1),0)))","v":237},0.98,0.98,0.98,{"$f":"AK1924*POWER(CF_cool,AN1924)","v":141.31539699562325},{"$f":"AL1924*POWER(CF_cool,AO1924)","v":152.3679978779625},{"$f":"AM1924*POWER(CF_cool,AP1924)","v":187.10474350817157},30,33,40,{"v":0.005953998963027986,"d":"0.01"},{"v":7.122312291188879E-3,"d":"0.01"},{"v":0.010230215054038271,"d":"0.01"},0.7,6,6.7,9,null,1233,null,{"v":0.9,"d":"90%"},null,null,0,11.8,13.7,21.85,null,1,1,1,141.31539699562325,152.3679978779625,187.10474350817157,null,0,0,0,1,{"$error":"#VALUE!"},3682,458,{"$error":"#VALUE!"},0.8284588613790702,0.7713393602007246,null,0.16320641939358696,0.08064538055291112,0.7952052041594007,0.7952052041594007,null,0]
["2651401010",{"$f":"'DBH-Upgrade'!$K$8-$CL1936","v":80},10,2,65,140,10,11.5,0,26,30,44.8,{"v":1412.1000000000001,"d":"1412"},{"$f":"IF($B1936>$F1936,0,IF($C1936>$G1936,0,ROUND((((($F1936-$B1936)/100)*IF('DBH-Upgrade'!$K$6='DBH-Upgrade'!$K$8,$BZ1950,($BE1936/(($F1936-18)/100))))+((($B1936-18)/100)*$CA1950))*$CE1950,0)))","v":1648},{"$f":"IF($B1936>$F1936,0,IF($C1936>$G1936,0,ROUND((((($F1936-$B1936)/100)*IF('DBH-Upgrade'!$K$6='DBH-Upgrade'!$K$8,$BZ1950,($BE1936/(($F1936-18)/100))))+((($B1936-18)/100)*$CA1950))*$CD1950,0)))","v":1784},{"$f":"IF($B1936>$F1936,0,IF($C1936>$G1936,0,ROUND(((($F1936-$B1936)/100)*IF('DBH-Upgrade'!$K$6='DBH-Upgrade'!$K$8,$BZ1950,($BE1936/(($F1936-18)/100))))+((($B1936-18)/100)*$CA1950),0)))","v":2250},{"v":1.5,"d":"1.500"},1.08,1.08,1.08,114,{"$f":"IF($B1936>$F1936,0,IF($C1936>$G1936,0,ROUND(((($F1936-$B1936)/100)*(IF('DBH-Upgrade'!$K$6='DBH-Upgrade'!$K$8,$BZ1950,($BE1936/(($F1936-18)/100))))*$CH1950)+((($B1936-18)/100)*$CA1950*$CE1950*$CG1950),0)))","v":243},{"$f":"IF($B1936>$F1936,0,IF($C1936>$G1936,0,ROUND(((($F1936-$B1936)/100)*(IF('DBH-Upgrade'!$K$6='DBH-Upgrade'!$K$8,$BZ1950,($BE1936/(($F1936-18)/100))))*$CH1950)+((($B1936-18)/100)*$CA1950*$CD1950*$CG1950),0)))","v":258},{"$f":"IF($B1936>$F1936,0,IF($C1936>$G1936,0,ROUND(((($F1936-$B1936)/100)*(IF('DBH-Upgrade'!$K$6='DBH-Upgrade'!$K$8,$BZ1950,($BE1936/(($F1936-18)/100))))*$CH1950)+((($B1936-18)/100)*$CA1950*$CG1950),0)))","v":311},6,13,13,16,{"v":3.4822912240367056E-4,"d":"0.00"},{"v":0.001444335947096134,"d":"0.00"},{"v":0.001444335947096134,"d":"0.00"},{"v":2.119976784936205E-3,"d":"0.00"},3.969E-4,1.7346,2,0.000367347,{"$f":"IF($B1936>$F1936,0,IF($C1936>$G1936,0,ROUND((((($F1936-$B1936)/100)*IF('DBH-Upgrade'!$K$6='DBH-Upgrade'!$K$8,$CC1950,($BF1936/(($F1936-18)/100))))+((($B1936-18)/100)*$CB1950))*IF($E1936>50,IF($G1936=11,(1-(($E1936-50)*0.005)),IF($G1936=16,(1-(($E1936-50)*0.005)),IF($G1936=21,(1-(($E1936-50)*0.005)),1))),1)*$CE1950,0)))","v":187},{"$f":"IF($B1936>$F1936,0,IF($C1936>$G1936,0,ROUND((((($F1936-$B1936)/100)*IF('DBH-Upgrade'!$K$6='DBH-Upgrade'!$K$8,$CC1950,($BF1936/(($F1936-18)/100))))+((($B1936-18)/100)*$CB1950))*IF($E1936>50,IF($G1936=11,(1-(($E1936-50)*0.005)),IF($G1936=16,(1-(($E1936-50)*0.005)),IF($G1936=21,(1-(($E1936-50)*0.005)),1))),1)*$CD1950,0)))","v":203},{"$f":"IF($B1936>$F1936,0,IF($C1936>$G1936,0,ROUND((((($F1936-$B1936)/100)*IF('DBH-Upgrade'!$K$6='DBH-Upgrade'!$K$8,$CC1950,($BF1936/(($F1936-18)/100))))+((($B1936-18)/100)*$CB1950))*IF($E1936>50,IF($G1936=11,(1-(($E1936-50)*0.005)),IF($G1936=16,(1-(($E1936-50)*0.005)),IF($G1936=21,(1-(($E1936-50)*0.005)),1))),1),0)))","v":255},0.98,0.98,0.98,{"$f":"AK1936*POWER(CF_cool,AN1936)","v":147.63116892838855},{"$f":"AL1936*POWER(CF_cool,AO1936)","v":160.26271279391912},{"$f":"AM1936*POWER(CF_cool,AP1936)","v":201.31523035689347},32,34,43,{"v":0.007674444805688944,"d":"0.01"},{"v":0.008591870125751811,"d":"0.01"},{"v":0.013314361278942581,"d":"0.01"},0.9,6,6.7,9,null,1569,null,{"v":0.9,"d":"90%"},null,null,0,11.8,13.7,21.85,null,1,1,1,147.63116892838855,160.26271279391912,201.31523035689347,null,0,0,0,1,{"$error":"#VALUE!"},3682,458,{"$error":"#VALUE!"},0.8146699660963719,0.7561986894808467,null,0.16320641939358696,0.08064538055291112,0.7952052041594007,0.7952052041594007,null,0]
["2651401110",{"$f":"'DBH-Upgrade'!$K$8-$CL1937","v":80},10,2,65,140,11,11.5,0,26,30,44.8,{"v":1411.68,"d":"1412"},{"$f":"IF($B1937>$F1937,0,IF($C1937>$G1937,0,ROUND((((($F1937-$B1937)/100)*IF('DBH-Upgrade'!$K$6='DBH-Upgrade'!$K$8,$BZ1951,($BE1937/(($F1937-18)/100))))+((($B1937-18)/100)*$CA1951))*$CE1951,0)))","v":2558},{"$f":"IF($B1937>$F1937,0,IF($C1937>$G1937,0,ROUND((((($F1937-$B1937)/100)*IF('DBH-Upgrade'!$K$6='DBH-Upgrade'!$K$8,$BZ1951,($BE1937/(($F1937-18)/100))))+((($B1937-18)/100)*$CA1951))*$CD1951,0)))","v":2770},{"$f":"IF($B1937>$F1937,0,IF($C1937>$G1937,0,ROUND(((($F1937-$B1937)/100)*IF('DBH-Upgrade'!$K$6='DBH-Upgrade'!$K$8,$BZ1951,($BE1937/(($F1937-18)/100))))+((($B1937-18)/100)*$CA1951),0)))","v":3494},{"v":1.5,"d":"1.500"},1.1,1.1,1.1,114,{"$f":"IF($B1937>$F1937,0,IF($C1937>$G1937,0,ROUND(((($F1937-$B1937)/100)*(IF('DBH-Upgrade'!$K$6='DBH-Upgrade'!$K$8,$BZ1951,($BE1937/(($F1937-18)/100))))*$CH1951)+((($B1937-18)/100)*$CA1951*$CE1951*$CG1951),0)))","v":356},{"$f":"IF($B1937>$F1937,0,IF($C1937>$G1937,0,ROUND(((($F1937-$B1937)/100)*(IF('DBH-Upgrade'!$K$6='DBH-Upgrade'!$K$8,$BZ1951,($BE1937/(($F1937-18)/100))))*$CH1951)+((($B1937-18)/100)*$CA1951*$CD1951*$CG1951),0)))","v":377},{"$f":"IF($B1937>$F1937,0,IF($C1937>$G1937,0,ROUND(((($F1937-$B1937)/100)*(IF('DBH-Upgrade'!$K$6='DBH-Upgrade'!$K$8,$BZ1951,($BE1937/(($F1937-18)/100))))*$CH1951)+((($B1937-18)/100)*$CA1951*$CG1951),0)))","v":447},6,18,19,23,{"v":6.3986700800734112E-4,"d":"0.00"},{"v":0.004763514204303699,"d":"0.00"},{"v":0.005260825803720469,"d":"0.01"},{"v":0.007475125029988737,"d":"0.01"},3.969E-4,1.7346,4,0.000574288,{"$f":"IF($B1937>$F1937,0,IF($C1937>$G1937,0,ROUND((((($F1937-$B1937)/100)*IF('DBH-Upgrade'!$K$6='DBH-Upgrade'!$K$8,$CC1951,($BF1937/(($F1937-18)/100))))+((($B1937-18)/100)*$CB1951))*IF($E1937>50,IF($G1937=11,(1-(($E1937-50)*0.005)),IF($G1937=16,(1-(($E1937-50)*0.005)),IF($G1937=21,(1-(($E1937-50)*0.005)),1))),1)*$CE1951,0)))","v":263},{"$f":"IF($B1937>$F1937,0,IF($C1937>$G1937,0,ROUND((((($F1937-$B1937)/100)*IF('DBH-Upgrade'!$K$6='DBH-Upgrade'!$K$8,$CC1951,($BF1937/(($F1937-18)/100))))+((($B1937-18)/100)*$CB1951))*IF($E1937>50,IF($G1937=11,(1-(($E1937-50)*0.005)),IF($G1937=16,(1-(($E1937-50)*0.005)),IF($G1937=21,(1-(($E1937-50)*0.005)),1))),1)*$CD1951,0)))","v":284},{"$f":"IF($B1937>$F1937,0,IF($C1937>$G1937,0,ROUND((((($F1937-$B1937)/100)*IF('DBH-Upgrade'!$K$6='DBH-Upgrade'!$K$8,$CC1951,($BF1937/(($F1937-18)/100))))+((($B1937-18)/100)*$CB1951))*IF($E1937>50,IF($G1937=11,(1-(($E1937-50)*0.005)),IF($G1937=16,(1-(($E1937-50)*0.005)),IF($G1937=21,(1-(($E1937-50)*0.005)),1))),1),0)))","v":359},0.95,0.95,0.95,{"$f":"AK1937*POWER(CF_cool,AN1937)","v":209.13896869392238},{"$f":"AL1937*POWER(CF_cool,AO1937)","v":225.83827798126978},{"$f":"AM1937*POWER(CF_cool,AP1937)","v":285.4786682932248},45,49,61,{"v":0.025805260650429835,"d":"0.03"},{"v":0.03021497586567943,"d":"0.03"},{"v":0.04536436116419828,"d":"0.05"},1.9,6,6.7,9,null,2076,null,{"v":0.68,"d":"68%"},null,null,0,11.8,13.7,21.85,null,1,1,1,209.13896869392238,225.83827798126978,285.4786682932248,null,0,0,0,1,{"$error":"#VALUE!"},5340,750,{"$error":"#VALUE!"},0.7254135990953521,0.6774634004202911,null,0.1716349180255756,0.08064538055291112,0.8146200327725304,0.8146200327725304,null,0]
["2651602010",{"$f":"'DBH-Upgrade'!$K$8-$CL1946","v":80},10,2,65,160,20,21.5,0,26,30,45.5,{"v":3060.8,"d":"3061"},{"$f":"IF($B1946>$F1946,0,IF($C1946>$G1946,0,ROUND((((($F1946-$B1946)/100)*IF('DBH-Upgrade'!$K$6='DBH-Upgrade'!$K$8,$BZ1960,($BE1946/(($F1946-18)/100))))+((($B1946-18)/100)*$CA1960))*$CE1960,0)))","v":{"$error":"#VALUE!"}},{"$f":"IF($B1946>$F1946,0,IF($C1946>$G1946,0,ROUND((((($F1946-$B1946)/100)*IF('DBH-Upgrade'!$K$6='DBH-Upgrade'!$K$8,$BZ1960,($BE1946/(($F1946-18)/100))))+((($B1946-18)/100)*$CA1960))*$CD1960,0)))","v":{"$error":"#VALUE!"}},{"$f":"IF($B1946>$F1946,0,IF($C1946>$G1946,0,ROUND(((($F1946-$B1946)/100)*IF('DBH-Upgrade'!$K$6='DBH-Upgrade'!$K$8,$BZ1960,($BE1946/(($F1946-18)/100))))+((($B1946-18)/100)*$CA1960),0)))","v":{"$error":"#VALUE!"}},{"v":1.5,"d":"1.500"},1.08,1.08,1.08,247,{"$f":"IF($B1946>$F1946,0,IF($C1946>$G1946,0,ROUND(((($F1946-$B1946)/100)*(IF('DBH-Upgrade'!$K$6='DBH-Upgrade'!$K$8,$BZ1960,($BE1946/(($F1946-18)/100))))*$CH1960)+((($B1946-18)/100)*$CA1960*$CE1960*$CG1960),0)))","v":{"$error":"#VALUE!"}},{"$f":"IF($B1946>$F1946,0,IF($C1946>$G1946,0,ROUND(((($F1946-$B1946)/100)*(IF('DBH-Upgrade'!$K$6='DBH-Upgrade'!$K$8,$BZ1960,($BE1946/(($F1946-18)/100))))*$CH1960)+((($B1946-18)/100)*$CA1960*$CD1960*$CG1960),0)))","v":{"$error":"#VALUE!"}},{"$f":"IF($B1946>$F1946,0,IF($C1946>$G1946,0,ROUND(((($F1946-$B1946)/100)*(IF('DBH-Upgrade'!$K$6='DBH-Upgrade'!$K$8,$BZ1960,($BE1946/(($F1946-18)/100))))*$CH1960)+((($B1946-18)/100)*$CA1960*$CG1960),0)))","v":{"$error":"#VALUE!"}},13,{"$error":"#VALUE!"},{"$error":"#VALUE!"},{"$error":"#VALUE!"},{"v":9.2529858624919271E-4,"d":"0.00"},{"$error":"#VALUE!"},{"$error":"#VALUE!"},{"$error":"#VALUE!"},0.0001276,1.7219,2,3.76611E-4,{"$f":"IF($B1946>$F1946,0,IF($C1946>$G1946,0,ROUND((((($F1946-$B1946)/100)*IF('DBH-Upgrade'!$K$6='DBH-Upgrade'!$K$8,$CC1960,($BF1946/(($F1946-18)/100))))+((($B1946-18)/100)*$CB1960))*IF($E1946>50,IF($G1946=11,(1-(($E1946-50)*0.005)),IF($G1946=16,(1-(($E1946-50)*0.005)),IF($G1946=21,(1-(($E1946-50)*0.005)),1))),1)*$CE1960,0)))","v":{"$error":"#VALUE!"}},{"$f":"IF($B1946>$F1946,0,IF($C1946>$G1946,0,ROUND((((($F1946-$B1946)/100)*IF('DBH-Upgrade'!$K$6='DBH-Upgrade'!$K$8,$CC1960,($BF1946/(($F1946-18)/100))))+((($B1946-18)/100)*$CB1960))*IF($E1946>50,IF($G1946=11,(1-(($E1946-50)*0.005)),IF($G1946=16,(1-(($E1946-50)*0.005)),IF($G1946=21,(1-(($E1946-50)*0.005)),1))),1)*$CD1960,0)))","v":{"$error":"#VALUE!"}},{"$f":"IF($B1946>$F1946,0,IF($C1946>$G1946,0,ROUND((((($F1946-$B1946)/100)*IF('DBH-Upgrade'!$K$6='DBH-Upgrade'!$K$8,$CC1960,($BF1946/(($F1946-18)/100))))+((($B1946-18)/100)*$CB1960))*IF($E1946>50,IF($G1946=11,(1-(($E1946-50)*0.005)),IF($G1946=16,(1-(($E1946-50)*0.005)),IF($G1946=21,(1-(($E1946-50)*0.005)),1))),1),0)))","v":{"$error":"#VALUE!"}},0.95,0.95,0.95,{"$f":"AK1946*POWER(CF_cool,AN1946)","v":{"$error":"#VALUE!"}},{"$f":"AL1946*POWER(CF_cool,AO1946)","v":{"$error":"#VALUE!"}},{"$f":"AM1946*POWER(CF_cool,AP1946)","v":{"$error":"#VALUE!"}},{"$error":"#VALUE!"},{"$error":"#VALUE!"},{"$error":"#VALUE!"},{"$error":"#VALUE!"},{"$error":"#VALUE!"},{"$error":"#VALUE!"},2.1,6,6.7,9,null,3826,null,{"v":0.8,"d":"80%"},null,null,0,11.8,13.7,21.85,null,1,1,1,{"$error":"#VALUE!"},{"$error":"#VALUE!"},{"$error":"#VALUE!"},null,{"$error":"#VALUE!"},{"$error":"#VALUE!"},{"$error":"#VALUE!"},{"$error":"#VALUE!"},{"$error":"#VALUE!"},3301,508,{"$error":"#VALUE!"},0.718791222592855,0.671228725846115,null,0.16320641939358696,0.08064538055291112,0.783779121140337,0.783779121140337,null,0]
["2652001510",{"$f":"'DBH-Upgrade'!$K$8-$CL1956","v":80},10,2,65,200,15,16.5,0,26,30,46.5,2744,{"$f":"IF($B1956>$F1956,0,IF($C1956>$G1956,0,ROUND((((($F1956-$B1956)/100)*IF('DBH-Upgrade'!$K$6='DBH-Upgrade'!$K$8,$BZ1970,($BE1956/(($F1956-18)/100))))+((($B1956-18)/100)*$CA1970))*$CE1970,0)))","v":{"$error":"#VALUE!"}},{"$f":"IF($B1956>$F1956,0,IF($C1956>$G1956,0,ROUND((((($F1956-$B1956)/100)*IF('DBH-Upgrade'!$K$6='DBH-Upgrade'!$K$8,$BZ1970,($BE1956/(($F1956-18)/100))))+((($B1956-18)/100)*$CA1970))*$CD1970,0)))","v":{"$error":"#VALUE!"}},{"$f":"IF($B1956>$F1956,0,IF($C1956>$G1956,0,ROUND(((($F1956-$B1956)/100)*IF('DBH-Upgrade'!$K$6='DBH-Upgrade'!$K$8,$BZ1970,($BE1956/(($F1956-18)/100))))+((($B1956-18)/100)*$CA1970),0)))","v":{"$error":"#VALUE!"}},{"v":1.5,"d":"1.500"},1.08,1.08,1.08,221,{"$f":"IF($B1956>$F1956,0,IF($C1956>$G1956,0,ROUND(((($F1956-$B1956)/100)*(IF('DBH-Upgrade'!$K$6='DBH-Upgrade'!$K$8,$BZ1970,($BE1956/(($F1956-18)/100))))*$CH1970)+((($B1956-18)/100)*$CA1970*$CE1970*$CG1970),0)))","v":{"$error":"#VALUE!"}},{"$f":"IF($B1956>$F1956,0,IF($C1956>$G1956,0,ROUND(((($F1956-$B1956)/100)*(IF('DBH-Upgrade'!$K$6='DBH-Upgrade'!$K$8,$BZ1970,($BE1956/(($F1956-18)/100))))*$CH1970)+((($B1956-18)/100)*$CA1970*$CD1970*$CG1970),0)))","v":{"$error":"#VALUE!"}},{"$f":"IF($B1956>$F1956,0,IF($C1956>$G1956,0,ROUND(((($F1956-$B1956)/100)*(IF('DBH-Upgrade'!$K$6='DBH-Upgrade'!$K$8,$BZ1970,($BE1956/(($F1956-18)/100))))*$CH1970)+((($B1956-18)/100)*$CA1970*$CG1970),0)))","v":{"$error":"#VALUE!"}},11,{"$error":"#VALUE!"},{"$error":"#VALUE!"},{"$error":"#VALUE!"},{"v":1.0206620547657068E-3,"d":"0.00"},{"$error":"#VALUE!"},{"$error":"#VALUE!"},{"$error":"#VALUE!"},0.0002083,1.724,2,0.000461829,{"$f":"IF($B1956>$F1956,0,IF($C1956>$G1956,0,ROUND((((($F1956-$B1956)/100)*IF('DBH-Upgrade'!$K$6='DBH-Upgrade'!$K$8,$CC1970,($BF1956/(($F1956-18)/100))))+((($B1956-18)/100)*$CB1970))*IF($E1956>50,IF($G1956=11,(1-(($E1956-50)*0.005)),IF($G1956=16,(1-(($E1956-50)*0.005)),IF($G1956=21,(1-(($E1956-50)*0.005)),1))),1)*$CE1970,0)))","v":{"$error":"#VALUE!"}},{"$f":"IF($B1956>$F1956,0,IF($C1956>$G1956,0,ROUND((((($F1956-$B1956)/100)*IF('DBH-Upgrade'!$K$6='DBH-Upgrade'!$K$8,$CC1970,($BF1956/(($F1956-18)/100))))+((($B1956-18)/100)*$CB1970))*IF($E1956>50,IF($G1956=11,(1-(($E1956-50)*0.005)),IF($G1956=16,(1-(($E1956-50)*0.005)),IF($G1956=21,(1-(($E1956-50)*0.005)),1))),1)*$CD1970,0)))","v":{"$error":"#VALUE!"}},{"$f":"IF($B1956>$F1956,0,IF($C1956>$G1956,0,ROUND((((($F1956-$B1956)/100)*IF('DBH-Upgrade'!$K$6='DBH-Upgrade'!$K$8,$CC1970,($BF1956/(($F1956-18)/100))))+((($B1956-18)/100)*$CB1970))*IF($E1956>50,IF($G1956=11,(1-(($E1956-50)*0.005)),IF($G1956=16,(1-(($E1956-50)*0.005)),IF($G1956=21,(1-(($E1956-50)*0.005)),1))),1),0)))","v":{"$error":"#VALUE!"}},1.01,1.01,1.01,{"$f":"AK1956*POWER(CF_cool,AN1956)","v":{"$error":"#VALUE!"}},{"$f":"AL1956*POWER(CF_cool,AO1956)","v":{"$error":"#VALUE!"}},{"$f":"AM1956*POWER(CF_cool,AP1956)","v":{"$error":"#VALUE!"}},{"$error":"#VALUE!"},{"$error":"#VALUE!"},{"$error":"#VALUE!"},{"$error":"#VALUE!"},{"$error":"#VALUE!"},{"$error":"#VALUE!"},{"v":2,"d":"2.0"},6,6.7,9,null,3430,null,{"v":0.8,"d":"80%"},null,null,0,11.8,13.7,21.85,null,1,1,1,{"$error":"#VALUE!"},{"$error":"#VALUE!"},{"$error":"#VALUE!"},null,{"$error":"#VALUE!"},{"$error":"#VALUE!"},{"$error":"#VALUE!"},{"$error":"#VALUE!"},1127,2539,352,62,0.7840224333226739,0.7222362755803995,null,0.16320641939358696,0.08064538055291112,0.7894714915956607,0.7894714915956607,null,0]
["2652001610",{"$f":"'DBH-Upgrade'!$K$8-$CL1957","v":80},10,2,65,200,16,16.5,0,26,30,46.5,{"v":3028.7200000000003,"d":"3029"},{"$f":"IF($B1957>$F1957,0,IF($C1957>$G1957,0,ROUND((((($F1957-$B1957)/100)*IF('DBH-Upgrade'!$K$6='DBH-Upgrade'!$K$8,$BZ1971,($BE1957/(($F1957-18)/100))))+((($B1957-18)/100)*$CA1971))*$CE1971,0)))","v":{"$error":"#VALUE!"}},{"$f":"IF($B1957>$F1957,0,IF($C1957>$G1957,0,ROUND((((($F1957-$B1957)/100)*IF('DBH-Upgrade'!$K$6='DBH-Upgrade'!$K$8,$BZ1971,($BE1957/(($F1957-18)/100))))+((($B1957-18)/100)*$CA1971))*$CD1971,0)))","v":{"$error":"#VALUE!"}},{"$f":"IF($B1957>$F1957,0,IF($C1957>$G1957,0,ROUND(((($F1957-$B1957)/100)*IF('DBH-Upgrade'!$K$6='DBH-Upgrade'!$K$8,$BZ1971,($BE1957/(($F1957-18)/100))))+((($B1957-18)/100)*$CA1971),0)))","v":{"$error":"#VALUE!"}},{"v":1.5,"d":"1.500"},1.1,1.1,1.1,244,{"$f":"IF($B1957>$F1957,0,IF($C1957>$G1957,0,ROUND(((($F1957-$B1957)/100)*(IF('DBH-Upgrade'!$K$6='DBH-Upgrade'!$K$8,$BZ1971,($BE1957/(($F1957-18)/100))))*$CH1971)+((($B1957-18)/100)*$CA1971*$CE1971*$CG1971),0)))","v":{"$error":"#VALUE!"}},{"$f":"IF($B1957>$F1957,0,IF($C1957>$G1957,0,ROUND(((($F1957-$B1957)/100)*(IF('DBH-Upgrade'!$K$6='DBH-Upgrade'!$K$8,$BZ1971,($BE1957/(($F1957-18)/100))))*$CH1971)+((($B1957-18)/100)*$CA1971*$CD1971*$CG1971),0)))","v":{"$error":"#VALUE!"}},{"$f":"IF($B1957>$F1957,0,IF($C1957>$G1957,0,ROUND(((($F1957-$B1957)/100)*(IF('DBH-Upgrade'!$K$6='DBH-Upgrade'!$K$8,$BZ1971,($BE1957/(($F1957-18)/100))))*$CH1971)+((($B1957-18)/100)*$CA1971*$CG1971),0)))","v":{"$error":"#VALUE!"}},13,{"$error":"#VALUE!"},{"$error":"#VALUE!"},{"$error":"#VALUE!"},{"v":3.5685520042405897E-3,"d":"0.00"},{"$error":"#VALUE!"},{"$error":"#VALUE!"},{"$error":"#VALUE!"},0.0002083,1.724,4,1.392796E-3,{"$f":"IF($B1957>$F1957,0,IF($C1957>$G1957,0,ROUND((((($F1957-$B1957)/100)*IF('DBH-Upgrade'!$K$6='DBH-Upgrade'!$K$8,$CC1971,($BF1957/(($F1957-18)/100))))+((($B1957-18)/100)*$CB1971))*IF($E1957>50,IF($G1957=11,(1-(($E1957-50)*0.005)),IF($G1957=16,(1-(($E1957-50)*0.005)),IF($G1957=21,(1-(($E1957-50)*0.005)),1))),1)*$CE1971,0)))","v":{"$error":"#VALUE!"}},{"$f":"IF($B1957>$F1957,0,IF($C1957>$G1957,0,ROUND((((($F1957-$B1957)/100)*IF('DBH-Upgrade'!$K$6='DBH-Upgrade'!$K$8,$CC1971,($BF1957/(($F1957-18)/100))))+((($B1957-18)/100)*$CB1971))*IF($E1957>50,IF($G1957=11,(1-(($E1957-50)*0.005)),IF($G1957=16,(1-(($E1957-50)*0.005)),IF($G1957=21,(1-(($E1957-50)*0.005)),1))),1)*$CD1971,0)))","v":{"$error":"#VALUE!"}},{"$f":"IF($B1957>$F1957,0,IF($C1957>$G1957,0,ROUND((((($F1957-$B1957)/100)*IF('DBH-Upgrade'!$K$6='DBH-Upgrade'!$K$8,$CC1971,($BF1957/(($F1957-18)/100))))+((($B1957-18)/100)*$CB1971))*IF($E1957>50,IF($G1957=11,(1-(($E1957-50)*0.005)),IF($G1957=16,(1-(($E1957-50)*0.005)),IF($G1957=21,(1-(($E1957-50)*0.005)),1))),1),0)))","v":{"$error":"#VALUE!"}},0.95,0.95,0.95,{"$f":"AK1957*POWER(CF_cool,AN1957)","v":{"$error":"#VALUE!"}},{"$f":"AL1957*POWER(CF_cool,AO1957)","v":{"$error":"#VALUE!"}},{"$f":"AM1957*POWER(CF_cool,AP1957)","v":{"$error":"#VALUE!"}},{"$error":"#VALUE!"},{"$error":"#VALUE!"},{"$error":"#VALUE!"},{"$error":"#VALUE!"},{"$error":"#VALUE!"},{"$error":"#VALUE!"},{"v":4,"d":"4.0"},6,6.7,9,null,4454,null,{"v":0.68,"d":"68%"},null,null,0,11.8,13.7,21.85,null,1,1,1,{"$error":"#VALUE!"},{"$error":"#VALUE!"},{"$error":"#VALUE!"},null,{"$error":"#VALUE!"},{"$error":"#VALUE!"},{"$error":"#VALUE!"},{"$error":"#VALUE!"},2263,3445,577,50,0.7840224333226739,0.7222362755803995,null,0.15781864009190116,0.08064538055291112,0.7952052041594007,0.7952052041594007,null,0]
["2652401110",{"$f":"'DBH-Upgrade'!$K$8-$CL1967","v":80},10,2,65,240,11,11.5,0,26,30,47.2,{"v":2420.1200000000003,"d":"2420"},{"$f":"IF($B1967>$F1967,0,IF($C1967>$G1967,0,ROUND((((($F1967-$B1967)/100)*IF('DBH-Upgrade'!$K$6='DBH-Upgrade'!$K$8,$BZ1981,($BE1967/(($F1967-18)/100))))+((($B1967-18)/100)*$CA1981))*$CE1981,0)))","v":3943},{"$f":"IF($B1967>$F1967,0,IF($C1967>$G1967,0,ROUND((((($F1967-$B1967)/100)*IF('DBH-Upgrade'!$K$6='DBH-Upgrade'!$K$8,$BZ1981,($BE1967/(($F1967-18)/100))))+((($B1967-18)/100)*$CA1981))*$CD1981,0)))","v":4319},{"$f":"IF($B1967>$F1967,0,IF($C1967>$G1967,0,ROUND(((($F1967-$B1967)/100)*IF('DBH-Upgrade'!$K$6='DBH-Upgrade'!$K$8,$BZ1981,($BE1967/(($F1967-18)/100))))+((($B1967-18)/100)*$CA1981),0)))","v":5757},{"v":1.5,"d":"1.500"},1.1,1.1,1.1,195,{"$f":"IF($B1967>$F1967,0,IF($C1967>$G1967,0,ROUND(((($F1967-$B1967)/100)*(IF('DBH-Upgrade'!$K$6='DBH-Upgrade'!$K$8,$BZ1981,($BE1967/(($F1967-18)/100))))*$CH1981)+((($B1967-18)/100)*$CA1981*$CE1981*$CG1981),0)))","v":523},{"$f":"IF($B1967>$F1967,0,IF($C1967>$G1967,0,ROUND(((($F1967-$B1967)/100)*(IF('DBH-Upgrade'!$K$6='DBH-Upgrade'!$K$8,$BZ1981,($BE1967/(($F1967-18)/100))))*$CH1981)+((($B1967-18)/100)*$CA1981*$CD1981*$CG1981),0)))","v":545},{"$f":"IF($B1967>$F1967,0,IF($C1967>$G1967,0,ROUND(((($F1967-$B1967)/100)*(IF('DBH-Upgrade'!$K$6='DBH-Upgrade'!$K$8,$BZ1981,($BE1967/(($F1967-18)/100))))*$CH1981)+((($B1967-18)/100)*$CA1981*$CG1981),0)))","v":629},10,27,28,32,{"v":0.002467851724895622,"d":"0.00"},{"v":0.014772470300709791,"d":"0.01"},{"v":0.015776771418097302,"d":"0.02"},{"v":0.020089572159809964,"d":"0.02"},3.969E-4,1.7346,4,0.000574288,{"$f":"IF($B1967>$F1967,0,IF($C1967>$G1967,0,ROUND((((($F1967-$B1967)/100)*IF('DBH-Upgrade'!$K$6='DBH-Upgrade'!$K$8,$CC1981,($BF1967/(($F1967-18)/100))))+((($B1967-18)/100)*$CB1981))*IF($E1967>50,IF($G1967=11,(1-(($E1967-50)*0.005)),IF($G1967=16,(1-(($E1967-50)*0.005)),IF($G1967=21,(1-(($E1967-50)*0.005)),1))),1)*$CE1981,0)))","v":277},{"$f":"IF($B1967>$F1967,0,IF($C1967>$G1967,0,ROUND((((($F1967-$B1967)/100)*IF('DBH-Upgrade'!$K$6='DBH-Upgrade'!$K$8,$CC1981,($BF1967/(($F1967-18)/100))))+((($B1967-18)/100)*$CB1981))*IF($E1967>50,IF($G1967=11,(1-(($E1967-50)*0.005)),IF($G1967=16,(1-(($E1967-50)*0.005)),IF($G1967=21,(1-(($E1967-50)*0.005)),1))),1)*$CD1981,0)))","v":304},{"$f":"IF($B1967>$F1967,0,IF($C1967>$G1967,0,ROUND((((($F1967-$B1967)/100)*IF('DBH-Upgrade'!$K$6='DBH-Upgrade'!$K$8,$CC1981,($BF1967/(($F1967-18)/100))))+((($B1967-18)/100)*$CB1981))*IF($E1967>50,IF($G1967=11,(1-(($E1967-50)*0.005)),IF($G1967=16,(1-(($E1967-50)*0.005)),IF($G1967=21,(1-(($E1967-50)*0.005)),1))),1),0)))","v":405},0.95,0.95,0.95,{"$f":"AK1967*POWER(CF_cool,AN1967)","v":220.27184155215397},{"$f":"AL1967*POWER(CF_cool,AO1967)","v":241.7423820644578},{"$f":"AM1967*POWER(CF_cool,AP1967)","v":322.0581076845573},47,52,69,{"v":0.04034020453234167,"d":"0.04"},{"v":0.04847537095645179,"d":"0.05"},{"v":0.08111678235013473,"d":"0.08"},3.2,6,6.7,9,null,3559,null,{"v":0.68,"d":"68%"},null,null,0,11.8,13.7,21.85,null,1,1,1,220.27184155215397,241.7423820644578,322.0581076845573,null,0,0,0,1,{"$error":"#VALUE!"},5340,750,{"$error":"#VALUE!"},0.7015311234086448,0.657069305346098,null,0.1716349180255756,0.08064538055291112,0.8146200327725304,0.8146200327725304,null,0]
["2652602010",{"$f":"'DBH-Upgrade'!$K$8-$CL1976","v":60},10,2,65,260,20,21.5,0,26,30,47.8,{"v":4973.6,"d":"4974"},{"$f":"IF($B1976>$F1976,0,IF($C1976>$G1976,0,ROUND((((($F1976-$B1976)/100)*IF('DBH-Upgrade'!$K$6='DBH-Upgrade'!$K$8,$BZ1990,($BE1976/(($F1976-18)/100))))+((($B1976-18)/100)*$CA1990))*$CE1990,0)))","v":{"$error":"#VALUE!"}},{"$f":"IF($B1976>$F1976,0,IF($C1976>$G1976,0,ROUND((((($F1976-$B1976)/100)*IF('DBH-Upgrade'!$K$6='DBH-Upgrade'!$K$8,$BZ1990,($BE1976/(($F1976-18)/100))))+((($B1976-18)/100)*$CA1990))*$CD1990,0)))","v":{"$error":"#VALUE!"}},{"$f":"IF($B1976>$F1976,0,IF($C1976>$G1976,0,ROUND(((($F1976-$B1976)/100)*IF('DBH-Upgrade'!$K$6='DBH-Upgrade'!$K$8,$BZ1990,($BE1976/(($F1976-18)/100))))+((($B1976-18)/100)*$CA1990),0)))","v":{"$error":"#VALUE!"}},{"v":1.5,"d":"1.500"},1.08,1.08,1.08,401,{"$f":"IF($B1976>$F1976,0,IF($C1976>$G1976,0,ROUND(((($F1976-$B1976)/100)*(IF('DBH-Upgrade'!$K$6='DBH-Upgrade'!$K$8,$BZ1990,($BE1976/(($F1976-18)/100))))*$CH1990)+((($B1976-18)/100)*$CA1990*$CE1990*$CG1990),0)))","v":{"$error":"#VALUE!"}},{"$f":"IF($B1976>$F1976,0,IF($C1976>$G1976,0,ROUND(((($F1976-$B1976)/100)*(IF('DBH-Upgrade'!$K$6='DBH-Upgrade'!$K$8,$BZ1990,($BE1976/(($F1976-18)/100))))*$CH1990)+((($B1976-18)/100)*$CA1990*$CD1990*$CG1990),0)))","v":{"$error":"#VALUE!"}},{"$f":"IF($B1976>$F1976,0,IF($C1976>$G1976,0,ROUND(((($F1976-$B1976)/100)*(IF('DBH-Upgrade'!$K$6='DBH-Upgrade'!$K$8,$BZ1990,($BE1976/(($F1976-18)/100))))*$CH1990)+((($B1976-18)/100)*$CA1990*$CG1990),0)))","v":{"$error":"#VALUE!"}},21,{"$error":"#VALUE!"},{"$error":"#VALUE!"},{"$error":"#VALUE!"},{"v":2.7892585726070336E-3,"d":"0.00"},{"$error":"#VALUE!"},{"$error":"#VALUE!"},{"$error":"#VALUE!"},0.0001276,1.7219,2,3.76611E-4,{"$f":"IF($B1976>$F1976,0,IF($C1976>$G1976,0,ROUND((((($F1976-$B1976)/100)*IF('DBH-Upgrade'!$K$6='DBH-Upgrade'!$K$8,$CC1990,($BF1976/(($F1976-18)/100))))+((($B1976-18)/100)*$CB1990))*IF($E1976>50,IF($G1976=11,(1-(($E1976-50)*0.005)),IF($G1976=16,(1-(($E1976-50)*0.005)),IF($G1976=21,(1-(($E1976-50)*0.005)),1))),1)*$CE1990,0)))","v":{"$error":"#VALUE!"}},{"$f":"IF($B1976>$F1976,0,IF($C1976>$G1976,0,ROUND((((($F1976-$B1976)/100)*IF('DBH-Upgrade'!$K$6='DBH-Upgrade'!$K$8,$CC1990,($BF1976/(($F1976-18)/100))))+((($B1976-18)/100)*$CB1990))*IF($E1976>50,IF($G1976=11,(1-(($E1976-50)*0.005)),IF($G1976=16,(1-(($E1976-50)*0.005)),IF($G1976=21,(1-(($E1976-50)*0.005)),1))),1)*$CD1990,0)))","v":{"$error":"#VALUE!"}},{"$f":"IF($B1976>$F1976,0,IF($C1976>$G1976,0,ROUND((((($F1976-$B1976)/100)*IF('DBH-Upgrade'!$K$6='DBH-Upgrade'!$K$8,$CC1990,($BF1976/(($F1976-18)/100))))+((($B1976-18)/100)*$CB1990))*IF($E1976>50,IF($G1976=11,(1-(($E1976-50)*0.005)),IF($G1976=16,(1-(($E1976-50)*0.005)),IF($G1976=21,(1-(($E1976-50)*0.005)),1))),1),0)))","v":{"$error":"#VALUE!"}},0.95,0.95,0.95,{"$f":"AK1976*POWER(CF_cool,AN1976)","v":{"$error":"#VALUE!"}},{"$f":"AL1976*POWER(CF_cool,AO1976)","v":{"$error":"#VALUE!"}},{"$f":"AM1976*POWER(CF_cool,AP1976)","v":{"$error":"#VALUE!"}},{"$error":"#VALUE!"},{"$error":"#VALUE!"},{"$error":"#VALUE!"},{"$error":"#VALUE!"},{"$error":"#VALUE!"},{"$error":"#VALUE!"},3.5,6,6.7,9,null,6217,null,{"v":0.8,"d":"80%"},null,null,0,11.8,13.7,21.85,null,1,1,1,{"$error":"#VALUE!"},{"$error":"#VALUE!"},{"$error":"#VALUE!"},null,{"$error":"#VALUE!"},{"$error":"#VALUE!"},{"$error":"#VALUE!"},{"$error":"#VALUE!"},{"$error":"#VALUE!"},3301,508,{"$error":"#VALUE!"},0.6852107186854955,0.6578068517992561,null,0.16320641939358696,0.08064538055291112,0.783779121140337,0.783779121140337,null,20]
["2652801610",{"$f":"'DBH-Upgrade'!$K$8-$CL1981","v":80},10,2,65,280,16,16.5,0,26,30,47.8,{"v":4240.4800000000005,"d":"4240"},{"$f":"IF($B1981>$F1981,0,IF($C1981>$G1981,0,ROUND((((($F1981-$B1981)/100)*IF('DBH-Upgrade'!$K$6='DBH-Upgrade'!$K$8,$BZ1995,($BE1981/(($F1981-18)/100))))+((($B1981-18)/100)*$CA1995))*$CE1995,0)))","v":{"$error":"#VALUE!"}},{"$f":"IF($B1981>$F1981,0,IF($C1981>$G1981,0,ROUND((((($F1981-$B1981)/100)*IF('DBH-Upgrade'!$K$6='DBH-Upgrade'!$K$8,$BZ1995,($BE1981/(($F1981-18)/100))))+((($B1981-18)/100)*$CA1995))*$CD1995,0)))","v":{"$error":"#VALUE!"}},{"$f":"IF($B1981>$F1981,0,IF($C1981>$G1981,0,ROUND(((($F1981-$B1981)/100)*IF('DBH-Upgrade'!$K$6='DBH-Upgrade'!$K$8,$BZ1995,($BE1981/(($F1981-18)/100))))+((($B1981-18)/100)*$CA1995),0)))","v":{"$error":"#VALUE!"}},{"v":1.5,"d":"1.500"},1.1,1.1,1.1,342,{"$f":"IF($B1981>$F1981,0,IF($C1981>$G1981,0,ROUND(((($F1981-$B1981)/100)*(IF('DBH-Upgrade'!$K$6='DBH-Upgrade'!$K$8,$BZ1995,($BE1981/(($F1981-18)/100))))*$CH1995)+((($B1981-18)/100)*$CA1995*$CE1995*$CG1995),0)))","v":{"$error":"#VALUE!"}},{"$f":"IF($B1981>$F1981,0,IF($C1981>$G1981,0,ROUND(((($F1981-$B1981)/100)*(IF('DBH-Upgrade'!$K$6='DBH-Upgrade'!$K$8,$BZ1995,($BE1981/(($F1981-18)/100))))*$CH1995)+((($B1981-18)/100)*$CA1995*$CD1995*$CG1995),0)))","v":{"$error":"#VALUE!"}},{"$f":"IF($B1981>$F1981,0,IF($C1981>$G1981,0,ROUND(((($F1981-$B1981)/100)*(IF('DBH-Upgrade'!$K$6='DBH-Upgrade'!$K$8,$BZ1995,($BE1981/(($F1981-18)/100))))*$CH1995)+((($B1981-18)/100)*$CA1995*$CG1995),0)))","v":{"$error":"#VALUE!"}},18,{"$error":"#VALUE!"},{"$error":"#VALUE!"},{"$error":"#VALUE!"},{"v":0.007586819197684022,"d":"0.01"},{"$error":"#VALUE!"},{"$error":"#VALUE!"},{"$error":"#VALUE!"},0.0002083,1.724,4,1.392796E-3,{"$f":"IF($B1981>$F1981,0,IF($C1981>$G1981,0,ROUND((((($F1981-$B1981)/100)*IF('DBH-Upgrade'!$K$6='DBH-Upgrade'!$K$8,$CC1995,($BF1981/(($F1981-18)/100))))+((($B1981-18)/100)*$CB1995))*IF($E1981>50,IF($G1981=11,(1-(($E1981-50)*0.005)),IF($G1981=16,(1-(($E1981-50)*0.005)),IF($G1981=21,(1-(($E1981-50)*0.005)),1))),1)*$CE1995,0)))","v":{"$error":"#VALUE!"}},{"$f":"IF($B1981>$F1981,0,IF($C1981>$G1981,0,ROUND((((($F1981-$B1981)/100)*IF('DBH-Upgrade'!$K$6='DBH-Upgrade'!$K$8,$CC1995,($BF1981/(($F1981-18)/100))))+((($B1981-18)/100)*$CB1995))*IF($E1981>50,IF($G1981=11,(1-(($E1981-50)*0.005)),IF($G1981=16,(1-(($E1981-50)*0.005)),IF($G1981=21,(1-(($E1981-50)*0.005)),1))),1)*$CD1995,0)))","v":{"$error":"#VALUE!"}},{"$f":"IF($B1981>$F1981,0,IF($C1981>$G1981,0,ROUND((((($F1981-$B1981)/100)*IF('DBH-Upgrade'!$K$6='DBH-Upgrade'!$K$8,$CC1995,($BF1981/(($F1981-18)/100))))+((($B1981-18)/100)*$CB1995))*IF($E1981>50,IF($G1981=11,(1-(($E1981-50)*0.005)),IF($G1981=16,(1-(($E1981-50)*0.005)),IF($G1981=21,(1-(($E1981-50)*0.005)),1))),1),0)))","v":{"$error":"#VALUE!"}},0.95,0.95,0.95,{"$f":"AK1981*POWER(CF_cool,AN1981)","v":{"$error":"#VALUE!"}},{"$f":"AL1981*POWER(CF_cool,AO1981)","v":{"$error":"#VALUE!"}},{"$f":"AM1981*POWER(CF_cool,AP1981)","v":{"$error":"#VALUE!"}},{"$error":"#VALUE!"},{"$error":"#VALUE!"},{"$error":"#VALUE!"},{"$error":"#VALUE!"},{"$error":"#VALUE!"},{"$error":"#VALUE!"},5.6,6,6.7,9,null,6236,null,{"v":0.68,"d":"68%"},null,null,0,11.8,13.7,21.85,null,1,1,1,{"$error":"#VALUE!"},{"$error":"#VALUE!"},{"$error":"#VALUE!"},null,{"$error":"#VALUE!"},{"$error":"#VALUE!"},{"$error":"#VALUE!"},{"$error":"#VALUE!"},2263,3445,577,50,0.750275090099452,0.6848867351465859,null,0.15781864009190116,0.08064538055291112,0.7952052041594007,0.7952052041594007,null,0]
["295602110",{"$f":"'DBH-Upgrade'!$K$8-$CL1989","v":80},10,2,95,60,21,21.5,0,26,30,40,1832,{"$f":"IF($B1989>$F1989,0,IF($C1989>$G1989,0,ROUND((((($F1989-$B1989)/100)*IF('DBH-Upgrade'!$K$6='DBH-Upgrade'!$K$8,$BZ2003,($BE1989/(($F1989-18)/100))))+((($B1989-18)/100)*$CA2003))*$CE2003,0)))","v":0},{"$f":"IF($B1989>$F1989,0,IF($C1989>$G1989,0,ROUND((((($F1989-$B1989)/100)*IF('DBH-Upgrade'!$K$6='DBH-Upgrade'!$K$8,$BZ2003,($BE1989/(($F1989-18)/100))))+((($B1989-18)/100)*$CA2003))*$CD2003,0)))","v":0},{"$f":"IF($B1989>$F1989,0,IF($C1989>$G1989,0,ROUND(((($F1989-$B1989)/100)*IF('DBH-Upgrade'!$K$6='DBH-Upgrade'!$K$8,$BZ2003,($BE1989/(($F1989-18)/100))))+((($B1989-18)/100)*$CA2003),0)))","v":0},{"v":1.5,"d":"1.500"},1.05,1.05,1.05,148,{"$f":"IF($B1989>$F1989,0,IF($C1989>$G1989,0,ROUND(((($F1989-$B1989)/100)*(IF('DBH-Upgrade'!$K$6='DBH-Upgrade'!$K$8,$BZ2003,($BE1989/(($F1989-18)/100))))*$CH2003)+((($B1989-18)/100)*$CA2003*$CE2003*$CG2003),0)))","v":0},{"$f":"IF($B1989>$F1989,0,IF($C1989>$G1989,0,ROUND(((($F1989-$B1989)/100)*(IF('DBH-Upgrade'!$K$6='DBH-Upgrade'!$K$8,$BZ2003,($BE1989/(($F1989-18)/100))))*$CH2003)+((($B1989-18)/100)*$CA2003*$CD2003*$CG2003),0)))","v":0},{"$f":"IF($B1989>$F1989,0,IF($C1989>$G1989,0,ROUND(((($F1989-$B1989)/100)*(IF('DBH-Upgrade'!$K$6='DBH-Upgrade'!$K$8,$BZ2003,($BE1989/(($F1989-18)/100))))*$CH2003)+((($B1989-18)/100)*$CA2003*$CG2003),0)))","v":0},8,0,0,0,{"v":4.0437827017624211E-4,"d":"0.00"},{"v":0,"d":"0.00"},{"v":0,"d":"0.00"},{"v":0,"d":"0.00"},0.0001276,1.7219,4,0.000514201,{"$f":"IF($B1989>$F1989,0,IF($C1989>$G1989,0,ROUND((((($F1989-$B1989)/100)*IF('DBH-Upgrade'!$K$6='DBH-Upgrade'!$K$8,$CC2003,($BF1989/(($F1989-18)/100))))+((($B1989-18)/100)*$CB2003))*IF($E1989>50,IF($G1989=11,(1-(($E1989-50)*0.005)),IF($G1989=16,(1-(($E1989-50)*0.005)),IF($G1989=21,(1-(($E1989-50)*0.005)),1))),1)*$CE2003,0)))","v":0},{"$f":"IF($B1989>$F1989,0,IF($C1989>$G1989,0,ROUND((((($F1989-$B1989)/100)*IF('DBH-Upgrade'!$K$6='DBH-Upgrade'!$K$8,$CC2003,($BF1989/(($F1989-18)/100))))+((($B1989-18)/100)*$CB2003))*IF($E1989>50,IF($G1989=11,(1-(($E1989-50)*0.005)),IF($G1989=16,(1-(($E1989-50)*0.005)),IF($G1989=21,(1-(($E1989-50)*0.005)),1))),1)*$CD2003,0)))","v":0},{"$f":"IF($B1989>$F1989,0,IF($C1989>$G1989,0,ROUND((((($F1989-$B1989)/100)*IF('DBH-Upgrade'!$K$6='DBH-Upgrade'!$K$8,$CC2003,($BF1989/(($F1989-18)/100))))+((($B1989-18)/100)*$CB2003))*IF($E1989>50,IF($G1989=11,(1-(($E1989-50)*0.005)),IF($G1989=16,(1-(($E1989-50)*0.005)),IF($G1989=21,(1-(($E1989-50)*0.005)),1))),1),0)))","v":0},0.85,0.85,0.85,{"$f":"AK1989*POWER(CF_cool,AN1989)","v":0},{"$f":"AL1989*POWER(CF_cool,AO1989)","v":0},{"$f":"AM1989*POWER(CF_cool,AP1989)","v":0},0,0,0,{"v":0,"d":"0.00"},{"v":0,"d":"0.00"},{"v":0,"d":"0.00"},1.6,"DBH-unit is te lang!","DBH-unit is te lang!","DBH-unit is te lang!",null,2290,null,{"v":0.8,"d":"80%"},null,null,0,"DBH-unit is te lang!","DBH-unit is te lang!","DBH-unit is te lang!",null,1,1,1,0,0,0,null,0,0,0,1,{"$error":"#VALUE!"},4479,834,{"$error":"#VALUE!"},0.681904493845304,0.6579686139337618,null,0.15781864009190116,0.08064538055291112,0.7952052041594007,0.7952052041594007,null,0]
["295701510",{"$f":"'DBH-Upgrade'!$K$8-$CL1992","v":70},10,2,95,70,15,16.5,0,26,30,41,{"v":1128.8,"d":"1129"},{"$f":"IF($B1992>$F1992,0,IF($C1992>$G1992,0,ROUND((((($F1992-$B1992)/100)*IF('DBH-Upgrade'!$K$6='DBH-Upgrade'!$K$8,$BZ2006,($BE1992/(($F1992-18)/100))))+((($B1992-18)/100)*$CA2006))*$CE2006,0)))","v":{"$error":"#VALUE!"}},{"$f":"IF($B1992>$F1992,0,IF($C1992>$G1992,0,ROUND((((($F1992-$B1992)/100)*IF('DBH-Upgrade'!$K$6='DBH-Upgrade'!$K$8,$BZ2006,($BE1992/(($F1992-18)/100))))+((($B1992-18)/100)*$CA2006))*$CD2006,0)))","v":{"$error":"#VALUE!"}},{"$f":"IF($B1992>$F1992,0,IF($C1992>$G1992,0,ROUND(((($F1992-$B1992)/100)*IF('DBH-Upgrade'!$K$6='DBH-Upgrade'!$K$8,$BZ2006,($BE1992/(($F1992-18)/100))))+((($B1992-18)/100)*$CA2006),0)))","v":{"$error":"#VALUE!"}},{"v":1.5,"d":"1.500"},1.08,1.08,1.08,91,{"$f":"IF($B1992>$F1992,0,IF($C1992>$G1992,0,ROUND(((($F1992-$B1992)/100)*(IF('DBH-Upgrade'!$K$6='DBH-Upgrade'!$K$8,$BZ2006,($BE1992/(($F1992-18)/100))))*$CH2006)+((($B1992-18)/100)*$CA2006*$CE2006*$CG2006),0)))","v":{"$error":"#VALUE!"}},{"$f":"IF($B1992>$F1992,0,IF($C1992>$G1992,0,ROUND(((($F1992-$B1992)/100)*(IF('DBH-Upgrade'!$K$6='DBH-Upgrade'!$K$8,$BZ2006,($BE1992/(($F1992-18)/100))))*$CH2006)+((($B1992-18)/100)*$CA2006*$CD2006*$CG2006),0)))","v":{"$error":"#VALUE!"}},{"$f":"IF($B1992>$F1992,0,IF($C1992>$G1992,0,ROUND(((($F1992-$B1992)/100)*(IF('DBH-Upgrade'!$K$6='DBH-Upgrade'!$K$8,$BZ2006,($BE1992/(($F1992-18)/100))))*$CH2006)+((($B1992-18)/100)*$CA2006*$CG2006),0)))","v":{"$error":"#VALUE!"}},5,{"$error":"#VALUE!"},{"$error":"#VALUE!"},{"$error":"#VALUE!"},{"v":1.4954333098656913E-4,"d":"0.00"},{"$error":"#VALUE!"},{"$error":"#VALUE!"},{"$error":"#VALUE!"},0.0002083,1.724,2,0.000461829,{"$f":"IF($B1992>$F1992,0,IF($C1992>$G1992,0,ROUND((((($F1992-$B1992)/100)*IF('DBH-Upgrade'!$K$6='DBH-Upgrade'!$K$8,$CC2006,($BF1992/(($F1992-18)/100))))+((($B1992-18)/100)*$CB2006))*IF($E1992>50,IF($G1992=11,(1-(($E1992-50)*0.005)),IF($G1992=16,(1-(($E1992-50)*0.005)),IF($G1992=21,(1-(($E1992-50)*0.005)),1))),1)*$CE2006,0)))","v":{"$error":"#VALUE!"}},{"$f":"IF($B1992>$F1992,0,IF($C1992>$G1992,0,ROUND((((($F1992-$B1992)/100)*IF('DBH-Upgrade'!$K$6='DBH-Upgrade'!$K$8,$CC2006,($BF1992/(($F1992-18)/100))))+((($B1992-18)/100)*$CB2006))*IF($E1992>50,IF($G1992=11,(1-(($E1992-50)*0.005)),IF($G1992=16,(1-(($E1992-50)*0.005)),IF($G1992=21,(1-(($E1992-50)*0.005)),1))),1)*$CD2006,0)))","v":{"$error":"#VALUE!"}},{"$f":"IF($B1992>$F1992,0,IF($C1992>$G1992,0,ROUND((((($F1992-$B1992)/100)*IF('DBH-Upgrade'!$K$6='DBH-Upgrade'!$K$8,$CC2006,($BF1992/(($F1992-18)/100))))+((($B1992-18)/100)*$CB2006))*IF($E1992>50,IF($G1992=11,(1-(($E1992-50)*0.005)),IF($G1992=16,(1-(($E1992-50)*0.005)),IF($G1992=21,(1-(($E1992-50)*0.005)),1))),1),0)))","v":{"$error":"#VALUE!"}},1.01,1.01,1.01,{"$f":"AK1992*POWER(CF_cool,AN1992)","v":{"$error":"#VALUE!"}},{"$f":"AL1992*POWER(CF_cool,AO1992)","v":{"$error":"#VALUE!"}},{"$f":"AM1992*POWER(CF_cool,AP1992)","v":{"$error":"#VALUE!"}},{"$error":"#VALUE!"},{"$error":"#VALUE!"},{"$error":"#VALUE!"},{"$error":"#VALUE!"},{"$error":"#VALUE!"},{"$error":"#VALUE!"},0.7,6,6.7,9,null,1411,null,{"v":0.8,"d":"80%"},null,null,0,11.8,13.7,21.85,null,1,1,1,{"$error":"#VALUE!"},{"$error":"#VALUE!"},{"$error":"#VALUE!"},null,{"$error":"#VALUE!"},{"$error":"#VALUE!"},{"$error":"#VALUE!"},{"$error":"#VALUE!"},1127,{"$f":"ROUND(IF($C1978=10,IF($G1978=10,2539,IF($G1978=11,3445,IF($G1978=15,2539*1.3,IF($G1978=16,3445*1.3,IF($G1978=20,(2539*1.45),IF($G1978=21,(3445*1.55))))))),IF($C1978=15,IF($G1978=10,0,IF($G1978=11,0,IF($G1978=15,3238,IF($G1978=16,4735,IF($G1978=20,4062,IF($G1978=21,6098)))))))),0)","v":2539},{"$f":"ROUND(IF($C1978=10,IF($G1978=10,352,IF($G1978=11,577,IF($G1978=15,442*1.15,IF($G1978=16,725*1.15,IF($G1978=20,(352*1.3),IF($G1978=21,(577*1.3))))))),IF($C1978=15,IF($G1978=10,0,IF($G1978=11,0,IF($G1978=15,442,IF($G1978=16,725,IF($G1978=20,502,IF($G1978=21,791)))))))),0)","v":352},62,0.7507794609544182,0.68,null,{"$f":"POWER((($S$1-$S$2)/LN(($S$1-$S$3)/($S$2-$S$3)))/((75-65)/LN((75-20)/(65-20))),R1978)","v":0.16320641939358696},{"$f":"POWER((($S$1-$S$2)/LN(($S$1-$S$3)/($S$2-$S$3)))/((75-65)/LN((75-20)/(65-20))),Q1978)","v":0.08064538055291112},{"$f":"POWER((($AT$1-$AT$2)/LN(($AT$1-$AT$3)/($AT$2-$AT$3)))/((16-18)/LN((16-27)/(18-27))),AP1978)","v":0.7894714915956607},{"$f":"POWER((($AT$1-$AT$2)/LN(($AT$1-$AT$3)/($AT$2-$AT$3)))/((16-18)/LN((16-27)/(18-27))),AP1978)","v":0.7894714915956607},null,10]
["295802110",{"$f":"'DBH-Upgrade'!$K$8-$CL2001","v":80},10,2,95,80,21,21.5,0,26,30,41.8,{"v":2442.4,"d":"2442"},{"$f":"IF($B2001>$F2001,0,IF($C2001>$G2001,0,ROUND((((($F2001-$B2001)/100)*IF('DBH-Upgrade'!$K$6='DBH-Upgrade'!$K$8,$BZ2015,($BE2001/(($F2001-18)/100))))+((($B2001-18)/100)*$CA2015))*$CE2015,0)))","v":{"$error":"#VALUE!"}},{"$f":"IF($B2001>$F2001,0,IF($C2001>$G2001,0,ROUND((((($F2001-$B2001)/100)*IF('DBH-Upgrade'!$K$6='DBH-Upgrade'!$K$8,$BZ2015,($BE2001/(($F2001-18)/100))))+((($B2001-18)/100)*$CA2015))*$CD2015,0)))","v":{"$error":"#VALUE!"}},{"$f":"IF($B2001>$F2001,0,IF($C2001>$G2001,0,ROUND(((($F2001-$B2001)/100)*IF('DBH-Upgrade'!$K$6='DBH-Upgrade'!$K$8,$BZ2015,($BE2001/(($F2001-18)/100))))+((($B2001-18)/100)*$CA2015),0)))","v":{"$error":"#VALUE!"}},{"v":1.5,"d":"1.500"},1.05,1.05,1.05,197,{"$f":"IF($B2001>$F2001,0,IF($C2001>$G2001,0,ROUND(((($F2001-$B2001)/100)*(IF('DBH-Upgrade'!$K$6='DBH-Upgrade'!$K$8,$BZ2015,($BE2001/(($F2001-18)/100))))*$CH2015)+((($B2001-18)/100)*$CA2015*$CE2015*$CG2015),0)))","v":{"$error":"#VALUE!"}},{"$f":"IF($B2001>$F2001,0,IF($C2001>$G2001,0,ROUND(((($F2001-$B2001)/100)*(IF('DBH-Upgrade'!$K$6='DBH-Upgrade'!$K$8,$BZ2015,($BE2001/(($F2001-18)/100))))*$CH2015)+((($B2001-18)/100)*$CA2015*$CD2015*$CG2015),0)))","v":{"$error":"#VALUE!"}},{"$f":"IF($B2001>$F2001,0,IF($C2001>$G2001,0,ROUND(((($F2001-$B2001)/100)*(IF('DBH-Upgrade'!$K$6='DBH-Upgrade'!$K$8,$BZ2015,($BE2001/(($F2001-18)/100))))*$CH2015)+((($B2001-18)/100)*$CA2015*$CG2015),0)))","v":{"$error":"#VALUE!"}},10,{"$error":"#VALUE!"},{"$error":"#VALUE!"},{"$error":"#VALUE!"},{"v":6.7687495057233683E-4,"d":"0.00"},{"$error":"#VALUE!"},{"$error":"#VALUE!"},{"$error":"#VALUE!"},0.0001276,1.7219,4,0.000514201,{"$f":"IF($B2001>$F2001,0,IF($C2001>$G2001,0,ROUND((((($F2001-$B2001)/100)*IF('DBH-Upgrade'!$K$6='DBH-Upgrade'!$K$8,$CC2015,($BF2001/(($F2001-18)/100))))+((($B2001-18)/100)*$CB2015))*IF($E2001>50,IF($G2001=11,(1-(($E2001-50)*0.005)),IF($G2001=16,(1-(($E2001-50)*0.005)),IF($G2001=21,(1-(($E2001-50)*0.005)),1))),1)*$CE2015,0)))","v":{"$error":"#VALUE!"}},{"$f":"IF($B2001>$F2001,0,IF($C2001>$G2001,0,ROUND((((($F2001-$B2001)/100)*IF('DBH-Upgrade'!$K$6='DBH-Upgrade'!$K$8,$CC2015,($BF2001/(($F2001-18)/100))))+((($B2001-18)/100)*$CB2015))*IF($E2001>50,IF($G2001=11,(1-(($E2001-50)*0.005)),IF($G2001=16,(1-(($E2001-50)*0.005)),IF($G2001=21,(1-(($E2001-50)*0.005)),1))),1)*$CD2015,0)))","v":{"$error":"#VALUE!"}},{"$f":"IF($B2001>$F2001,0,IF($C2001>$G2001,0,ROUND((((($F2001-$B2001)/100)*IF('DBH-Upgrade'!$K$6='DBH-Upgrade'!$K$8,$CC2015,($BF2001/(($F2001-18)/100))))+((($B2001-18)/100)*$CB2015))*IF($E2001>50,IF($G2001=11,(1-(($E2001-50)*0.005)),IF($G2001=16,(1-(($E2001-50)*0.005)),IF($G2001=21,(1-(($E2001-50)*0.005)),1))),1),0)))","v":{"$error":"#VALUE!"}},0.85,0.85,0.85,{"$f":"AK2001*POWER(CF_cool,AN2001)","v":{"$error":"#VALUE!"}},{"$f":"AL2001*POWER(CF_cool,AO2001)","v":{"$error":"#VALUE!"}},{"$f":"AM2001*POWER(CF_cool,AP2001)","v":{"$error":"#VALUE!"}},{"$error":"#VALUE!"},{"$error":"#VALUE!"},{"$error":"#VALUE!"},{"$error":"#VALUE!"},{"$error":"#VALUE!"},{"$error":"#VALUE!"},2.1,6,6.7,9,null,3053,null,{"v":0.8,"d":"80%"},null,null,0,11.8,13.7,21.85,null,1,1,1,{"$error":"#VALUE!"},{"$error":"#VALUE!"},{"$error":"#VALUE!"},null,{"$error":"#VALUE!"},{"$error":"#VALUE!"},{"$error":"#VALUE!"},{"$error":"#VALUE!"},{"$error":"#VALUE!"},4479,834,{"$error":"#VALUE!"},0.7555553480649244,0.7038387772986681,null,0.15781864009190116,0.08064538055291112,0.7952052041594007,0.7952052041594007,null,0]
["2951001110",{"$f":"'DBH-Upgrade'!$K$8-$CL2009","v":80},10,2,95,100,11,11.5,0,26,30,43,{"v":1195.44,"d":"1195"},{"$f":"IF($B2009>$F2009,0,IF($C2009>$G2009,0,ROUND((((($F2009-$B2009)/100)*IF('DBH-Upgrade'!$K$6='DBH-Upgrade'!$K$8,$BZ2023,($BE2009/(($F2009-18)/100))))+((($B2009-18)/100)*$CA2023))*$CE2023,0)))","v":1957},{"$f":"IF($B2009>$F2009,0,IF($C2009>$G2009,0,ROUND((((($F2009-$B2009)/100)*IF('DBH-Upgrade'!$K$6='DBH-Upgrade'!$K$8,$BZ2023,($BE2009/(($F2009-18)/100))))+((($B2009-18)/100)*$CA2023))*$CD2023,0)))","v":2109},{"$f":"IF($B2009>$F2009,0,IF($C2009>$G2009,0,ROUND(((($F2009-$B2009)/100)*IF('DBH-Upgrade'!$K$6='DBH-Upgrade'!$K$8,$BZ2023,($BE2009/(($F2009-18)/100))))+((($B2009-18)/100)*$CA2023),0)))","v":2589},{"v":1.5,"d":"1.500"},1.1,1.1,1.1,96,{"$f":"IF($B2009>$F2009,0,IF($C2009>$G2009,0,ROUND(((($F2009-$B2009)/100)*(IF('DBH-Upgrade'!$K$6='DBH-Upgrade'!$K$8,$BZ2023,($BE2009/(($F2009-18)/100))))*$CH2023)+((($B2009-18)/100)*$CA2023*$CE2023*$CG2023),0)))","v":291},{"$f":"IF($B2009>$F2009,0,IF($C2009>$G2009,0,ROUND(((($F2009-$B2009)/100)*(IF('DBH-Upgrade'!$K$6='DBH-Upgrade'!$K$8,$BZ2023,($BE2009/(($F2009-18)/100))))*$CH2023)+((($B2009-18)/100)*$CA2023*$CD2023*$CG2023),0)))","v":311},{"$f":"IF($B2009>$F2009,0,IF($C2009>$G2009,0,ROUND(((($F2009-$B2009)/100)*(IF('DBH-Upgrade'!$K$6='DBH-Upgrade'!$K$8,$BZ2023,($BE2009/(($F2009-18)/100))))*$CH2023)+((($B2009-18)/100)*$CA2023*$CG2023),0)))","v":374},5,15,16,19,{"v":3.5790780148429091E-4,"d":"0.00"},{"v":0.002726762221348394,"d":"0.00"},{"v":3.0742297796608146E-3,"d":"0.00"},{"v":0.004232446912854078,"d":"0.00"},3.969E-4,1.7346,4,0.000574288,{"$f":"IF($B2009>$F2009,0,IF($C2009>$G2009,0,ROUND((((($F2009-$B2009)/100)*IF('DBH-Upgrade'!$K$6='DBH-Upgrade'!$K$8,$CC2023,($BF2009/(($F2009-18)/100))))+((($B2009-18)/100)*$CB2023))*IF($E2009>50,IF($G2009=11,(1-(($E2009-50)*0.005)),IF($G2009=16,(1-(($E2009-50)*0.005)),IF($G2009=21,(1-(($E2009-50)*0.005)),1))),1)*$CE2023,0)))","v":216},{"$f":"IF($B2009>$F2009,0,IF($C2009>$G2009,0,ROUND((((($F2009-$B2009)/100)*IF('DBH-Upgrade'!$K$6='DBH-Upgrade'!$K$8,$CC2023,($BF2009/(($F2009-18)/100))))+((($B2009-18)/100)*$CB2023))*IF($E2009>50,IF($G2009=11,(1-(($E2009-50)*0.005)),IF($G2009=16,(1-(($E2009-50)*0.005)),IF($G2009=21,(1-(($E2009-50)*0.005)),1))),1)*$CD2023,0)))","v":232},{"$f":"IF($B2009>$F2009,0,IF($C2009>$G2009,0,ROUND((((($F2009-$B2009)/100)*IF('DBH-Upgrade'!$K$6='DBH-Upgrade'!$K$8,$CC2023,($BF2009/(($F2009-18)/100))))+((($B2009-18)/100)*$CB2023))*IF($E2009>50,IF($G2009=11,(1-(($E2009-50)*0.005)),IF($G2009=16,(1-(($E2009-50)*0.005)),IF($G2009=21,(1-(($E2009-50)*0.005)),1))),1),0)))","v":285},0.95,0.95,0.95,{"$f":"AK2009*POWER(CF_cool,AN2009)","v":171.76432409843054},{"$f":"AL2009*POWER(CF_cool,AO2009)","v":184.48760736498096},{"$f":"AM2009*POWER(CF_cool,AP2009)","v":226.63348318542918},37,40,49,{"v":0.01469744245179526,"d":"0.01"},{"v":0.017010072795014146,"d":"0.02"},{"v":0.024895837622596808,"d":"0.02"},1.3,6,6.7,9,null,1758,null,{"v":0.68,"d":"68%"},null,null,0,11.8,13.7,21.85,null,1,1,1,171.76432409843054,184.48760736498096,226.63348318542918,null,0,0,0,1,{"$f":"ROUND(IF($C1995=0,0,IF($C1995=10,IF($G1995=10,1127,IF($G1995=11,2263,\"UNDEFINED\")),IF($C1995=15,IF($G1995=10,\"NOT POSSIBLE\",IF($G1995=11,\"NOT POSSIBLE\",IF($G1995=15,1615,IF($G1995=16,3238,IF($G1995=20,2298,IF($G1995=21,2489)))))),\"ERROR\"))),0)","v":{"$error":"#VALUE!"}},5340,750,{"$f":"ROUND(IF($C1995=0,0,IF($C1995=10,IF($G1995=10,62,IF($G1995=11,50,\"UNDEFINED\")),IF($C1995=15,IF($G1995=10,\"NOT POSSIBLE\",IF($G1995=11,\"NOT POSSIBLE\",IF($G1995=15,63,IF($G1995=16,75,IF($G1995=20,78,IF($G1995=21,92)))))),\"ERROR\"))),0)","v":{"$error":"#VALUE!"}},0.7555553480649244,0.7038387772986681,null,0.1716349180255756,0.08064538055291112,0.8146200327725304,0.8146200327725304,null,0]
["2951002110",{"$f":"'DBH-Upgrade'!$K$8-$CL2013","v":80},10,2,95,100,21,21.5,0,26,30,43,{"v":3052.8,"d":"3053"},{"$f":"IF($B2013>$F2013,0,IF($C2013>$G2013,0,ROUND((((($F2013-$B2013)/100)*IF('DBH-Upgrade'!$K$6='DBH-Upgrade'!$K$8,$BZ2027,($BE2013/(($F2013-18)/100))))+((($B2013-18)/100)*$CA2027))*$CE2027,0)))","v":{"$error":"#VALUE!"}},{"$f":"IF($B2013>$F2013,0,IF($C2013>$G2013,0,ROUND((((($F2013-$B2013)/100)*IF('DBH-Upgrade'!$K$6='DBH-Upgrade'!$K$8,$BZ2027,($BE2013/(($F2013-18)/100))))+((($B2013-18)/100)*$CA2027))*$CD2027,0)))","v":{"$error":"#VALUE!"}},{"$f":"IF($B2013>$F2013,0,IF($C2013>$G2013,0,ROUND(((($F2013-$B2013)/100)*IF('DBH-Upgrade'!$K$6='DBH-Upgrade'!$K$8,$BZ2027,($BE2013/(($F2013-18)/100))))+((($B2013-18)/100)*$CA2027),0)))","v":{"$error":"#VALUE!"}},{"v":1.5,"d":"1.500"},1.05,1.05,1.05,246,{"$f":"IF($B2013>$F2013,0,IF($C2013>$G2013,0,ROUND(((($F2013-$B2013)/100)*(IF('DBH-Upgrade'!$K$6='DBH-Upgrade'!$K$8,$BZ2027,($BE2013/(($F2013-18)/100))))*$CH2027)+((($B2013-18)/100)*$CA2027*$CE2027*$CG2027),0)))","v":{"$error":"#VALUE!"}},{"$f":"IF($B2013>$F2013,0,IF($C2013>$G2013,0,ROUND(((($F2013-$B2013)/100)*(IF('DBH-Upgrade'!$K$6='DBH-Upgrade'!$K$8,$BZ2027,($BE2013/(($F2013-18)/100))))*$CH2027)+((($B2013-18)/100)*$CA2027*$CD2027*$CG2027),0)))","v":{"$error":"#VALUE!"}},{"$f":"IF($B2013>$F2013,0,IF($C2013>$G2013,0,ROUND(((($F2013-$B2013)/100)*(IF('DBH-Upgrade'!$K$6='DBH-Upgrade'!$K$8,$BZ2027,($BE2013/(($F2013-18)/100))))*$CH2027)+((($B2013-18)/100)*$CA2027*$CG2027),0)))","v":{"$error":"#VALUE!"}},13,{"$error":"#VALUE!"},{"$error":"#VALUE!"},{"$error":"#VALUE!"},{"v":1.206195882367732E-3,"d":"0.00"},{"$error":"#VALUE!"},{"$error":"#VALUE!"},{"$error":"#VALUE!"},0.0001276,1.7219,4,0.000514201,{"$f":"IF($B2013>$F2013,0,IF($C2013>$G2013,0,ROUND((((($F2013-$B2013)/100)*IF('DBH-Upgrade'!$K$6='DBH-Upgrade'!$K$8,$CC2027,($BF2013/(($F2013-18)/100))))+((($B2013-18)/100)*$CB2027))*IF($E2013>50,IF($G2013=11,(1-(($E2013-50)*0.005)),IF($G2013=16,(1-(($E2013-50)*0.005)),IF($G2013=21,(1-(($E2013-50)*0.005)),1))),1)*$CE2027,0)))","v":{"$error":"#VALUE!"}},{"$f":"IF($B2013>$F2013,0,IF($C2013>$G2013,0,ROUND((((($F2013-$B2013)/100)*IF('DBH-Upgrade'!$K$6='DBH-Upgrade'!$K$8,$CC2027,($BF2013/(($F2013-18)/100))))+((($B2013-18)/100)*$CB2027))*IF($E2013>50,IF($G2013=11,(1-(($E2013-50)*0.005)),IF($G2013=16,(1-(($E2013-50)*0.005)),IF($G2013=21,(1-(($E2013-50)*0.005)),1))),1)*$CD2027,0)))","v":{"$error":"#VALUE!"}},{"$f":"IF($B2013>$F2013,0,IF($C2013>$G2013,0,ROUND((((($F2013-$B2013)/100)*IF('DBH-Upgrade'!$K$6='DBH-Upgrade'!$K$8,$CC2027,($BF2013/(($F2013-18)/100))))+((($B2013-18)/100)*$CB2027))*IF($E2013>50,IF($G2013=11,(1-(($E2013-50)*0.005)),IF($G2013=16,(1-(($E2013-50)*0.005)),IF($G2013=21,(1-(($E2013-50)*0.005)),1))),1),0)))","v":{"$error":"#VALUE!"}},0.85,0.85,0.85,{"$f":"AK2013*POWER(CF_cool,AN2013)","v":{"$error":"#VALUE!"}},{"$f":"AL2013*POWER(CF_cool,AO2013)","v":{"$error":"#VALUE!"}},{"$f":"AM2013*POWER(CF_cool,AP2013)","v":{"$error":"#VALUE!"}},{"$error":"#VALUE!"},{"$error":"#VALUE!"},{"$error":"#VALUE!"},{"$error":"#VALUE!"},{"$error":"#VALUE!"},{"$error":"#VALUE!"},2.7,6,6.7,9,null,3816,null,{"v":0.8,"d":"80%"},null,null,0,11.8,13.7,21.85,null,1,1,1,{"$error":"#VALUE!"},{"$error":"#VALUE!"},{"$error":"#VALUE!"},null,{"$error":"#VALUE!"},{"$error":"#VALUE!"},{"$error":"#VALUE!"},{"$error":"#VALUE!"},{"$error":"#VALUE!"},4479,834,{"$error":"#VALUE!"},0.7453108993363179,0.6950414455205922,null,0.15781864009190116,0.08064538055291112,0.7952052041594007,0.7952052041594007,null,0]
["2951201110",{"$f":"'DBH-Upgrade'!$K$8-$CL2021","v":80},10,2,95,120,11,11.5,0,26,30,44,{"v":1434.8000000000002,"d":"1435"},{"$f":"IF($B2021>$F2021,0,IF($C2021>$G2021,0,ROUND((((($F2021-$B2021)/100)*IF('DBH-Upgrade'!$K$6='DBH-Upgrade'!$K$8,$BZ2035,($BE2021/(($F2021-18)/100))))+((($B2021-18)/100)*$CA2035))*$CE2035,0)))","v":2260},{"$f":"IF($B2021>$F2021,0,IF($C2021>$G2021,0,ROUND((((($F2021-$B2021)/100)*IF('DBH-Upgrade'!$K$6='DBH-Upgrade'!$K$8,$BZ2035,($BE2021/(($F2021-18)/100))))+((($B2021-18)/100)*$CA2035))*$CD2035,0)))","v":2442},{"$f":"IF($B2021>$F2021,0,IF($C2021>$G2021,0,ROUND(((($F2021-$B2021)/100)*IF('DBH-Upgrade'!$K$6='DBH-Upgrade'!$K$8,$BZ2035,($BE2021/(($F2021-18)/100))))+((($B2021-18)/100)*$CA2035),0)))","v":3041},{"v":1.5,"d":"1.500"},1.1,1.1,1.1,116,{"$f":"IF($B2021>$F2021,0,IF($C2021>$G2021,0,ROUND(((($F2021-$B2021)/100)*(IF('DBH-Upgrade'!$K$6='DBH-Upgrade'!$K$8,$BZ2035,($BE2021/(($F2021-18)/100))))*$CH2035)+((($B2021-18)/100)*$CA2035*$CE2035*$CG2035),0)))","v":324},{"$f":"IF($B2021>$F2021,0,IF($C2021>$G2021,0,ROUND(((($F2021-$B2021)/100)*(IF('DBH-Upgrade'!$K$6='DBH-Upgrade'!$K$8,$BZ2035,($BE2021/(($F2021-18)/100))))*$CH2035)+((($B2021-18)/100)*$CA2035*$CD2035*$CG2035),0)))","v":344},{"$f":"IF($B2021>$F2021,0,IF($C2021>$G2021,0,ROUND(((($F2021-$B2021)/100)*(IF('DBH-Upgrade'!$K$6='DBH-Upgrade'!$K$8,$BZ2035,($BE2021/(($F2021-18)/100))))*$CH2035)+((($B2021-18)/100)*$CA2035*$CG2035),0)))","v":410},6,17,18,21,{"v":5.7023990584056711E-4,"d":"0.00"},{"v":3.865053545420747E-3,"d":"0.00"},{"v":0.004295355773299925,"d":"0.00"},{"v":5.711587151057641E-3,"d":"0.01"},3.969E-4,1.7346,4,0.000574288,{"$f":"IF($B2021>$F2021,0,IF($C2021>$G2021,0,ROUND((((($F2021-$B2021)/100)*IF('DBH-Upgrade'!$K$6='DBH-Upgrade'!$K$8,$CC2035,($BF2021/(($F2021-18)/100))))+((($B2021-18)/100)*$CB2035))*IF($E2021>50,IF($G2021=11,(1-(($E2021-50)*0.005)),IF($G2021=16,(1-(($E2021-50)*0.005)),IF($G2021=21,(1-(($E2021-50)*0.005)),1))),1)*$CE2035,0)))","v":218},{"$f":"IF($B2021>$F2021,0,IF($C2021>$G2021,0,ROUND((((($F2021-$B2021)/100)*IF('DBH-Upgrade'!$K$6='DBH-Upgrade'!$K$8,$CC2035,($BF2021/(($F2021-18)/100))))+((($B2021-18)/100)*$CB2035))*IF($E2021>50,IF($G2021=11,(1-(($E2021-50)*0.005)),IF($G2021=16,(1-(($E2021-50)*0.005)),IF($G2021=21,(1-(($E2021-50)*0.005)),1))),1)*$CD2035,0)))","v":235},{"$f":"IF($B2021>$F2021,0,IF($C2021>$G2021,0,ROUND((((($F2021-$B2021)/100)*IF('DBH-Upgrade'!$K$6='DBH-Upgrade'!$K$8,$CC2035,($BF2021/(($F2021-18)/100))))+((($B2021-18)/100)*$CB2035))*IF($E2021>50,IF($G2021=11,(1-(($E2021-50)*0.005)),IF($G2021=16,(1-(($E2021-50)*0.005)),IF($G2021=21,(1-(($E2021-50)*0.005)),1))),1),0)))","v":293},0.95,0.95,0.95,{"$f":"AK2021*POWER(CF_cool,AN2021)","v":173.35473450674934},{"$f":"AL2021*POWER(CF_cool,AO2021)","v":186.87322297745916},{"$f":"AM2021*POWER(CF_cool,AP2021)","v":232.9951248187044},37,40,50,{"v":0.01633124614015864,"d":"0.02"},{"v":0.018880455261138945,"d":"0.02"},{"v":0.02861340592224664,"d":"0.03"},1.6,6,6.7,9,null,2110,null,{"v":0.68,"d":"68%"},null,null,0,11.8,13.7,21.85,null,1,1,1,173.35473450674934,186.87322297745916,232.9951248187044,null,0,0,0,1,{"$error":"#VALUE!"},5340,750,{"$error":"#VALUE!"},0.7342980293974435,0.6854011253923185,null,0.1716349180255756,0.08064538055291112,0.8146200327725304,0.8146200327725304,null,0]
["2951401610",{"$f":"'DBH-Upgrade'!$K$8-$CL2029","v":80},10,2,95,140,16,16.5,0,26,30,44.8,{"v":2551.36,"d":"2551"},{"$f":"IF($B2029>$F2029,0,IF($C2029>$G2029,0,ROUND((((($F2029-$B2029)/100)*IF('DBH-Upgrade'!$K$6='DBH-Upgrade'!$K$8,$BZ2043,($BE2029/(($F2029-18)/100))))+((($B2029-18)/100)*$CA2043))*$CE2043,0)))","v":{"$error":"#VALUE!"}},{"$f":"IF($B2029>$F2029,0,IF($C2029>$G2029,0,ROUND((((($F2029-$B2029)/100)*IF('DBH-Upgrade'!$K$6='DBH-Upgrade'!$K$8,$BZ2043,($BE2029/(($F2029-18)/100))))+((($B2029-18)/100)*$CA2043))*$CD2043,0)))","v":{"$error":"#VALUE!"}},{"$f":"IF($B2029>$F2029,0,IF($C2029>$G2029,0,ROUND(((($F2029-$B2029)/100)*IF('DBH-Upgrade'!$K$6='DBH-Upgrade'!$K$8,$BZ2043,($BE2029/(($F2029-18)/100))))+((($B2029-18)/100)*$CA2043),0)))","v":{"$error":"#VALUE!"}},{"v":1.5,"d":"1.500"},1.1,1.1,1.1,206,{"$f":"IF($B2029>$F2029,0,IF($C2029>$G2029,0,ROUND(((($F2029-$B2029)/100)*(IF('DBH-Upgrade'!$K$6='DBH-Upgrade'!$K$8,$BZ2043,($BE2029/(($F2029-18)/100))))*$CH2043)+((($B2029-18)/100)*$CA2043*$CE2043*$CG2043),0)))","v":{"$error":"#VALUE!"}},{"$f":"IF($B2029>$F2029,0,IF($C2029>$G2029,0,ROUND(((($F2029-$B2029)/100)*(IF('DBH-Upgrade'!$K$6='DBH-Upgrade'!$K$8,$BZ2043,($BE2029/(($F2029-18)/100))))*$CH2043)+((($B2029-18)/100)*$CA2043*$CD2043*$CG2043),0)))","v":{"$error":"#VALUE!"}},{"$f":"IF($B2029>$F2029,0,IF($C2029>$G2029,0,ROUND(((($F2029-$B2029)/100)*(IF('DBH-Upgrade'!$K$6='DBH-Upgrade'!$K$8,$BZ2043,($BE2029/(($F2029-18)/100))))*$CH2043)+((($B2029-18)/100)*$CA2043*$CG2043),0)))","v":{"$error":"#VALUE!"}},11,{"$error":"#VALUE!"},{"$error":"#VALUE!"},{"$error":"#VALUE!"},{"v":2.2917926741346205E-3,"d":"0.00"},{"$error":"#VALUE!"},{"$error":"#VALUE!"},{"$error":"#VALUE!"},0.0002083,1.724,4,1.392796E-3,{"$f":"IF($B2029>$F2029,0,IF($C2029>$G2029,0,ROUND((((($F2029-$B2029)/100)*IF('DBH-Upgrade'!$K$6='DBH-Upgrade'!$K$8,$CC2043,($BF2029/(($F2029-18)/100))))+((($B2029-18)/100)*$CB2043))*IF($E2029>50,IF($G2029=11,(1-(($E2029-50)*0.005)),IF($G2029=16,(1-(($E2029-50)*0.005)),IF($G2029=21,(1-(($E2029-50)*0.005)),1))),1)*$CE2043,0)))","v":{"$error":"#VALUE!"}},{"$f":"IF($B2029>$F2029,0,IF($C2029>$G2029,0,ROUND((((($F2029-$B2029)/100)*IF('DBH-Upgrade'!$K$6='DBH-Upgrade'!$K$8,$CC2043,($BF2029/(($F2029-18)/100))))+((($B2029-18)/100)*$CB2043))*IF($E2029>50,IF($G2029=11,(1-(($E2029-50)*0.005)),IF($G2029=16,(1-(($E2029-50)*0.005)),IF($G2029=21,(1-(($E2029-50)*0.005)),1))),1)*$CD2043,0)))","v":{"$error":"#VALUE!"}},{"$f":"IF($B2029>$F2029,0,IF($C2029>$G2029,0,ROUND((((($F2029-$B2029)/100)*IF('DBH-Upgrade'!$K$6='DBH-Upgrade'!$K$8,$CC2043,($BF2029/(($F2029-18)/100))))+((($B2029-18)/100)*$CB2043))*IF($E2029>50,IF($G2029=11,(1-(($E2029-50)*0.005)),IF($G2029=16,(1-(($E2029-50)*0.005)),IF($G2029=21,(1-(($E2029-50)*0.005)),1))),1),0)))","v":{"$error":"#VALUE!"}},0.95,0.95,0.95,{"$f":"AK2029*POWER(CF_cool,AN2029)","v":{"$error":"#VALUE!"}},{"$f":"AL2029*POWER(CF_cool,AO2029)","v":{"$error":"#VALUE!"}},{"$f":"AM2029*POWER(CF_cool,AP2029)","v":{"$error":"#VALUE!"}},{"$error":"#VALUE!"},{"$error":"#VALUE!"},{"$error":"#VALUE!"},{"$error":"#VALUE!"},{"$error":"#VALUE!"},{"$error":"#VALUE!"},2.8,6,6.7,9,null,3752,null,{"v":0.68,"d":"68%"},null,null,0,11.8,13.7,21.85,null,1,1,1,{"$error":"#VALUE!"},{"$error":"#VALUE!"},{"$error":"#VALUE!"},null,{"$error":"#VALUE!"},{"$error":"#VALUE!"},{"$error":"#VALUE!"},{"$error":"#VALUE!"},2263,3445,577,50,0.8146699660963719,0.7561986894808467,null,0.15781864009190116,0.08064538055291112,0.7952052041594007,0.7952052041594007,null,0]
["320601510",{"$f":"'DBH-Upgrade'!$K$8-$CL2034","v":80},10,3,20,60,15,16.5,0,26,30,40,{"v":523.2,"d":"523"},{"$f":"IF($B2034>$F2034,0,IF($C2034>$G2034,0,ROUND((((($F2034-$B2034)/100)*IF('DBH-Upgrade'!$K$6='DBH-Upgrade'!$K$8,$BZ2048,($BE2034/(($F2034-18)/100))))+((($B2034-18)/100)*$CA2048))*$CE2048,0)))","v":0},{"$f":"IF($B2034>$F2034,0,IF($C2034>$G2034,0,ROUND((((($F2034-$B2034)/100)*IF('DBH-Upgrade'!$K$6='DBH-Upgrade'!$K$8,$BZ2048,($BE2034/(($F2034-18)/100))))+((($B2034-18)/100)*$CA2048))*$CD2048,0)))","v":0},{"$f":"IF($B2034>$F2034,0,IF($C2034>$G2034,0,ROUND(((($F2034-$B2034)/100)*IF('DBH-Upgrade'!$K$6='DBH-Upgrade'!$K$8,$BZ2048,($BE2034/(($F2034-18)/100))))+((($B2034-18)/100)*$CA2048),0)))","v":0},{"v":1.5,"d":"1.500"},1.08,1.08,1.08,42,{"$f":"IF($B2034>$F2034,0,IF($C2034>$G2034,0,ROUND(((($F2034-$B2034)/100)*(IF('DBH-Upgrade'!$K$6='DBH-Upgrade'!$K$8,$BZ2048,($BE2034/(($F2034-18)/100))))*$CH2048)+((($B2034-18)/100)*$CA2048*$CE2048*$CG2048),0)))","v":0},{"$f":"IF($B2034>$F2034,0,IF($C2034>$G2034,0,ROUND(((($F2034-$B2034)/100)*(IF('DBH-Upgrade'!$K$6='DBH-Upgrade'!$K$8,$BZ2048,($BE2034/(($F2034-18)/100))))*$CH2048)+((($B2034-18)/100)*$CA2048*$CD2048*$CG2048),0)))","v":0},{"$f":"IF($B2034>$F2034,0,IF($C2034>$G2034,0,ROUND(((($F2034-$B2034)/100)*(IF('DBH-Upgrade'!$K$6='DBH-Upgrade'!$K$8,$BZ2048,($BE2034/(($F2034-18)/100))))*$CH2048)+((($B2034-18)/100)*$CA2048*$CG2048),0)))","v":0},2,0,0,0,{"v":2.4253849466545489E-5,"d":"0.00"},{"v":0,"d":"0.00"},{"v":0,"d":"0.00"},{"v":0,"d":"0.00"},0.0002083,1.724,2,0.000461829,{"$f":"IF($B2034>$F2034,0,IF($C2034>$G2034,0,ROUND((((($F2034-$B2034)/100)*IF('DBH-Upgrade'!$K$6='DBH-Upgrade'!$K$8,$CC2048,($BF2034/(($F2034-18)/100))))+((($B2034-18)/100)*$CB2048))*IF($E2034>50,IF($G2034=11,(1-(($E2034-50)*0.005)),IF($G2034=16,(1-(($E2034-50)*0.005)),IF($G2034=21,(1-(($E2034-50)*0.005)),1))),1)*$CE2048,0)))","v":0},{"$f":"IF($B2034>$F2034,0,IF($C2034>$G2034,0,ROUND((((($F2034-$B2034)/100)*IF('DBH-Upgrade'!$K$6='DBH-Upgrade'!$K$8,$CC2048,($BF2034/(($F2034-18)/100))))+((($B2034-18)/100)*$CB2048))*IF($E2034>50,IF($G2034=11,(1-(($E2034-50)*0.005)),IF($G2034=16,(1-(($E2034-50)*0.005)),IF($G2034=21,(1-(($E2034-50)*0.005)),1))),1)*$CD2048,0)))","v":0},{"$f":"IF($B2034>$F2034,0,IF($C2034>$G2034,0,ROUND((((($F2034-$B2034)/100)*IF('DBH-Upgrade'!$K$6='DBH-Upgrade'!$K$8,$CC2048,($BF2034/(($F2034-18)/100))))+((($B2034-18)/100)*$CB2048))*IF($E2034>50,IF($G2034=11,(1-(($E2034-50)*0.005)),IF($G2034=16,(1-(($E2034-50)*0.005)),IF($G2034=21,(1-(($E2034-50)*0.005)),1))),1),0)))","v":0},1.01,1.01,1.01,{"$f":"AK2034*POWER(CF_cool,AN2034)","v":0},{"$f":"AL2034*POWER(CF_cool,AO2034)","v":0},{"$f":"AM2034*POWER(CF_cool,AP2034)","v":0},0,0,0,{"v":0,"d":"0.00"},{"v":0,"d":"0.00"},{"v":0,"d":"0.00"},0.6,"DBH-unit is te lang!","DBH-unit is te lang!","DBH-unit is te lang!",null,654,null,{"v":0.8,"d":"80%"},null,null,0,"DBH-unit is te lang!","DBH-unit is te lang!","DBH-unit is te lang!",null,1,1,1,0,0,0,null,0,0,0,1,1127,2539,352,62,0.8030103878625993,0.7433030653966308,null,0.16320641939358696,0.08064538055291112,0.7894714915956607,0.7894714915956607,null,0]
["320901010",{"$f":"'DBH-Upgrade'!$K$8-$CL2042","v":80},10,3,20,90,10,11.5,0,26,30,42.4,531,{"$f":"IF($B2042>$F2042,0,IF($C2042>$G2042,0,ROUND((((($F2042-$B2042)/100)*IF('DBH-Upgrade'!$K$6='DBH-Upgrade'!$K$8,$BZ2056,($BE2042/(($F2042-18)/100))))+((($B2042-18)/100)*$CA2056))*$CE2056,0)))","v":1288},{"$f":"IF($B2042>$F2042,0,IF($C2042>$G2042,0,ROUND((((($F2042-$B2042)/100)*IF('DBH-Upgrade'!$K$6='DBH-Upgrade'!$K$8,$BZ2056,($BE2042/(($F2042-18)/100))))+((($B2042-18)/100)*$CA2056))*$CD2056,0)))","v":1385},{"$f":"IF($B2042>$F2042,0,IF($C2042>$G2042,0,ROUND(((($F2042-$B2042)/100)*IF('DBH-Upgrade'!$K$6='DBH-Upgrade'!$K$8,$BZ2056,($BE2042/(($F2042-18)/100))))+((($B2042-18)/100)*$CA2056),0)))","v":1687},{"v":1.5,"d":"1.500"},1.08,1.08,1.08,43,{"$f":"IF($B2042>$F2042,0,IF($C2042>$G2042,0,ROUND(((($F2042-$B2042)/100)*(IF('DBH-Upgrade'!$K$6='DBH-Upgrade'!$K$8,$BZ2056,($BE2042/(($F2042-18)/100))))*$CH2056)+((($B2042-18)/100)*$CA2056*$CE2056*$CG2056),0)))","v":205},{"$f":"IF($B2042>$F2042,0,IF($C2042>$G2042,0,ROUND(((($F2042-$B2042)/100)*(IF('DBH-Upgrade'!$K$6='DBH-Upgrade'!$K$8,$BZ2056,($BE2042/(($F2042-18)/100))))*$CH2056)+((($B2042-18)/100)*$CA2056*$CD2056*$CG2056),0)))","v":220},{"$f":"IF($B2042>$F2042,0,IF($C2042>$G2042,0,ROUND(((($F2042-$B2042)/100)*(IF('DBH-Upgrade'!$K$6='DBH-Upgrade'!$K$8,$BZ2056,($BE2042/(($F2042-18)/100))))*$CH2056)+((($B2042-18)/100)*$CA2056*$CG2056),0)))","v":266},2,11,11,14,{"v":3.3971569280604289E-5,"d":"0.00"},{"v":8.121813440750042E-4,"d":"0.00"},{"v":8.121813440750042E-4,"d":"0.00"},{"v":1.2777800952849419E-3,"d":"0.00"},3.969E-4,1.7346,2,0.000367347,{"$f":"IF($B2042>$F2042,0,IF($C2042>$G2042,0,ROUND((((($F2042-$B2042)/100)*IF('DBH-Upgrade'!$K$6='DBH-Upgrade'!$K$8,$CC2056,($BF2042/(($F2042-18)/100))))+((($B2042-18)/100)*$CB2056))*IF($E2042>50,IF($G2042=11,(1-(($E2042-50)*0.005)),IF($G2042=16,(1-(($E2042-50)*0.005)),IF($G2042=21,(1-(($E2042-50)*0.005)),1))),1)*$CE2056,0)))","v":171},{"$f":"IF($B2042>$F2042,0,IF($C2042>$G2042,0,ROUND((((($F2042-$B2042)/100)*IF('DBH-Upgrade'!$K$6='DBH-Upgrade'!$K$8,$CC2056,($BF2042/(($F2042-18)/100))))+((($B2042-18)/100)*$CB2056))*IF($E2042>50,IF($G2042=11,(1-(($E2042-50)*0.005)),IF($G2042=16,(1-(($E2042-50)*0.005)),IF($G2042=21,(1-(($E2042-50)*0.005)),1))),1)*$CD2056,0)))","v":184},{"$f":"IF($B2042>$F2042,0,IF($C2042>$G2042,0,ROUND((((($F2042-$B2042)/100)*IF('DBH-Upgrade'!$K$6='DBH-Upgrade'!$K$8,$CC2056,($BF2042/(($F2042-18)/100))))+((($B2042-18)/100)*$CB2056))*IF($E2042>50,IF($G2042=11,(1-(($E2042-50)*0.005)),IF($G2042=16,(1-(($E2042-50)*0.005)),IF($G2042=21,(1-(($E2042-50)*0.005)),1))),1),0)))","v":224},0.98,0.98,0.98,{"$f":"AK2042*POWER(CF_cool,AN2042)","v":134.99962506285797},{"$f":"AL2042*POWER(CF_cool,AO2042)","v":145.26275445360156},{"$f":"AM2042*POWER(CF_cool,AP2042)","v":176.84161411742798},29,31,38,{"v":0.005051246458077793,"d":"0.01"},{"v":5.7314260239543745E-3,"d":"0.01"},{"v":0.00843248707552731,"d":"0.01"},0.6,{"$f":"IF($B2042>$F2042,$BM$1,CT$21)","v":6},{"$f":"IF($B2042>$F2042,$BM$1,CU$21)","v":6.7},{"$f":"IF($B2042>$F2042,$BM$1,CV$21)","v":9},null,{"$f":"$BE714","v":590},null,{"$f":"IF($G2042=10,$CU$61,IF($G2042=11,$CU$62,IF($G2042=15,$CU$63,IF($G2042=16,$CU$64,IF($G2042=20,$CU$65,IF($G2042=21,$CU$66))))))","v":{"v":0.9,"d":"90%"}},null,null,0,{"$f":"IF($B2042>$F2042,$BM$1,CQ$21)","v":11.8},{"$f":"IF($B2042>$F2042,$BM$1,CR$21)","v":13.7},{"$f":"IF($B2042>$F2042,$BM$1,CS$21)","v":21.85},null,1,1,1,134.99962506285797,145.26275445360156,176.84161411742798,null,0,0,0,{"$f":"IF(SUM(BV2042:BX2042)=0,1,0)","v":1},{"$error":"#VALUE!"},3301,508,{"$error":"#VALUE!"},0.7127093372490777,0.6655050705360576,null,0.16320641939358696,0.08064538055291112,0.783779121140337,0.783779121140337,null,0]
["3201101510",{"$f":"'DBH-Upgrade'!$K$8-$CL2049","v":70},10,3,20,110,15,16.5,0,26,30,43.5,{"v":959.2,"d":"959"},{"$f":"IF($B2049>$F2049,0,IF($C2049>$G2049,0,ROUND((((($F2049-$B2049)/100)*IF('DBH-Upgrade'!$K$6='DBH-Upgrade'!$K$8,$BZ2063,($BE2049/(($F2049-18)/100))))+((($B2049-18)/100)*$CA2063))*$CE2063,0)))","v":{"$error":"#VALUE!"}},{"$f":"IF($B2049>$F2049,0,IF($C2049>$G2049,0,ROUND((((($F2049-$B2049)/100)*IF('DBH-Upgrade'!$K$6='DBH-Upgrade'!$K$8,$BZ2063,($BE2049/(($F2049-18)/100))))+((($B2049-18)/100)*$CA2063))*$CD2063,0)))","v":{"$error":"#VALUE!"}},{"$f":"IF($B2049>$F2049,0,IF($C2049>$G2049,0,ROUND(((($F2049-$B2049)/100)*IF('DBH-Upgrade'!$K$6='DBH-Upgrade'!$K$8,$BZ2063,($BE2049/(($F2049-18)/100))))+((($B2049-18)/100)*$CA2063),0)))","v":{"$error":"#VALUE!"}},{"v":1.5,"d":"1.500"},1.08,1.08,1.08,77,{"$f":"IF($B2049>$F2049,0,IF($C2049>$G2049,0,ROUND(((($F2049-$B2049)/100)*(IF('DBH-Upgrade'!$K$6='DBH-Upgrade'!$K$8,$BZ2063,($BE2049/(($F2049-18)/100))))*$CH2063)+((($B2049-18)/100)*$CA2063*$CE2063*$CG2063),0)))","v":{"$error":"#VALUE!"}},{"$f":"IF($B2049>$F2049,0,IF($C2049>$G2049,0,ROUND(((($F2049-$B2049)/100)*(IF('DBH-Upgrade'!$K$6='DBH-Upgrade'!$K$8,$BZ2063,($BE2049/(($F2049-18)/100))))*$CH2063)+((($B2049-18)/100)*$CA2063*$CD2063*$CG2063),0)))","v":{"$error":"#VALUE!"}},{"$f":"IF($B2049>$F2049,0,IF($C2049>$G2049,0,ROUND(((($F2049-$B2049)/100)*(IF('DBH-Upgrade'!$K$6='DBH-Upgrade'!$K$8,$BZ2063,($BE2049/(($F2049-18)/100))))*$CH2063)+((($B2049-18)/100)*$CA2063*$CG2063),0)))","v":{"$error":"#VALUE!"}},4,{"$error":"#VALUE!"},{"$error":"#VALUE!"},{"$error":"#VALUE!"},{"v":1.1500939842300007E-4,"d":"0.00"},{"$error":"#VALUE!"},{"$error":"#VALUE!"},{"$error":"#VALUE!"},0.0002083,1.724,2,0.000461829,{"$f":"IF($B2049>$F2049,0,IF($C2049>$G2049,0,ROUND((((($F2049-$B2049)/100)*IF('DBH-Upgrade'!$K$6='DBH-Upgrade'!$K$8,$CC2063,($BF2049/(($F2049-18)/100))))+((($B2049-18)/100)*$CB2063))*IF($E2049>50,IF($G2049=11,(1-(($E2049-50)*0.005)),IF($G2049=16,(1-(($E2049-50)*0.005)),IF($G2049=21,(1-(($E2049-50)*0.005)),1))),1)*$CE2063,0)))","v":{"$error":"#VALUE!"}},{"$f":"IF($B2049>$F2049,0,IF($C2049>$G2049,0,ROUND((((($F2049-$B2049)/100)*IF('DBH-Upgrade'!$K$6='DBH-Upgrade'!$K$8,$CC2063,($BF2049/(($F2049-18)/100))))+((($B2049-18)/100)*$CB2063))*IF($E2049>50,IF($G2049=11,(1-(($E2049-50)*0.005)),IF($G2049=16,(1-(($E2049-50)*0.005)),IF($G2049=21,(1-(($E2049-50)*0.005)),1))),1)*$CD2063,0)))","v":{"$error":"#VALUE!"}},{"$f":"IF($B2049>$F2049,0,IF($C2049>$G2049,0,ROUND((((($F2049-$B2049)/100)*IF('DBH-Upgrade'!$K$6='DBH-Upgrade'!$K$8,$CC2063,($BF2049/(($F2049-18)/100))))+((($B2049-18)/100)*$CB2063))*IF($E2049>50,IF($G2049=11,(1-(($E2049-50)*0.005)),IF($G2049=16,(1-(($E2049-50)*0.005)),IF($G2049=21,(1-(($E2049-50)*0.005)),1))),1),0)))","v":{"$error":"#VALUE!"}},1.01,1.01,1.01,{"$f":"AK2049*POWER(CF_cool,AN2049)","v":{"$error":"#VALUE!"}},{"$f":"AL2049*POWER(CF_cool,AO2049)","v":{"$error":"#VALUE!"}},{"$f":"AM2049*POWER(CF_cool,AP2049)","v":{"$error":"#VALUE!"}},{"$error":"#VALUE!"},{"$error":"#VALUE!"},{"$error":"#VALUE!"},{"$error":"#VALUE!"},{"$error":"#VALUE!"},{"$error":"#VALUE!"},1.1,6,6.7,9,null,1199,null,{"v":0.8,"d":"80%"},null,null,0,11.8,13.7,21.85,null,1,1,1,{"$error":"#VALUE!"},{"$error":"#VALUE!"},{"$error":"#VALUE!"},null,{"$error":"#VALUE!"},{"$error":"#VALUE!"},{"$error":"#VALUE!"},{"$error":"#VALUE!"},{"$error":"#VALUE!"},3682,458,{"$error":"#VALUE!"},0.8452517014716241,0.78929861482599,null,0.16320641939358696,0.08064538055291112,0.7952052041594007,0.7952052041594007,null,10]
["3201401010",{"$f":"'DBH-Upgrade'!$K$8-$CL2054","v":80},10,3,20,140,10,11.5,0,26,30,44.8,{"v":825.3000000000001,"d":"825"},{"$f":"IF($B2054>$F2054,0,IF($C2054>$G2054,0,ROUND((((($F2054-$B2054)/100)*IF('DBH-Upgrade'!$K$6='DBH-Upgrade'!$K$8,$BZ2068,($BE2054/(($F2054-18)/100))))+((($B2054-18)/100)*$CA2068))*$CE2068,0)))","v":1648},{"$f":"IF($B2054>$F2054,0,IF($C2054>$G2054,0,ROUND((((($F2054-$B2054)/100)*IF('DBH-Upgrade'!$K$6='DBH-Upgrade'!$K$8,$BZ2068,($BE2054/(($F2054-18)/100))))+((($B2054-18)/100)*$CA2068))*$CD2068,0)))","v":1784},{"$f":"IF($B2054>$F2054,0,IF($C2054>$G2054,0,ROUND(((($F2054-$B2054)/100)*IF('DBH-Upgrade'!$K$6='DBH-Upgrade'!$K$8,$BZ2068,($BE2054/(($F2054-18)/100))))+((($B2054-18)/100)*$CA2068),0)))","v":2250},{"v":1.5,"d":"1.500"},1.08,1.08,1.08,67,{"$f":"IF($B2054>$F2054,0,IF($C2054>$G2054,0,ROUND(((($F2054-$B2054)/100)*(IF('DBH-Upgrade'!$K$6='DBH-Upgrade'!$K$8,$BZ2068,($BE2054/(($F2054-18)/100))))*$CH2068)+((($B2054-18)/100)*$CA2068*$CE2068*$CG2068),0)))","v":243},{"$f":"IF($B2054>$F2054,0,IF($C2054>$G2054,0,ROUND(((($F2054-$B2054)/100)*(IF('DBH-Upgrade'!$K$6='DBH-Upgrade'!$K$8,$BZ2068,($BE2054/(($F2054-18)/100))))*$CH2068)+((($B2054-18)/100)*$CA2068*$CD2068*$CG2068),0)))","v":258},{"$f":"IF($B2054>$F2054,0,IF($C2054>$G2054,0,ROUND(((($F2054-$B2054)/100)*(IF('DBH-Upgrade'!$K$6='DBH-Upgrade'!$K$8,$BZ2068,($BE2054/(($F2054-18)/100))))*$CH2068)+((($B2054-18)/100)*$CA2068*$CG2068),0)))","v":311},3,13,13,16,{"v":9.8096370025409921E-5,"d":"0.00"},{"v":0.001444335947096134,"d":"0.00"},{"v":0.001444335947096134,"d":"0.00"},{"v":2.119976784936205E-3,"d":"0.00"},3.969E-4,1.7346,2,0.000367347,{"$f":"IF($B2054>$F2054,0,IF($C2054>$G2054,0,ROUND((((($F2054-$B2054)/100)*IF('DBH-Upgrade'!$K$6='DBH-Upgrade'!$K$8,$CC2068,($BF2054/(($F2054-18)/100))))+((($B2054-18)/100)*$CB2068))*IF($E2054>50,IF($G2054=11,(1-(($E2054-50)*0.005)),IF($G2054=16,(1-(($E2054-50)*0.005)),IF($G2054=21,(1-(($E2054-50)*0.005)),1))),1)*$CE2068,0)))","v":187},{"$f":"IF($B2054>$F2054,0,IF($C2054>$G2054,0,ROUND((((($F2054-$B2054)/100)*IF('DBH-Upgrade'!$K$6='DBH-Upgrade'!$K$8,$CC2068,($BF2054/(($F2054-18)/100))))+((($B2054-18)/100)*$CB2068))*IF($E2054>50,IF($G2054=11,(1-(($E2054-50)*0.005)),IF($G2054=16,(1-(($E2054-50)*0.005)),IF($G2054=21,(1-(($E2054-50)*0.005)),1))),1)*$CD2068,0)))","v":203},{"$f":"IF($B2054>$F2054,0,IF($C2054>$G2054,0,ROUND((((($F2054-$B2054)/100)*IF('DBH-Upgrade'!$K$6='DBH-Upgrade'!$K$8,$CC2068,($BF2054/(($F2054-18)/100))))+((($B2054-18)/100)*$CB2068))*IF($E2054>50,IF($G2054=11,(1-(($E2054-50)*0.005)),IF($G2054=16,(1-(($E2054-50)*0.005)),IF($G2054=21,(1-(($E2054-50)*0.005)),1))),1),0)))","v":255},0.98,0.98,0.98,{"$f":"AK2054*POWER(CF_cool,AN2054)","v":147.63116892838855},{"$f":"AL2054*POWER(CF_cool,AO2054)","v":160.26271279391912},{"$f":"AM2054*POWER(CF_cool,AP2054)","v":201.31523035689347},32,34,43,{"v":0.007674444805688944,"d":"0.01"},{"v":0.008591870125751811,"d":"0.01"},{"v":0.013314361278942581,"d":"0.01"},0.9,6,6.7,9,null,917,null,{"v":0.9,"d":"90%"},null,null,0,11.8,13.7,21.85,null,1,1,1,147.63116892838855,160.26271279391912,201.31523035689347,null,0,0,0,1,{"$error":"#VALUE!"},3301,508,{"$error":"#VALUE!"},0.7453108993363179,0.6950414455205922,null,0.16320641939358696,0.08064538055291112,0.783779121140337,0.783779121140337,null,0]
["3202001010",{"$f":"'DBH-Upgrade'!$K$8-$CL2063","v":80},10,3,20,200,10,11.5,0,26,30,46.5,1179,{"$f":"IF($B2063>$F2063,0,IF($C2063>$G2063,0,ROUND((((($F2063-$B2063)/100)*IF('DBH-Upgrade'!$K$6='DBH-Upgrade'!$K$8,$BZ2077,($BE2063/(($F2063-18)/100))))+((($B2063-18)/100)*$CA2077))*$CE2077,0)))","v":2064},{"$f":"IF($B2063>$F2063,0,IF($C2063>$G2063,0,ROUND((((($F2063-$B2063)/100)*IF('DBH-Upgrade'!$K$6='DBH-Upgrade'!$K$8,$BZ2077,($BE2063/(($F2063-18)/100))))+((($B2063-18)/100)*$CA2077))*$CD2077,0)))","v":2250},{"$f":"IF($B2063>$F2063,0,IF($C2063>$G2063,0,ROUND(((($F2063-$B2063)/100)*IF('DBH-Upgrade'!$K$6='DBH-Upgrade'!$K$8,$BZ2077,($BE2063/(($F2063-18)/100))))+((($B2063-18)/100)*$CA2077),0)))","v":2927},{"v":1.5,"d":"1.500"},1.08,1.08,1.08,95,{"$f":"IF($B2063>$F2063,0,IF($C2063>$G2063,0,ROUND(((($F2063-$B2063)/100)*(IF('DBH-Upgrade'!$K$6='DBH-Upgrade'!$K$8,$BZ2077,($BE2063/(($F2063-18)/100))))*$CH2077)+((($B2063-18)/100)*$CA2077*$CE2077*$CG2077),0)))","v":290},{"$f":"IF($B2063>$F2063,0,IF($C2063>$G2063,0,ROUND(((($F2063-$B2063)/100)*(IF('DBH-Upgrade'!$K$6='DBH-Upgrade'!$K$8,$BZ2077,($BE2063/(($F2063-18)/100))))*$CH2077)+((($B2063-18)/100)*$CA2077*$CD2077*$CG2077),0)))","v":307},{"$f":"IF($B2063>$F2063,0,IF($C2063>$G2063,0,ROUND(((($F2063-$B2063)/100)*(IF('DBH-Upgrade'!$K$6='DBH-Upgrade'!$K$8,$BZ2077,($BE2063/(($F2063-18)/100))))*$CH2077)+((($B2063-18)/100)*$CA2077*$CG2077),0)))","v":366},5,15,16,19,{"v":3.2547702445960509E-4,"d":"0.00"},{"v":2.3932995091720905E-3,"d":"0.00"},{"v":0.002692449697994902,"d":"0.00"},{"v":0.003685439243410028,"d":"0.00"},3.969E-4,1.7346,2,0.000367347,{"$f":"IF($B2063>$F2063,0,IF($C2063>$G2063,0,ROUND((((($F2063-$B2063)/100)*IF('DBH-Upgrade'!$K$6='DBH-Upgrade'!$K$8,$CC2077,($BF2063/(($F2063-18)/100))))+((($B2063-18)/100)*$CB2077))*IF($E2063>50,IF($G2063=11,(1-(($E2063-50)*0.005)),IF($G2063=16,(1-(($E2063-50)*0.005)),IF($G2063=21,(1-(($E2063-50)*0.005)),1))),1)*$CE2077,0)))","v":206},{"$f":"IF($B2063>$F2063,0,IF($C2063>$G2063,0,ROUND((((($F2063-$B2063)/100)*IF('DBH-Upgrade'!$K$6='DBH-Upgrade'!$K$8,$CC2077,($BF2063/(($F2063-18)/100))))+((($B2063-18)/100)*$CB2077))*IF($E2063>50,IF($G2063=11,(1-(($E2063-50)*0.005)),IF($G2063=16,(1-(($E2063-50)*0.005)),IF($G2063=21,(1-(($E2063-50)*0.005)),1))),1)*$CD2077,0)))","v":225},{"$f":"IF($B2063>$F2063,0,IF($C2063>$G2063,0,ROUND((((($F2063-$B2063)/100)*IF('DBH-Upgrade'!$K$6='DBH-Upgrade'!$K$8,$CC2077,($BF2063/(($F2063-18)/100))))+((($B2063-18)/100)*$CB2077))*IF($E2063>50,IF($G2063=11,(1-(($E2063-50)*0.005)),IF($G2063=16,(1-(($E2063-50)*0.005)),IF($G2063=21,(1-(($E2063-50)*0.005)),1))),1),0)))","v":293},0.98,0.98,0.98,{"$f":"AK2063*POWER(CF_cool,AN2063)","v":162.6311272687061},{"$f":"AL2063*POWER(CF_cool,AO2063)","v":177.63108560902364},{"$f":"AM2063*POWER(CF_cool,AP2063)","v":231.31514703752856},35,38,50,{"v":0.011294233910599156,"d":"0.01"},{"v":0.013138168067643768,"d":"0.01"},{"v":0.021780521128640987,"d":"0.02"},1.3,6,6.7,9,null,1310,null,{"v":0.9,"d":"90%"},null,null,0,11.8,13.7,21.85,null,1,1,1,162.6311272687061,177.63108560902364,231.31514703752856,null,0,0,0,1,{"$error":"#VALUE!"},3301,508,{"$error":"#VALUE!"},0.7254135990953521,0.6774634004202911,null,0.16320641939358696,0.08064538055291112,0.783779121140337,0.783779121140337,null,0]
["3202401010",{"$f":"'DBH-Upgrade'!$K$8-$CL2069","v":80},10,3,20,240,10,11.5,0,26,30,47.2,{"v":1414.8,"d":"1415"},{"$f":"IF($B2069>$F2069,0,IF($C2069>$G2069,0,ROUND((((($F2069-$B2069)/100)*IF('DBH-Upgrade'!$K$6='DBH-Upgrade'!$K$8,$BZ2083,($BE2069/(($F2069-18)/100))))+((($B2069-18)/100)*$CA2083))*$CE2083,0)))","v":2313},{"$f":"IF($B2069>$F2069,0,IF($C2069>$G2069,0,ROUND((((($F2069-$B2069)/100)*IF('DBH-Upgrade'!$K$6='DBH-Upgrade'!$K$8,$BZ2083,($BE2069/(($F2069-18)/100))))+((($B2069-18)/100)*$CA2083))*$CD2083,0)))","v":2534},{"$f":"IF($B2069>$F2069,0,IF($C2069>$G2069,0,ROUND(((($F2069-$B2069)/100)*IF('DBH-Upgrade'!$K$6='DBH-Upgrade'!$K$8,$BZ2083,($BE2069/(($F2069-18)/100))))+((($B2069-18)/100)*$CA2083),0)))","v":3377},{"v":1.5,"d":"1.500"},1.08,1.08,1.08,114,{"$f":"IF($B2069>$F2069,0,IF($C2069>$G2069,0,ROUND(((($F2069-$B2069)/100)*(IF('DBH-Upgrade'!$K$6='DBH-Upgrade'!$K$8,$BZ2083,($BE2069/(($F2069-18)/100))))*$CH2083)+((($B2069-18)/100)*$CA2083*$CE2083*$CG2083),0)))","v":321},{"$f":"IF($B2069>$F2069,0,IF($C2069>$G2069,0,ROUND(((($F2069-$B2069)/100)*(IF('DBH-Upgrade'!$K$6='DBH-Upgrade'!$K$8,$BZ2083,($BE2069/(($F2069-18)/100))))*$CH2083)+((($B2069-18)/100)*$CA2083*$CD2083*$CG2083),0)))","v":338},{"$f":"IF($B2069>$F2069,0,IF($C2069>$G2069,0,ROUND(((($F2069-$B2069)/100)*(IF('DBH-Upgrade'!$K$6='DBH-Upgrade'!$K$8,$BZ2083,($BE2069/(($F2069-18)/100))))*$CH2083)+((($B2069-18)/100)*$CA2083*$CG2083),0)))","v":402},6,17,17,21,{"v":5.2229687782060581E-4,"d":"0.00"},{"v":3.4315840001176157E-3,"d":"0.00"},{"v":3.4315840001176157E-3,"d":"0.00"},{"v":0.005037431533120662,"d":"0.01"},3.969E-4,1.7346,2,0.000367347,{"$f":"IF($B2069>$F2069,0,IF($C2069>$G2069,0,ROUND((((($F2069-$B2069)/100)*IF('DBH-Upgrade'!$K$6='DBH-Upgrade'!$K$8,$CC2083,($BF2069/(($F2069-18)/100))))+((($B2069-18)/100)*$CB2083))*IF($E2069>50,IF($G2069=11,(1-(($E2069-50)*0.005)),IF($G2069=16,(1-(($E2069-50)*0.005)),IF($G2069=21,(1-(($E2069-50)*0.005)),1))),1)*$CE2083,0)))","v":217},{"$f":"IF($B2069>$F2069,0,IF($C2069>$G2069,0,ROUND((((($F2069-$B2069)/100)*IF('DBH-Upgrade'!$K$6='DBH-Upgrade'!$K$8,$CC2083,($BF2069/(($F2069-18)/100))))+((($B2069-18)/100)*$CB2083))*IF($E2069>50,IF($G2069=11,(1-(($E2069-50)*0.005)),IF($G2069=16,(1-(($E2069-50)*0.005)),IF($G2069=21,(1-(($E2069-50)*0.005)),1))),1)*$CD2083,0)))","v":238},{"$f":"IF($B2069>$F2069,0,IF($C2069>$G2069,0,ROUND((((($F2069-$B2069)/100)*IF('DBH-Upgrade'!$K$6='DBH-Upgrade'!$K$8,$CC2083,($BF2069/(($F2069-18)/100))))+((($B2069-18)/100)*$CB2083))*IF($E2069>50,IF($G2069=11,(1-(($E2069-50)*0.005)),IF($G2069=16,(1-(($E2069-50)*0.005)),IF($G2069=21,(1-(($E2069-50)*0.005)),1))),1),0)))","v":317},0.98,0.98,0.98,{"$f":"AK2069*POWER(CF_cool,AN2069)","v":171.31531367625837},{"$f":"AL2069*POWER(CF_cool,AO2069)","v":187.89421499976723},{"$f":"AM2069*POWER(CF_cool,AP2069)","v":250.26246283582444},37,40,54,{"v":0.014143053623769455,"d":"0.01"},{"v":0.016308958068943877,"d":"0.02"},{"v":0.02825120381983239,"d":"0.03"},1.6,6,6.7,9,null,1572,null,{"v":0.9,"d":"90%"},null,null,0,11.8,13.7,21.85,null,1,1,1,171.31531367625837,187.89421499976723,250.26246283582444,null,0,0,0,1,{"$error":"#VALUE!"},3301,508,{"$error":"#VALUE!"},0.7127093372490777,0.6655050705360576,null,0.16320641939358696,0.08064538055291112,0.783779121140337,0.783779121140337,null,0]
["3202602010",{"$f":"'DBH-Upgrade'!$K$8-$CL2074","v":60},10,3,20,260,20,21.5,0,26,30,47.8,{"v":3186.4,"d":"3186"},{"$f":"IF($B2074>$F2074,0,IF($C2074>$G2074,0,ROUND((((($F2074-$B2074)/100)*IF('DBH-Upgrade'!$K$6='DBH-Upgrade'!$K$8,$BZ2088,($BE2074/(($F2074-18)/100))))+((($B2074-18)/100)*$CA2088))*$CE2088,0)))","v":{"$error":"#VALUE!"}},{"$f":"IF($B2074>$F2074,0,IF($C2074>$G2074,0,ROUND((((($F2074-$B2074)/100)*IF('DBH-Upgrade'!$K$6='DBH-Upgrade'!$K$8,$BZ2088,($BE2074/(($F2074-18)/100))))+((($B2074-18)/100)*$CA2088))*$CD2088,0)))","v":{"$error":"#VALUE!"}},{"$f":"IF($B2074>$F2074,0,IF($C2074>$G2074,0,ROUND(((($F2074-$B2074)/100)*IF('DBH-Upgrade'!$K$6='DBH-Upgrade'!$K$8,$BZ2088,($BE2074/(($F2074-18)/100))))+((($B2074-18)/100)*$CA2088),0)))","v":{"$error":"#VALUE!"}},{"v":1.5,"d":"1.500"},1.08,1.08,1.08,257,{"$f":"IF($B2074>$F2074,0,IF($C2074>$G2074,0,ROUND(((($F2074-$B2074)/100)*(IF('DBH-Upgrade'!$K$6='DBH-Upgrade'!$K$8,$BZ2088,($BE2074/(($F2074-18)/100))))*$CH2088)+((($B2074-18)/100)*$CA2088*$CE2088*$CG2088),0)))","v":{"$error":"#VALUE!"}},{"$f":"IF($B2074>$F2074,0,IF($C2074>$G2074,0,ROUND(((($F2074-$B2074)/100)*(IF('DBH-Upgrade'!$K$6='DBH-Upgrade'!$K$8,$BZ2088,($BE2074/(($F2074-18)/100))))*$CH2088)+((($B2074-18)/100)*$CA2088*$CD2088*$CG2088),0)))","v":{"$error":"#VALUE!"}},{"$f":"IF($B2074>$F2074,0,IF($C2074>$G2074,0,ROUND(((($F2074-$B2074)/100)*(IF('DBH-Upgrade'!$K$6='DBH-Upgrade'!$K$8,$BZ2088,($BE2074/(($F2074-18)/100))))*$CH2088)+((($B2074-18)/100)*$CA2088*$CG2088),0)))","v":{"$error":"#VALUE!"}},13,{"$error":"#VALUE!"},{"$error":"#VALUE!"},{"$error":"#VALUE!"},{"v":1.1324108445247372E-3,"d":"0.00"},{"$error":"#VALUE!"},{"$error":"#VALUE!"},{"$error":"#VALUE!"},0.0001276,1.7219,2,3.76611E-4,{"$f":"IF($B2074>$F2074,0,IF($C2074>$G2074,0,ROUND((((($F2074-$B2074)/100)*IF('DBH-Upgrade'!$K$6='DBH-Upgrade'!$K$8,$CC2088,($BF2074/(($F2074-18)/100))))+((($B2074-18)/100)*$CB2088))*IF($E2074>50,IF($G2074=11,(1-(($E2074-50)*0.005)),IF($G2074=16,(1-(($E2074-50)*0.005)),IF($G2074=21,(1-(($E2074-50)*0.005)),1))),1)*$CE2088,0)))","v":{"$error":"#VALUE!"}},{"$f":"IF($B2074>$F2074,0,IF($C2074>$G2074,0,ROUND((((($F2074-$B2074)/100)*IF('DBH-Upgrade'!$K$6='DBH-Upgrade'!$K$8,$CC2088,($BF2074/(($F2074-18)/100))))+((($B2074-18)/100)*$CB2088))*IF($E2074>50,IF($G2074=11,(1-(($E2074-50)*0.005)),IF($G2074=16,(1-(($E2074-50)*0.005)),IF($G2074=21,(1-(($E2074-50)*0.005)),1))),1)*$CD2088,0)))","v":{"$error":"#VALUE!"}},{"$f":"IF($B2074>$F2074,0,IF($C2074>$G2074,0,ROUND((((($F2074-$B2074)/100)*IF('DBH-Upgrade'!$K$6='DBH-Upgrade'!$K$8,$CC2088,($BF2074/(($F2074-18)/100))))+((($B2074-18)/100)*$CB2088))*IF($E2074>50,IF($G2074=11,(1-(($E2074-50)*0.005)),IF($G2074=16,(1-(($E2074-50)*0.005)),IF($G2074=21,(1-(($E2074-50)*0.005)),1))),1),0)))","v":{"$error":"#VALUE!"}},0.95,0.95,0.95,{"$f":"AK2074*POWER(CF_cool,AN2074)","v":{"$error":"#VALUE!"}},{"$f":"AL2074*POWER(CF_cool,AO2074)","v":{"$error":"#VALUE!"}},{"$f":"AM2074*POWER(CF_cool,AP2074)","v":{"$error":"#VALUE!"}},{"$error":"#VALUE!"},{"$error":"#VALUE!"},{"$error":"#VALUE!"},{"$error":"#VALUE!"},{"$error":"#VALUE!"},{"$error":"#VALUE!"},3.5,6,6.7,9,null,3983,null,{"v":0.8,"d":"80%"},null,null,0,11.8,13.7,21.85,null,1,1,1,{"$error":"#VALUE!"},{"$error":"#VALUE!"},{"$error":"#VALUE!"},null,{"$error":"#VALUE!"},{"$error":"#VALUE!"},{"$error":"#VALUE!"},{"$error":"#VALUE!"},1127,2539,352,62,0.7840224333226739,0.7222362755803995,null,0.16320641939358696,0.08064538055291112,0.7894714915956607,0.7894714915956607,null,20]
["330601510",{"$f":"'DBH-Upgrade'!$K$8-$CL2082","v":80},10,3,30,60,15,16.5,0,26,30,40,652,{"$f":"IF($B2082>$F2082,0,IF($C2082>$G2082,0,ROUND((((($F2082-$B2082)/100)*IF('DBH-Upgrade'!$K$6='DBH-Upgrade'!$K$8,$BZ2096,($BE2082/(($F2082-18)/100))))+((($B2082-18)/100)*$CA2096))*$CE2096,0)))","v":0},{"$f":"IF($B2082>$F2082,0,IF($C2082>$G2082,0,ROUND((((($F2082-$B2082)/100)*IF('DBH-Upgrade'!$K$6='DBH-Upgrade'!$K$8,$BZ2096,($BE2082/(($F2082-18)/100))))+((($B2082-18)/100)*$CA2096))*$CD2096,0)))","v":0},{"$f":"IF($B2082>$F2082,0,IF($C2082>$G2082,0,ROUND(((($F2082-$B2082)/100)*IF('DBH-Upgrade'!$K$6='DBH-Upgrade'!$K$8,$BZ2096,($BE2082/(($F2082-18)/100))))+((($B2082-18)/100)*$CA2096),0)))","v":0},{"v":1.5,"d":"1.500"},1.08,1.08,1.08,53,{"$f":"IF($B2082>$F2082,0,IF($C2082>$G2082,0,ROUND(((($F2082-$B2082)/100)*(IF('DBH-Upgrade'!$K$6='DBH-Upgrade'!$K$8,$BZ2096,($BE2082/(($F2082-18)/100))))*$CH2096)+((($B2082-18)/100)*$CA2096*$CE2096*$CG2096),0)))","v":0},{"$f":"IF($B2082>$F2082,0,IF($C2082>$G2082,0,ROUND(((($F2082-$B2082)/100)*(IF('DBH-Upgrade'!$K$6='DBH-Upgrade'!$K$8,$BZ2096,($BE2082/(($F2082-18)/100))))*$CH2096)+((($B2082-18)/100)*$CA2096*$CD2096*$CG2096),0)))","v":0},{"$f":"IF($B2082>$F2082,0,IF($C2082>$G2082,0,ROUND(((($F2082-$B2082)/100)*(IF('DBH-Upgrade'!$K$6='DBH-Upgrade'!$K$8,$BZ2096,($BE2082/(($F2082-18)/100))))*$CH2096)+((($B2082-18)/100)*$CA2096*$CG2096),0)))","v":0},3,0,0,0,{"v":5.31060959848513e-05,"d":"0.00"},{"v":0,"d":"0.00"},{"v":0,"d":"0.00"},{"v":0,"d":"0.00"},0.0002083,1.724,2,0.000461829,{"$f":"IF($B2082>$F2082,0,IF($C2082>$G2082,0,ROUND((((($F2082-$B2082)/100)*IF('DBH-Upgrade'!$K$6='DBH-Upgrade'!$K$8,$CC2096,($BF2082/(($F2082-18)/100))))+((($B2082-18)/100)*$CB2096))*IF($E2082>50,IF($G2082=11,(1-(($E2082-50)*0.005)),IF($G2082=16,(1-(($E2082-50)*0.005)),IF($G2082=21,(1-(($E2082-50)*0.005)),1))),1)*$CE2096,0)))","v":0},{"$f":"IF($B2082>$F2082,0,IF($C2082>$G2082,0,ROUND((((($F2082-$B2082)/100)*IF('DBH-Upgrade'!$K$6='DBH-Upgrade'!$K$8,$CC2096,($BF2082/(($F2082-18)/100))))+((($B2082-18)/100)*$CB2096))*IF($E2082>50,IF($G2082=11,(1-(($E2082-50)*0.005)),IF($G2082=16,(1-(($E2082-50)*0.005)),IF($G2082=21,(1-(($E2082-50)*0.005)),1))),1)*$CD2096,0)))","v":0},{"$f":"IF($B2082>$F2082,0,IF($C2082>$G2082,0,ROUND((((($F2082-$B2082)/100)*IF('DBH-Upgrade'!$K$6='DBH-Upgrade'!$K$8,$CC2096,($BF2082/(($F2082-18)/100))))+((($B2082-18)/100)*$CB2096))*IF($E2082>50,IF($G2082=11,(1-(($E2082-50)*0.005)),IF($G2082=16,(1-(($E2082-50)*0.005)),IF($G2082=21,(1-(($E2082-50)*0.005)),1))),1),0)))","v":0},1.01,1.01,1.01,{"$f":"AK2082*POWER(CF_cool,AN2082)","v":0},{"$f":"AL2082*POWER(CF_cool,AO2082)","v":0},{"$f":"AM2082*POWER(CF_cool,AP2082)","v":0},0,0,0,{"v":0,"d":"0.00"},{"v":0,"d":"0.00"},{"v":0,"d":"0.00"},0.6,"DBH-unit is te lang!","DBH-unit is te lang!","DBH-unit is te lang!",null,815,null,{"v":0.8,"d":"80%"},null,null,0,"DBH-unit is te lang!","DBH-unit is te lang!","DBH-unit is te lang!",null,1,1,1,0,0,0,null,0,0,0,1,{"$error":"#VALUE!"},3682,458,{"$error":"#VALUE!"},0.7585639347228863,0.6942595523857338,null,0.16320641939358696,0.08064538055291112,0.7952052041594007,0.7952052041594007,null,0]
["330701010",{"$f":"'DBH-Upgrade'!$K$8-$CL2086","v":80},10,3,30,70,10,11.5,0,26,30,41,{"v":520.2,"d":"520"},{"$f":"IF($B2086>$F2086,0,IF($C2086>$G2086,0,ROUND((((($F2086-$B2086)/100)*IF('DBH-Upgrade'!$K$6='DBH-Upgrade'!$K$8,$BZ2100,($BE2086/(($F2086-18)/100))))+((($B2086-18)/100)*$CA2100))*$CE2100,0)))","v":0},{"$f":"IF($B2086>$F2086,0,IF($C2086>$G2086,0,ROUND((((($F2086-$B2086)/100)*IF('DBH-Upgrade'!$K$6='DBH-Upgrade'!$K$8,$BZ2100,($BE2086/(($F2086-18)/100))))+((($B2086-18)/100)*$CA2100))*$CD2100,0)))","v":0},{"$f":"IF($B2086>$F2086,0,IF($C2086>$G2086,0,ROUND(((($F2086-$B2086)/100)*IF('DBH-Upgrade'!$K$6='DBH-Upgrade'!$K$8,$BZ2100,($BE2086/(($F2086-18)/100))))+((($B2086-18)/100)*$CA2100),0)))","v":0},{"v":1.5,"d":"1.500"},1.08,1.08,1.08,42,{"$f":"IF($B2086>$F2086,0,IF($C2086>$G2086,0,ROUND(((($F2086-$B2086)/100)*(IF('DBH-Upgrade'!$K$6='DBH-Upgrade'!$K$8,$BZ2100,($BE2086/(($F2086-18)/100))))*$CH2100)+((($B2086-18)/100)*$CA2100*$CE2100*$CG2100),0)))","v":0},{"$f":"IF($B2086>$F2086,0,IF($C2086>$G2086,0,ROUND(((($F2086-$B2086)/100)*(IF('DBH-Upgrade'!$K$6='DBH-Upgrade'!$K$8,$BZ2100,($BE2086/(($F2086-18)/100))))*$CH2100)+((($B2086-18)/100)*$CA2100*$CD2100*$CG2100),0)))","v":0},{"$f":"IF($B2086>$F2086,0,IF($C2086>$G2086,0,ROUND(((($F2086-$B2086)/100)*(IF('DBH-Upgrade'!$K$6='DBH-Upgrade'!$K$8,$BZ2100,($BE2086/(($F2086-18)/100))))*$CH2100)+((($B2086-18)/100)*$CA2100*$CG2100),0)))","v":0},2,0,0,0,{"v":2.8793906084677228E-5,"d":"0.00"},{"v":0,"d":"0.00"},{"v":0,"d":"0.00"},{"v":0,"d":"0.00"},3.969E-4,1.7346,2,0.000367347,{"$f":"IF($B2086>$F2086,0,IF($C2086>$G2086,0,ROUND((((($F2086-$B2086)/100)*IF('DBH-Upgrade'!$K$6='DBH-Upgrade'!$K$8,$CC2100,($BF2086/(($F2086-18)/100))))+((($B2086-18)/100)*$CB2100))*IF($E2086>50,IF($G2086=11,(1-(($E2086-50)*0.005)),IF($G2086=16,(1-(($E2086-50)*0.005)),IF($G2086=21,(1-(($E2086-50)*0.005)),1))),1)*$CE2100,0)))","v":0},{"$f":"IF($B2086>$F2086,0,IF($C2086>$G2086,0,ROUND((((($F2086-$B2086)/100)*IF('DBH-Upgrade'!$K$6='DBH-Upgrade'!$K$8,$CC2100,($BF2086/(($F2086-18)/100))))+((($B2086-18)/100)*$CB2100))*IF($E2086>50,IF($G2086=11,(1-(($E2086-50)*0.005)),IF($G2086=16,(1-(($E2086-50)*0.005)),IF($G2086=21,(1-(($E2086-50)*0.005)),1))),1)*$CD2100,0)))","v":0},{"$f":"IF($B2086>$F2086,0,IF($C2086>$G2086,0,ROUND((((($F2086-$B2086)/100)*IF('DBH-Upgrade'!$K$6='DBH-Upgrade'!$K$8,$CC2100,($BF2086/(($F2086-18)/100))))+((($B2086-18)/100)*$CB2100))*IF($E2086>50,IF($G2086=11,(1-(($E2086-50)*0.005)),IF($G2086=16,(1-(($E2086-50)*0.005)),IF($G2086=21,(1-(($E2086-50)*0.005)),1))),1),0)))","v":0},0.98,0.98,0.98,{"$f":"AK2086*POWER(CF_cool,AN2086)","v":0},{"$f":"AL2086*POWER(CF_cool,AO2086)","v":0},{"$f":"AM2086*POWER(CF_cool,AP2086)","v":0},0,0,0,{"v":0,"d":"0.00"},{"v":0,"d":"0.00"},{"v":0,"d":"0.00"},0.5,"DBH-unit is te lang!","DBH-unit is te lang!","DBH-unit is te lang!",null,578,null,{"v":0.9,"d":"90%"},null,null,0,"DBH-unit is te lang!","DBH-unit is te lang!","DBH-unit is te lang!",null,1,1,1,0,0,0,null,0,0,0,1,1127,2539,352,62,0.75,0.68,null,0.16320641939358696,0.08064538055291112,0.7894714915956607,0.7894714915956607,null,0]
["330801510",{"$f":"'DBH-Upgrade'!$K$8-$CL2094","v":80},10,3,30,80,15,16.5,0,26,30,41.8,{"v":869.6,"d":"870"},{"$f":"IF($B2094>$F2094,0,IF($C2094>$G2094,0,ROUND((((($F2094-$B2094)/100)*IF('DBH-Upgrade'!$K$6='DBH-Upgrade'!$K$8,$BZ2108,($BE2094/(($F2094-18)/100))))+((($B2094-18)/100)*$CA2108))*$CE2108,0)))","v":{"$error":"#VALUE!"}},{"$f":"IF($B2094>$F2094,0,IF($C2094>$G2094,0,ROUND((((($F2094-$B2094)/100)*IF('DBH-Upgrade'!$K$6='DBH-Upgrade'!$K$8,$BZ2108,($BE2094/(($F2094-18)/100))))+((($B2094-18)/100)*$CA2108))*$CD2108,0)))","v":{"$error":"#VALUE!"}},{"$f":"IF($B2094>$F2094,0,IF($C2094>$G2094,0,ROUND(((($F2094-$B2094)/100)*IF('DBH-Upgrade'!$K$6='DBH-Upgrade'!$K$8,$BZ2108,($BE2094/(($F2094-18)/100))))+((($B2094-18)/100)*$CA2108),0)))","v":{"$error":"#VALUE!"}},{"v":1.5,"d":"1.500"},1.08,1.08,1.08,70,{"$f":"IF($B2094>$F2094,0,IF($C2094>$G2094,0,ROUND(((($F2094-$B2094)/100)*(IF('DBH-Upgrade'!$K$6='DBH-Upgrade'!$K$8,$BZ2108,($BE2094/(($F2094-18)/100))))*$CH2108)+((($B2094-18)/100)*$CA2108*$CE2108*$CG2108),0)))","v":{"$error":"#VALUE!"}},{"$f":"IF($B2094>$F2094,0,IF($C2094>$G2094,0,ROUND(((($F2094-$B2094)/100)*(IF('DBH-Upgrade'!$K$6='DBH-Upgrade'!$K$8,$BZ2108,($BE2094/(($F2094-18)/100))))*$CH2108)+((($B2094-18)/100)*$CA2108*$CD2108*$CG2108),0)))","v":{"$error":"#VALUE!"}},{"$f":"IF($B2094>$F2094,0,IF($C2094>$G2094,0,ROUND(((($F2094-$B2094)/100)*(IF('DBH-Upgrade'!$K$6='DBH-Upgrade'!$K$8,$BZ2108,($BE2094/(($F2094-18)/100))))*$CH2108)+((($B2094-18)/100)*$CA2108*$CG2108),0)))","v":{"$error":"#VALUE!"}},4,{"$error":"#VALUE!"},{"$error":"#VALUE!"},{"$error":"#VALUE!"},{"v":1.016428886249875E-4,"d":"0.00"},{"$error":"#VALUE!"},{"$error":"#VALUE!"},{"$error":"#VALUE!"},0.0002083,1.724,2,0.000461829,{"$f":"IF($B2094>$F2094,0,IF($C2094>$G2094,0,ROUND((((($F2094-$B2094)/100)*IF('DBH-Upgrade'!$K$6='DBH-Upgrade'!$K$8,$CC2108,($BF2094/(($F2094-18)/100))))+((($B2094-18)/100)*$CB2108))*IF($E2094>50,IF($G2094=11,(1-(($E2094-50)*0.005)),IF($G2094=16,(1-(($E2094-50)*0.005)),IF($G2094=21,(1-(($E2094-50)*0.005)),1))),1)*$CE2108,0)))","v":{"$error":"#VALUE!"}},{"$f":"IF($B2094>$F2094,0,IF($C2094>$G2094,0,ROUND((((($F2094-$B2094)/100)*IF('DBH-Upgrade'!$K$6='DBH-Upgrade'!$K$8,$CC2108,($BF2094/(($F2094-18)/100))))+((($B2094-18)/100)*$CB2108))*IF($E2094>50,IF($G2094=11,(1-(($E2094-50)*0.005)),IF($G2094=16,(1-(($E2094-50)*0.005)),IF($G2094=21,(1-(($E2094-50)*0.005)),1))),1)*$CD2108,0)))","v":{"$error":"#VALUE!"}},{"$f":"IF($B2094>$F2094,0,IF($C2094>$G2094,0,ROUND((((($F2094-$B2094)/100)*IF('DBH-Upgrade'!$K$6='DBH-Upgrade'!$K$8,$CC2108,($BF2094/(($F2094-18)/100))))+((($B2094-18)/100)*$CB2108))*IF($E2094>50,IF($G2094=11,(1-(($E2094-50)*0.005)),IF($G2094=16,(1-(($E2094-50)*0.005)),IF($G2094=21,(1-(($E2094-50)*0.005)),1))),1),0)))","v":{"$error":"#VALUE!"}},1.01,1.01,1.01,{"$f":"AK2094*POWER(CF_cool,AN2094)","v":{"$error":"#VALUE!"}},{"$f":"AL2094*POWER(CF_cool,AO2094)","v":{"$error":"#VALUE!"}},{"$f":"AM2094*POWER(CF_cool,AP2094)","v":{"$error":"#VALUE!"}},{"$error":"#VALUE!"},{"$error":"#VALUE!"},{"$error":"#VALUE!"},{"$error":"#VALUE!"},{"$error":"#VALUE!"},{"$error":"#VALUE!"},0.8,6,6.7,9,null,1087,null,{"v":0.8,"d":"80%"},null,null,0,11.8,13.7,21.85,null,1,1,1,{"$error":"#VALUE!"},{"$error":"#VALUE!"},{"$error":"#VALUE!"},null,{"$error":"#VALUE!"},{"$error":"#VALUE!"},{"$error":"#VALUE!"},{"$error":"#VALUE!"},1127,2539,352,62,0.8452517014716241,0.78929861482599,null,0.16320641939358696,0.08064538055291112,0.7894714915956607,0.7894714915956607,null,0]
["330902010",{"$f":"'DBH-Upgrade'!$K$8-$CL2102","v":80},10,3,30,90,20,21.5,0,26,30,42.4,1372,{"$f":"IF($B2102>$F2102,0,IF($C2102>$G2102,0,ROUND((((($F2102-$B2102)/100)*IF('DBH-Upgrade'!$K$6='DBH-Upgrade'!$K$8,$BZ2116,($BE2102/(($F2102-18)/100))))+((($B2102-18)/100)*$CA2116))*$CE2116,0)))","v":{"$error":"#VALUE!"}},{"$f":"IF($B2102>$F2102,0,IF($C2102>$G2102,0,ROUND((((($F2102-$B2102)/100)*IF('DBH-Upgrade'!$K$6='DBH-Upgrade'!$K$8,$BZ2116,($BE2102/(($F2102-18)/100))))+((($B2102-18)/100)*$CA2116))*$CD2116,0)))","v":{"$error":"#VALUE!"}},{"$f":"IF($B2102>$F2102,0,IF($C2102>$G2102,0,ROUND(((($F2102-$B2102)/100)*IF('DBH-Upgrade'!$K$6='DBH-Upgrade'!$K$8,$BZ2116,($BE2102/(($F2102-18)/100))))+((($B2102-18)/100)*$CA2116),0)))","v":{"$error":"#VALUE!"}},{"v":1.5,"d":"1.500"},1.08,1.08,1.08,111,{"$f":"IF($B2102>$F2102,0,IF($C2102>$G2102,0,ROUND(((($F2102-$B2102)/100)*(IF('DBH-Upgrade'!$K$6='DBH-Upgrade'!$K$8,$BZ2116,($BE2102/(($F2102-18)/100))))*$CH2116)+((($B2102-18)/100)*$CA2116*$CE2116*$CG2116),0)))","v":{"$error":"#VALUE!"}},{"$f":"IF($B2102>$F2102,0,IF($C2102>$G2102,0,ROUND(((($F2102-$B2102)/100)*(IF('DBH-Upgrade'!$K$6='DBH-Upgrade'!$K$8,$BZ2116,($BE2102/(($F2102-18)/100))))*$CH2116)+((($B2102-18)/100)*$CA2116*$CD2116*$CG2116),0)))","v":{"$error":"#VALUE!"}},{"$f":"IF($B2102>$F2102,0,IF($C2102>$G2102,0,ROUND(((($F2102-$B2102)/100)*(IF('DBH-Upgrade'!$K$6='DBH-Upgrade'!$K$8,$BZ2116,($BE2102/(($F2102-18)/100))))*$CH2116)+((($B2102-18)/100)*$CA2116*$CG2116),0)))","v":{"$error":"#VALUE!"}},6,{"$error":"#VALUE!"},{"$error":"#VALUE!"},{"$error":"#VALUE!"},{"v":1.7422328025221452E-4,"d":"0.00"},{"$error":"#VALUE!"},{"$error":"#VALUE!"},{"$error":"#VALUE!"},0.0001276,1.7219,2,3.76611E-4,{"$f":"IF($B2102>$F2102,0,IF($C2102>$G2102,0,ROUND((((($F2102-$B2102)/100)*IF('DBH-Upgrade'!$K$6='DBH-Upgrade'!$K$8,$CC2116,($BF2102/(($F2102-18)/100))))+((($B2102-18)/100)*$CB2116))*IF($E2102>50,IF($G2102=11,(1-(($E2102-50)*0.005)),IF($G2102=16,(1-(($E2102-50)*0.005)),IF($G2102=21,(1-(($E2102-50)*0.005)),1))),1)*$CE2116,0)))","v":{"$error":"#VALUE!"}},{"$f":"IF($B2102>$F2102,0,IF($C2102>$G2102,0,ROUND((((($F2102-$B2102)/100)*IF('DBH-Upgrade'!$K$6='DBH-Upgrade'!$K$8,$CC2116,($BF2102/(($F2102-18)/100))))+((($B2102-18)/100)*$CB2116))*IF($E2102>50,IF($G2102=11,(1-(($E2102-50)*0.005)),IF($G2102=16,(1-(($E2102-50)*0.005)),IF($G2102=21,(1-(($E2102-50)*0.005)),1))),1)*$CD2116,0)))","v":{"$error":"#VALUE!"}},{"$f":"IF($B2102>$F2102,0,IF($C2102>$G2102,0,ROUND((((($F2102-$B2102)/100)*IF('DBH-Upgrade'!$K$6='DBH-Upgrade'!$K$8,$CC2116,($BF2102/(($F2102-18)/100))))+((($B2102-18)/100)*$CB2116))*IF($E2102>50,IF($G2102=11,(1-(($E2102-50)*0.005)),IF($G2102=16,(1-(($E2102-50)*0.005)),IF($G2102=21,(1-(($E2102-50)*0.005)),1))),1),0)))","v":{"$error":"#VALUE!"}},0.95,0.95,0.95,{"$f":"AK2102*POWER(CF_cool,AN2102)","v":{"$error":"#VALUE!"}},{"$f":"AL2102*POWER(CF_cool,AO2102)","v":{"$error":"#VALUE!"}},{"$f":"AM2102*POWER(CF_cool,AP2102)","v":{"$error":"#VALUE!"}},{"$error":"#VALUE!"},{"$error":"#VALUE!"},{"$error":"#VALUE!"},{"$error":"#VALUE!"},{"$error":"#VALUE!"},{"$error":"#VALUE!"},1.2,6,6.7,9,null,1715,null,{"v":0.8,"d":"80%"},null,null,0,11.8,13.7,21.85,null,1,1,1,{"$error":"#VALUE!"},{"$error":"#VALUE!"},{"$error":"#VALUE!"},null,{"$error":"#VALUE!"},{"$error":"#VALUE!"},{"$error":"#VALUE!"},{"$error":"#VALUE!"},{"$error":"#VALUE!"},3301,508,{"$error":"#VALUE!"},0.7555553480649244,0.7038387772986681,null,0.16320641939358696,0.08064538055291112,0.783779121140337,0.783779121140337,null,0]
[{"$f":"CONCATENATE(D2107,E2107,F2107,G2107,C2107)","v":"3301001610"},{"$f":"'DBH-Upgrade'!$K$8-$CL2107","v":80},10,3,30,100,16,16.5,0,26,30,43,{"v":1006.4000000000001,"d":"1006"},{"$f":"IF($B2107>$F2107,0,IF($C2107>$G2107,0,ROUND((((($F2107-$B2107)/100)*IF('DBH-Upgrade'!$K$6='DBH-Upgrade'!$K$8,$BZ2121,($BE2107/(($F2107-18)/100))))+((($B2107-18)/100)*$CA2121))*$CE2121,0)))","v":{"$error":"#VALUE!"}},{"$f":"IF($B2107>$F2107,0,IF($C2107>$G2107,0,ROUND((((($F2107-$B2107)/100)*IF('DBH-Upgrade'!$K$6='DBH-Upgrade'!$K$8,$BZ2121,($BE2107/(($F2107-18)/100))))+((($B2107-18)/100)*$CA2121))*$CD2121,0)))","v":{"$error":"#VALUE!"}},{"$f":"IF($B2107>$F2107,0,IF($C2107>$G2107,0,ROUND(((($F2107-$B2107)/100)*IF('DBH-Upgrade'!$K$6='DBH-Upgrade'!$K$8,$BZ2121,($BE2107/(($F2107-18)/100))))+((($B2107-18)/100)*$CA2121),0)))","v":{"$error":"#VALUE!"}},{"v":1.5,"d":"1.500"},1.1,1.1,1.1,81,{"$f":"IF($B2107>$F2107,0,IF($C2107>$G2107,0,ROUND(((($F2107-$B2107)/100)*(IF('DBH-Upgrade'!$K$6='DBH-Upgrade'!$K$8,$BZ2121,($BE2107/(($F2107-18)/100))))*$CH2121)+((($B2107-18)/100)*$CA2121*$CE2121*$CG2121),0)))","v":{"$error":"#VALUE!"}},{"$f":"IF($B2107>$F2107,0,IF($C2107>$G2107,0,ROUND(((($F2107-$B2107)/100)*(IF('DBH-Upgrade'!$K$6='DBH-Upgrade'!$K$8,$BZ2121,($BE2107/(($F2107-18)/100))))*$CH2121)+((($B2107-18)/100)*$CA2121*$CD2121*$CG2121),0)))","v":{"$error":"#VALUE!"}},{"$f":"IF($B2107>$F2107,0,IF($C2107>$G2107,0,ROUND(((($F2107-$B2107)/100)*(IF('DBH-Upgrade'!$K$6='DBH-Upgrade'!$K$8,$BZ2121,($BE2107/(($F2107-18)/100))))*$CH2121)+((($B2107-18)/100)*$CA2121*$CG2121),0)))","v":{"$error":"#VALUE!"}},4,{"$error":"#VALUE!"},{"$error":"#VALUE!"},{"$error":"#VALUE!"},{"v":2.9466862871399178E-4,"d":"0.00"},{"$error":"#VALUE!"},{"$error":"#VALUE!"},{"$error":"#VALUE!"},0.0002083,1.724,4,1.392796E-3,{"$f":"IF($B2107>$F2107,0,IF($C2107>$G2107,0,ROUND((((($F2107-$B2107)/100)*IF('DBH-Upgrade'!$K$6='DBH-Upgrade'!$K$8,$CC2121,($BF2107/(($F2107-18)/100))))+((($B2107-18)/100)*$CB2121))*IF($E2107>50,IF($G2107=11,(1-(($E2107-50)*0.005)),IF($G2107=16,(1-(($E2107-50)*0.005)),IF($G2107=21,(1-(($E2107-50)*0.005)),1))),1)*$CE2121,0)))","v":{"$error":"#VALUE!"}},{"$f":"IF($B2107>$F2107,0,IF($C2107>$G2107,0,ROUND((((($F2107-$B2107)/100)*IF('DBH-Upgrade'!$K$6='DBH-Upgrade'!$K$8,$CC2121,($BF2107/(($F2107-18)/100))))+((($B2107-18)/100)*$CB2121))*IF($E2107>50,IF($G2107=11,(1-(($E2107-50)*0.005)),IF($G2107=16,(1-(($E2107-50)*0.005)),IF($G2107=21,(1-(($E2107-50)*0.005)),1))),1)*$CD2121,0)))","v":{"$error":"#VALUE!"}},{"$f":"IF($B2107>$F2107,0,IF($C2107>$G2107,0,ROUND((((($F2107-$B2107)/100)*IF('DBH-Upgrade'!$K$6='DBH-Upgrade'!$K$8,$CC2121,($BF2107/(($F2107-18)/100))))+((($B2107-18)/100)*$CB2121))*IF($E2107>50,IF($G2107=11,(1-(($E2107-50)*0.005)),IF($G2107=16,(1-(($E2107-50)*0.005)),IF($G2107=21,(1-(($E2107-50)*0.005)),1))),1),0)))","v":{"$error":"#VALUE!"}},0.95,0.95,0.95,{"$f":"AK2107*POWER(CF_cool,AN2107)","v":{"$error":"#VALUE!"}},{"$f":"AL2107*POWER(CF_cool,AO2107)","v":{"$error":"#VALUE!"}},{"$f":"AM2107*POWER(CF_cool,AP2107)","v":{"$error":"#VALUE!"}},{"$error":"#VALUE!"},{"$error":"#VALUE!"},{"$error":"#VALUE!"},{"$error":"#VALUE!"},{"$error":"#VALUE!"},{"$error":"#VALUE!"},{"v":2,"d":"2.0"},6,6.7,9,null,1480,null,{"v":0.68,"d":"68%"},null,null,0,11.8,13.7,21.85,null,1,1,1,{"$error":"#VALUE!"},{"$error":"#VALUE!"},{"$error":"#VALUE!"},null,{"$error":"#VALUE!"},{"$error":"#VALUE!"},{"$error":"#VALUE!"},{"$error":"#VALUE!"},2263,3445,577,50,0.8284588613790702,0.7713393602007246,null,0.15781864009190116,0.08064538055291112,0.7952052041594007,0.7952052041594007,null,{"$f":"IF($G2107=10,IF($F2107=280,20,IF($F2107=300,40,0)),IF($G2107=11,IF($F2107=280,20,IF($F2107=300,40,0)),IF($G2107=15,IF($F2107=70,10,IF($F2107=110,10,IF($F2107=180,20,IF($F2107=260,20,IF($F2107=300,20,0))))),IF($G2107=16,IF($F2107=70,10,IF($F2107=110,10,IF($F2107=180,20,IF($F2107=260,20,IF($F2107=300,20,0))))),IF($G2107=20,IF($F2107=70,10,IF($F2107=110,10,IF($F2107=180,20,IF($F2107=260,20,IF($F2107=300,20,0))))),IF($G2107=21,IF($F2107=70,10,IF($F2107=110,10,IF($F2107=180,20,IF($F2107=260,20,IF($F2107=300,20,0))))),\"Error\"))))))","v":0}]
["3301102010",{"$f":"'DBH-Upgrade'!$K$8-$CL2114","v":70},10,3,30,110,20,21.5,0,26,30,43.5,{"v":1677.6000000000001,"d":"1678"},{"$f":"IF($B2114>$F2114,0,IF($C2114>$G2114,0,ROUND((((($F2114-$B2114)/100)*IF('DBH-Upgrade'!$K$6='DBH-Upgrade'!$K$8,$BZ2128,($BE2114/(($F2114-18)/100))))+((($B2114-18)/100)*$CA2128))*$CE2128,0)))","v":{"$error":"#VALUE!"}},{"$f":"IF($B2114>$F2114,0,IF($C2114>$G2114,0,ROUND((((($F2114-$B2114)/100)*IF('DBH-Upgrade'!$K$6='DBH-Upgrade'!$K$8,$BZ2128,($BE2114/(($F2114-18)/100))))+((($B2114-18)/100)*$CA2128))*$CD2128,0)))","v":{"$error":"#VALUE!"}},{"$f":"IF($B2114>$F2114,0,IF($C2114>$G2114,0,ROUND(((($F2114-$B2114)/100)*IF('DBH-Upgrade'!$K$6='DBH-Upgrade'!$K$8,$BZ2128,($BE2114/(($F2114-18)/100))))+((($B2114-18)/100)*$CA2128),0)))","v":{"$error":"#VALUE!"}},{"v":1.5,"d":"1.500"},1.08,1.08,1.08,135,{"$f":"IF($B2114>$F2114,0,IF($C2114>$G2114,0,ROUND(((($F2114-$B2114)/100)*(IF('DBH-Upgrade'!$K$6='DBH-Upgrade'!$K$8,$BZ2128,($BE2114/(($F2114-18)/100))))*$CH2128)+((($B2114-18)/100)*$CA2128*$CE2128*$CG2128),0)))","v":{"$error":"#VALUE!"}},{"$f":"IF($B2114>$F2114,0,IF($C2114>$G2114,0,ROUND(((($F2114-$B2114)/100)*(IF('DBH-Upgrade'!$K$6='DBH-Upgrade'!$K$8,$BZ2128,($BE2114/(($F2114-18)/100))))*$CH2128)+((($B2114-18)/100)*$CA2128*$CD2128*$CG2128),0)))","v":{"$error":"#VALUE!"}},{"$f":"IF($B2114>$F2114,0,IF($C2114>$G2114,0,ROUND(((($F2114-$B2114)/100)*(IF('DBH-Upgrade'!$K$6='DBH-Upgrade'!$K$8,$BZ2128,($BE2114/(($F2114-18)/100))))*$CH2128)+((($B2114-18)/100)*$CA2128*$CG2128),0)))","v":{"$error":"#VALUE!"}},7,{"$error":"#VALUE!"},{"$error":"#VALUE!"},{"$error":"#VALUE!"},{"v":2.4904146974253483E-4,"d":"0.00"},{"$error":"#VALUE!"},{"$error":"#VALUE!"},{"$error":"#VALUE!"},0.0001276,1.7219,2,3.76611E-4,{"$f":"IF($B2114>$F2114,0,IF($C2114>$G2114,0,ROUND((((($F2114-$B2114)/100)*IF('DBH-Upgrade'!$K$6='DBH-Upgrade'!$K$8,$CC2128,($BF2114/(($F2114-18)/100))))+((($B2114-18)/100)*$CB2128))*IF($E2114>50,IF($G2114=11,(1-(($E2114-50)*0.005)),IF($G2114=16,(1-(($E2114-50)*0.005)),IF($G2114=21,(1-(($E2114-50)*0.005)),1))),1)*$CE2128,0)))","v":{"$error":"#VALUE!"}},{"$f":"IF($B2114>$F2114,0,IF($C2114>$G2114,0,ROUND((((($F2114-$B2114)/100)*IF('DBH-Upgrade'!$K$6='DBH-Upgrade'!$K$8,$CC2128,($BF2114/(($F2114-18)/100))))+((($B2114-18)/100)*$CB2128))*IF($E2114>50,IF($G2114=11,(1-(($E2114-50)*0.005)),IF($G2114=16,(1-(($E2114-50)*0.005)),IF($G2114=21,(1-(($E2114-50)*0.005)),1))),1)*$CD2128,0)))","v":{"$error":"#VALUE!"}},{"$f":"IF($B2114>$F2114,0,IF($C2114>$G2114,0,ROUND((((($F2114-$B2114)/100)*IF('DBH-Upgrade'!$K$6='DBH-Upgrade'!$K$8,$CC2128,($BF2114/(($F2114-18)/100))))+((($B2114-18)/100)*$CB2128))*IF($E2114>50,IF($G2114=11,(1-(($E2114-50)*0.005)),IF($G2114=16,(1-(($E2114-50)*0.005)),IF($G2114=21,(1-(($E2114-50)*0.005)),1))),1),0)))","v":{"$error":"#VALUE!"}},0.95,0.95,0.95,{"$f":"AK2114*POWER(CF_cool,AN2114)","v":{"$error":"#VALUE!"}},{"$f":"AL2114*POWER(CF_cool,AO2114)","v":{"$error":"#VALUE!"}},{"$f":"AM2114*POWER(CF_cool,AP2114)","v":{"$error":"#VALUE!"}},{"$error":"#VALUE!"},{"$error":"#VALUE!"},{"$error":"#VALUE!"},{"$error":"#VALUE!"},{"$error":"#VALUE!"},{"$error":"#VALUE!"},1.5,6,6.7,9,null,2097,null,{"v":0.8,"d":"80%"},null,null,0,11.8,13.7,21.85,null,1,1,1,{"$error":"#VALUE!"},{"$error":"#VALUE!"},{"$error":"#VALUE!"},null,{"$error":"#VALUE!"},{"$error":"#VALUE!"},{"$error":"#VALUE!"},{"$error":"#VALUE!"},{"$error":"#VALUE!"},3301,508,{"$error":"#VALUE!"},0.7342980293974435,0.6854011253923185,null,0.16320641939358696,0.08064538055291112,0.783779121140337,0.783779121140337,null,10]
["3301201610",{"$f":"'DBH-Upgrade'!$K$8-$CL2119","v":80},10,3,30,120,16,16.5,0,26,30,44,{"v":1207.68,"d":"1208"},{"$f":"IF($B2119>$F2119,0,IF($C2119>$G2119,0,ROUND((((($F2119-$B2119)/100)*IF('DBH-Upgrade'!$K$6='DBH-Upgrade'!$K$8,$BZ2133,($BE2119/(($F2119-18)/100))))+((($B2119-18)/100)*$CA2133))*$CE2133,0)))","v":{"$error":"#VALUE!"}},{"$f":"IF($B2119>$F2119,0,IF($C2119>$G2119,0,ROUND((((($F2119-$B2119)/100)*IF('DBH-Upgrade'!$K$6='DBH-Upgrade'!$K$8,$BZ2133,($BE2119/(($F2119-18)/100))))+((($B2119-18)/100)*$CA2133))*$CD2133,0)))","v":{"$error":"#VALUE!"}},{"$f":"IF($B2119>$F2119,0,IF($C2119>$G2119,0,ROUND(((($F2119-$B2119)/100)*IF('DBH-Upgrade'!$K$6='DBH-Upgrade'!$K$8,$BZ2133,($BE2119/(($F2119-18)/100))))+((($B2119-18)/100)*$CA2133),0)))","v":{"$error":"#VALUE!"}},{"v":1.5,"d":"1.500"},1.1,1.1,1.1,97,{"$f":"IF($B2119>$F2119,0,IF($C2119>$G2119,0,ROUND(((($F2119-$B2119)/100)*(IF('DBH-Upgrade'!$K$6='DBH-Upgrade'!$K$8,$BZ2133,($BE2119/(($F2119-18)/100))))*$CH2133)+((($B2119-18)/100)*$CA2133*$CE2133*$CG2133),0)))","v":{"$error":"#VALUE!"}},{"$f":"IF($B2119>$F2119,0,IF($C2119>$G2119,0,ROUND(((($F2119-$B2119)/100)*(IF('DBH-Upgrade'!$K$6='DBH-Upgrade'!$K$8,$BZ2133,($BE2119/(($F2119-18)/100))))*$CH2133)+((($B2119-18)/100)*$CA2133*$CD2133*$CG2133),0)))","v":{"$error":"#VALUE!"}},{"$f":"IF($B2119>$F2119,0,IF($C2119>$G2119,0,ROUND(((($F2119-$B2119)/100)*(IF('DBH-Upgrade'!$K$6='DBH-Upgrade'!$K$8,$BZ2133,($BE2119/(($F2119-18)/100))))*$CH2133)+((($B2119-18)/100)*$CA2133*$CG2133),0)))","v":{"$error":"#VALUE!"}},5,{"$error":"#VALUE!"},{"$error":"#VALUE!"},{"$error":"#VALUE!"},{"v":4.7948451151732737E-4,"d":"0.00"},{"$error":"#VALUE!"},{"$error":"#VALUE!"},{"$error":"#VALUE!"},0.0002083,1.724,4,1.392796E-3,{"$f":"IF($B2119>$F2119,0,IF($C2119>$G2119,0,ROUND((((($F2119-$B2119)/100)*IF('DBH-Upgrade'!$K$6='DBH-Upgrade'!$K$8,$CC2133,($BF2119/(($F2119-18)/100))))+((($B2119-18)/100)*$CB2133))*IF($E2119>50,IF($G2119=11,(1-(($E2119-50)*0.005)),IF($G2119=16,(1-(($E2119-50)*0.005)),IF($G2119=21,(1-(($E2119-50)*0.005)),1))),1)*$CE2133,0)))","v":{"$error":"#VALUE!"}},{"$f":"IF($B2119>$F2119,0,IF($C2119>$G2119,0,ROUND((((($F2119-$B2119)/100)*IF('DBH-Upgrade'!$K$6='DBH-Upgrade'!$K$8,$CC2133,($BF2119/(($F2119-18)/100))))+((($B2119-18)/100)*$CB2133))*IF($E2119>50,IF($G2119=11,(1-(($E2119-50)*0.005)),IF($G2119=16,(1-(($E2119-50)*0.005)),IF($G2119=21,(1-(($E2119-50)*0.005)),1))),1)*$CD2133,0)))","v":{"$error":"#VALUE!"}},{"$f":"IF($B2119>$F2119,0,IF($C2119>$G2119,0,ROUND((((($F2119-$B2119)/100)*IF('DBH-Upgrade'!$K$6='DBH-Upgrade'!$K$8,$CC2133,($BF2119/(($F2119-18)/100))))+((($B2119-18)/100)*$CB2133))*IF($E2119>50,IF($G2119=11,(1-(($E2119-50)*0.005)),IF($G2119=16,(1-(($E2119-50)*0.005)),IF($G2119=21,(1-(($E2119-50)*0.005)),1))),1),0)))","v":{"$error":"#VALUE!"}},0.95,0.95,0.95,{"$f":"AK2119*POWER(CF_cool,AN2119)","v":{"$error":"#VALUE!"}},{"$f":"AL2119*POWER(CF_cool,AO2119)","v":{"$error":"#VALUE!"}},{"$f":"AM2119*POWER(CF_cool,AP2119)","v":{"$error":"#VALUE!"}},{"$error":"#VALUE!"},{"$error":"#VALUE!"},{"$error":"#VALUE!"},{"$error":"#VALUE!"},{"$error":"#VALUE!"},{"$error":"#VALUE!"},2.4,6,6.7,9,null,1776,null,{"v":0.68,"d":"68%"},null,null,0,11.8,13.7,21.85,null,1,1,1,{"$error":"#VALUE!"},{"$error":"#VALUE!"},{"$error":"#VALUE!"},null,{"$error":"#VALUE!"},{"$error":"#VALUE!"},{"$error":"#VALUE!"},{"$error":"#VALUE!"},2263,3445,577,50,0.8146699660963719,0.7561986894808467,null,0.15781864009190116,0.08064538055291112,0.7952052041594007,0.7952052041594007,null,0]
["3301402110",{"$f":"'DBH-Upgrade'!$K$8-$CL2127","v":80},10,3,30,140,21,21.5,0,26,30,44.8,{"v":2181.6,"d":"2182"},{"$f":"IF($B2127>$F2127,0,IF($C2127>$G2127,0,ROUND((((($F2127-$B2127)/100)*IF('DBH-Upgrade'!$K$6='DBH-Upgrade'!$K$8,$BZ2141,($BE2127/(($F2127-18)/100))))+((($B2127-18)/100)*$CA2141))*$CE2141,0)))","v":{"$error":"#VALUE!"}},{"$f":"IF($B2127>$F2127,0,IF($C2127>$G2127,0,ROUND((((($F2127-$B2127)/100)*IF('DBH-Upgrade'!$K$6='DBH-Upgrade'!$K$8,$BZ2141,($BE2127/(($F2127-18)/100))))+((($B2127-18)/100)*$CA2141))*$CD2141,0)))","v":{"$error":"#VALUE!"}},{"$f":"IF($B2127>$F2127,0,IF($C2127>$G2127,0,ROUND(((($F2127-$B2127)/100)*IF('DBH-Upgrade'!$K$6='DBH-Upgrade'!$K$8,$BZ2141,($BE2127/(($F2127-18)/100))))+((($B2127-18)/100)*$CA2141),0)))","v":{"$error":"#VALUE!"}},{"v":1.5,"d":"1.500"},1.05,1.05,1.05,176,{"$f":"IF($B2127>$F2127,0,IF($C2127>$G2127,0,ROUND(((($F2127-$B2127)/100)*(IF('DBH-Upgrade'!$K$6='DBH-Upgrade'!$K$8,$BZ2141,($BE2127/(($F2127-18)/100))))*$CH2141)+((($B2127-18)/100)*$CA2141*$CE2141*$CG2141),0)))","v":{"$error":"#VALUE!"}},{"$f":"IF($B2127>$F2127,0,IF($C2127>$G2127,0,ROUND(((($F2127-$B2127)/100)*(IF('DBH-Upgrade'!$K$6='DBH-Upgrade'!$K$8,$BZ2141,($BE2127/(($F2127-18)/100))))*$CH2141)+((($B2127-18)/100)*$CA2141*$CD2141*$CG2141),0)))","v":{"$error":"#VALUE!"}},{"$f":"IF($B2127>$F2127,0,IF($C2127>$G2127,0,ROUND(((($F2127-$B2127)/100)*(IF('DBH-Upgrade'!$K$6='DBH-Upgrade'!$K$8,$BZ2141,($BE2127/(($F2127-18)/100))))*$CH2141)+((($B2127-18)/100)*$CA2141*$CG2141),0)))","v":{"$error":"#VALUE!"}},9,{"$error":"#VALUE!"},{"$error":"#VALUE!"},{"$error":"#VALUE!"},{"v":6.843809475356791E-4,"d":"0.00"},{"$error":"#VALUE!"},{"$error":"#VALUE!"},{"$error":"#VALUE!"},0.0001276,1.7219,4,0.000514201,{"$f":"IF($B2127>$F2127,0,IF($C2127>$G2127,0,ROUND((((($F2127-$B2127)/100)*IF('DBH-Upgrade'!$K$6='DBH-Upgrade'!$K$8,$CC2141,($BF2127/(($F2127-18)/100))))+((($B2127-18)/100)*$CB2141))*IF($E2127>50,IF($G2127=11,(1-(($E2127-50)*0.005)),IF($G2127=16,(1-(($E2127-50)*0.005)),IF($G2127=21,(1-(($E2127-50)*0.005)),1))),1)*$CE2141,0)))","v":{"$error":"#VALUE!"}},{"$f":"IF($B2127>$F2127,0,IF($C2127>$G2127,0,ROUND((((($F2127-$B2127)/100)*IF('DBH-Upgrade'!$K$6='DBH-Upgrade'!$K$8,$CC2141,($BF2127/(($F2127-18)/100))))+((($B2127-18)/100)*$CB2141))*IF($E2127>50,IF($G2127=11,(1-(($E2127-50)*0.005)),IF($G2127=16,(1-(($E2127-50)*0.005)),IF($G2127=21,(1-(($E2127-50)*0.005)),1))),1)*$CD2141,0)))","v":{"$error":"#VALUE!"}},{"$f":"IF($B2127>$F2127,0,IF($C2127>$G2127,0,ROUND((((($F2127-$B2127)/100)*IF('DBH-Upgrade'!$K$6='DBH-Upgrade'!$K$8,$CC2141,($BF2127/(($F2127-18)/100))))+((($B2127-18)/100)*$CB2141))*IF($E2127>50,IF($G2127=11,(1-(($E2127-50)*0.005)),IF($G2127=16,(1-(($E2127-50)*0.005)),IF($G2127=21,(1-(($E2127-50)*0.005)),1))),1),0)))","v":{"$error":"#VALUE!"}},0.85,0.85,0.85,{"$f":"AK2127*POWER(CF_cool,AN2127)","v":{"$error":"#VALUE!"}},{"$f":"AL2127*POWER(CF_cool,AO2127)","v":{"$error":"#VALUE!"}},{"$f":"AM2127*POWER(CF_cool,AP2127)","v":{"$error":"#VALUE!"}},{"$error":"#VALUE!"},{"$error":"#VALUE!"},{"$error":"#VALUE!"},{"$error":"#VALUE!"},{"$error":"#VALUE!"},{"$error":"#VALUE!"},3.7,6,6.7,9,null,2727,null,{"v":0.8,"d":"80%"},null,null,0,11.8,13.7,21.85,null,1,1,1,{"$error":"#VALUE!"},{"$error":"#VALUE!"},{"$error":"#VALUE!"},null,{"$error":"#VALUE!"},{"$error":"#VALUE!"},{"$error":"#VALUE!"},{"$error":"#VALUE!"},{"$error":"#VALUE!"},4479,834,{"$error":"#VALUE!"},0.7254135990953521,0.6774634004202911,null,0.15781864009190116,0.08064538055291112,0.7952052041594007,0.7952052041594007,null,0]
["3301602010",{"$f":"'DBH-Upgrade'!$K$8-$CL2132","v":80},10,3,30,160,20,21.5,0,26,30,45.5,2440,{"$f":"IF($B2132>$F2132,0,IF($C2132>$G2132,0,ROUND((((($F2132-$B2132)/100)*IF('DBH-Upgrade'!$K$6='DBH-Upgrade'!$K$8,$BZ2146,($BE2132/(($F2132-18)/100))))+((($B2132-18)/100)*$CA2146))*$CE2146,0)))","v":{"$error":"#VALUE!"}},{"$f":"IF($B2132>$F2132,0,IF($C2132>$G2132,0,ROUND((((($F2132-$B2132)/100)*IF('DBH-Upgrade'!$K$6='DBH-Upgrade'!$K$8,$BZ2146,($BE2132/(($F2132-18)/100))))+((($B2132-18)/100)*$CA2146))*$CD2146,0)))","v":{"$error":"#VALUE!"}},{"$f":"IF($B2132>$F2132,0,IF($C2132>$G2132,0,ROUND(((($F2132-$B2132)/100)*IF('DBH-Upgrade'!$K$6='DBH-Upgrade'!$K$8,$BZ2146,($BE2132/(($F2132-18)/100))))+((($B2132-18)/100)*$CA2146),0)))","v":{"$error":"#VALUE!"}},{"v":1.5,"d":"1.500"},1.08,1.08,1.08,197,{"$f":"IF($B2132>$F2132,0,IF($C2132>$G2132,0,ROUND(((($F2132-$B2132)/100)*(IF('DBH-Upgrade'!$K$6='DBH-Upgrade'!$K$8,$BZ2146,($BE2132/(($F2132-18)/100))))*$CH2146)+((($B2132-18)/100)*$CA2146*$CE2146*$CG2146),0)))","v":{"$error":"#VALUE!"}},{"$f":"IF($B2132>$F2132,0,IF($C2132>$G2132,0,ROUND(((($F2132-$B2132)/100)*(IF('DBH-Upgrade'!$K$6='DBH-Upgrade'!$K$8,$BZ2146,($BE2132/(($F2132-18)/100))))*$CH2146)+((($B2132-18)/100)*$CA2146*$CD2146*$CG2146),0)))","v":{"$error":"#VALUE!"}},{"$f":"IF($B2132>$F2132,0,IF($C2132>$G2132,0,ROUND(((($F2132-$B2132)/100)*(IF('DBH-Upgrade'!$K$6='DBH-Upgrade'!$K$8,$BZ2146,($BE2132/(($F2132-18)/100))))*$CH2146)+((($B2132-18)/100)*$CA2146*$CG2146),0)))","v":{"$error":"#VALUE!"}},10,{"$error":"#VALUE!"},{"$error":"#VALUE!"},{"$error":"#VALUE!"},{"v":5.6101994246442253E-4,"d":"0.00"},{"$error":"#VALUE!"},{"$error":"#VALUE!"},{"$error":"#VALUE!"},0.0001276,1.7219,2,3.76611E-4,{"$f":"IF($B2132>$F2132,0,IF($C2132>$G2132,0,ROUND((((($F2132-$B2132)/100)*IF('DBH-Upgrade'!$K$6='DBH-Upgrade'!$K$8,$CC2146,($BF2132/(($F2132-18)/100))))+((($B2132-18)/100)*$CB2146))*IF($E2132>50,IF($G2132=11,(1-(($E2132-50)*0.005)),IF($G2132=16,(1-(($E2132-50)*0.005)),IF($G2132=21,(1-(($E2132-50)*0.005)),1))),1)*$CE2146,0)))","v":{"$error":"#VALUE!"}},{"$f":"IF($B2132>$F2132,0,IF($C2132>$G2132,0,ROUND((((($F2132-$B2132)/100)*IF('DBH-Upgrade'!$K$6='DBH-Upgrade'!$K$8,$CC2146,($BF2132/(($F2132-18)/100))))+((($B2132-18)/100)*$CB2146))*IF($E2132>50,IF($G2132=11,(1-(($E2132-50)*0.005)),IF($G2132=16,(1-(($E2132-50)*0.005)),IF($G2132=21,(1-(($E2132-50)*0.005)),1))),1)*$CD2146,0)))","v":{"$error":"#VALUE!"}},{"$f":"IF($B2132>$F2132,0,IF($C2132>$G2132,0,ROUND((((($F2132-$B2132)/100)*IF('DBH-Upgrade'!$K$6='DBH-Upgrade'!$K$8,$CC2146,($BF2132/(($F2132-18)/100))))+((($B2132-18)/100)*$CB2146))*IF($E2132>50,IF($G2132=11,(1-(($E2132-50)*0.005)),IF($G2132=16,(1-(($E2132-50)*0.005)),IF($G2132=21,(1-(($E2132-50)*0.005)),1))),1),0)))","v":{"$error":"#VALUE!"}},0.95,0.95,0.95,{"$f":"AK2132*POWER(CF_cool,AN2132)","v":{"$error":"#VALUE!"}},{"$f":"AL2132*POWER(CF_cool,AO2132)","v":{"$error":"#VALUE!"}},{"$f":"AM2132*POWER(CF_cool,AP2132)","v":{"$error":"#VALUE!"}},{"$error":"#VALUE!"},{"$error":"#VALUE!"},{"$error":"#VALUE!"},{"$error":"#VALUE!"},{"$error":"#VALUE!"},{"$error":"#VALUE!"},2.1,6,6.7,9,null,3050,null,{"v":0.8,"d":"80%"},null,null,0,11.8,13.7,21.85,null,1,1,1,{"$error":"#VALUE!"},{"$error":"#VALUE!"},{"$error":"#VALUE!"},null,{"$error":"#VALUE!"},{"$error":"#VALUE!"},{"$error":"#VALUE!"},{"$error":"#VALUE!"},{"$error":"#VALUE!"},3301,508,{"$error":"#VALUE!"},0.718791222592855,0.671228725846115,null,0.16320641939358696,0.08064538055291112,0.783779121140337,0.783779121140337,null,0]
["3301802110",{"$f":"'DBH-Upgrade'!$K$8-$CL2139","v":60},10,3,30,180,21,21.5,0,26,30,46,{"v":2804.8,"d":"2805"},{"$f":"IF($B2139>$F2139,0,IF($C2139>$G2139,0,ROUND((((($F2139-$B2139)/100)*IF('DBH-Upgrade'!$K$6='DBH-Upgrade'!$K$8,$BZ2153,($BE2139/(($F2139-18)/100))))+((($B2139-18)/100)*$CA2153))*$CE2153,0)))","v":{"$error":"#VALUE!"}},{"$f":"IF($B2139>$F2139,0,IF($C2139>$G2139,0,ROUND((((($F2139-$B2139)/100)*IF('DBH-Upgrade'!$K$6='DBH-Upgrade'!$K$8,$BZ2153,($BE2139/(($F2139-18)/100))))+((($B2139-18)/100)*$CA2153))*$CD2153,0)))","v":{"$error":"#VALUE!"}},{"$f":"IF($B2139>$F2139,0,IF($C2139>$G2139,0,ROUND(((($F2139-$B2139)/100)*IF('DBH-Upgrade'!$K$6='DBH-Upgrade'!$K$8,$BZ2153,($BE2139/(($F2139-18)/100))))+((($B2139-18)/100)*$CA2153),0)))","v":{"$error":"#VALUE!"}},{"v":1.5,"d":"1.500"},1.05,1.05,1.05,226,{"$f":"IF($B2139>$F2139,0,IF($C2139>$G2139,0,ROUND(((($F2139-$B2139)/100)*(IF('DBH-Upgrade'!$K$6='DBH-Upgrade'!$K$8,$BZ2153,($BE2139/(($F2139-18)/100))))*$CH2153)+((($B2139-18)/100)*$CA2153*$CE2153*$CG2153),0)))","v":{"$error":"#VALUE!"}},{"$f":"IF($B2139>$F2139,0,IF($C2139>$G2139,0,ROUND(((($F2139-$B2139)/100)*(IF('DBH-Upgrade'!$K$6='DBH-Upgrade'!$K$8,$BZ2153,($BE2139/(($F2139-18)/100))))*$CH2153)+((($B2139-18)/100)*$CA2153*$CD2153*$CG2153),0)))","v":{"$error":"#VALUE!"}},{"$f":"IF($B2139>$F2139,0,IF($C2139>$G2139,0,ROUND(((($F2139-$B2139)/100)*(IF('DBH-Upgrade'!$K$6='DBH-Upgrade'!$K$8,$BZ2153,($BE2139/(($F2139-18)/100))))*$CH2153)+((($B2139-18)/100)*$CA2153*$CG2153),0)))","v":{"$error":"#VALUE!"}},12,{"$error":"#VALUE!"},{"$error":"#VALUE!"},{"$error":"#VALUE!"},{"v":1.3232799067353336E-3,"d":"0.00"},{"$error":"#VALUE!"},{"$error":"#VALUE!"},{"$error":"#VALUE!"},0.0001276,1.7219,4,0.000514201,{"$f":"IF($B2139>$F2139,0,IF($C2139>$G2139,0,ROUND((((($F2139-$B2139)/100)*IF('DBH-Upgrade'!$K$6='DBH-Upgrade'!$K$8,$CC2153,($BF2139/(($F2139-18)/100))))+((($B2139-18)/100)*$CB2153))*IF($E2139>50,IF($G2139=11,(1-(($E2139-50)*0.005)),IF($G2139=16,(1-(($E2139-50)*0.005)),IF($G2139=21,(1-(($E2139-50)*0.005)),1))),1)*$CE2153,0)))","v":{"$error":"#VALUE!"}},{"$f":"IF($B2139>$F2139,0,IF($C2139>$G2139,0,ROUND((((($F2139-$B2139)/100)*IF('DBH-Upgrade'!$K$6='DBH-Upgrade'!$K$8,$CC2153,($BF2139/(($F2139-18)/100))))+((($B2139-18)/100)*$CB2153))*IF($E2139>50,IF($G2139=11,(1-(($E2139-50)*0.005)),IF($G2139=16,(1-(($E2139-50)*0.005)),IF($G2139=21,(1-(($E2139-50)*0.005)),1))),1)*$CD2153,0)))","v":{"$error":"#VALUE!"}},{"$f":"IF($B2139>$F2139,0,IF($C2139>$G2139,0,ROUND((((($F2139-$B2139)/100)*IF('DBH-Upgrade'!$K$6='DBH-Upgrade'!$K$8,$CC2153,($BF2139/(($F2139-18)/100))))+((($B2139-18)/100)*$CB2153))*IF($E2139>50,IF($G2139=11,(1-(($E2139-50)*0.005)),IF($G2139=16,(1-(($E2139-50)*0.005)),IF($G2139=21,(1-(($E2139-50)*0.005)),1))),1),0)))","v":{"$error":"#VALUE!"}},0.85,0.85,0.85,{"$f":"AK2139*POWER(CF_cool,AN2139)","v":{"$error":"#VALUE!"}},{"$f":"AL2139*POWER(CF_cool,AO2139)","v":{"$error":"#VALUE!"}},{"$f":"AM2139*POWER(CF_cool,AP2139)","v":{"$error":"#VALUE!"}},{"$error":"#VALUE!"},{"$error":"#VALUE!"},{"$error":"#VALUE!"},{"$error":"#VALUE!"},{"$error":"#VALUE!"},{"$error":"#VALUE!"},4.8,6,6.7,9,null,3506,null,{"v":0.8,"d":"80%"},null,null,0,11.8,13.7,21.85,null,1,1,1,{"$error":"#VALUE!"},{"$error":"#VALUE!"},{"$error":"#VALUE!"},null,{"$error":"#VALUE!"},{"$error":"#VALUE!"},{"$error":"#VALUE!"},{"$error":"#VALUE!"},{"$error":"#VALUE!"},4479,834,{"$error":"#VALUE!"},0.7127093372490777,0.6655050705360576,null,0.15781864009190116,0.08064538055291112,0.7952052041594007,0.7952052041594007,null,20]
["3302201110",{"$f":"'DBH-Upgrade'!$K$8-$CL2147","v":80},10,3,30,220,11,11.5,0,26,30,46.9,{"v":1676.88,"d":"1677"},{"$f":"IF($B2147>$F2147,0,IF($C2147>$G2147,0,ROUND((((($F2147-$B2147)/100)*IF('DBH-Upgrade'!$K$6='DBH-Upgrade'!$K$8,$BZ2161,($BE2147/(($F2147-18)/100))))+((($B2147-18)/100)*$CA2161))*$CE2161,0)))","v":3682},{"$f":"IF($B2147>$F2147,0,IF($C2147>$G2147,0,ROUND((((($F2147-$B2147)/100)*IF('DBH-Upgrade'!$K$6='DBH-Upgrade'!$K$8,$BZ2161,($BE2147/(($F2147-18)/100))))+((($B2147-18)/100)*$CA2161))*$CD2161,0)))","v":4023},{"$f":"IF($B2147>$F2147,0,IF($C2147>$G2147,0,ROUND(((($F2147-$B2147)/100)*IF('DBH-Upgrade'!$K$6='DBH-Upgrade'!$K$8,$BZ2161,($BE2147/(($F2147-18)/100))))+((($B2147-18)/100)*$CA2161),0)))","v":5304},{"v":1.5,"d":"1.500"},1.1,1.1,1.1,135,{"$f":"IF($B2147>$F2147,0,IF($C2147>$G2147,0,ROUND(((($F2147-$B2147)/100)*(IF('DBH-Upgrade'!$K$6='DBH-Upgrade'!$K$8,$BZ2161,($BE2147/(($F2147-18)/100))))*$CH2161)+((($B2147-18)/100)*$CA2161*$CE2161*$CG2161),0)))","v":490},{"$f":"IF($B2147>$F2147,0,IF($C2147>$G2147,0,ROUND(((($F2147-$B2147)/100)*(IF('DBH-Upgrade'!$K$6='DBH-Upgrade'!$K$8,$BZ2161,($BE2147/(($F2147-18)/100))))*$CH2161)+((($B2147-18)/100)*$CA2161*$CD2161*$CG2161),0)))","v":511},{"$f":"IF($B2147>$F2147,0,IF($C2147>$G2147,0,ROUND(((($F2147-$B2147)/100)*(IF('DBH-Upgrade'!$K$6='DBH-Upgrade'!$K$8,$BZ2161,($BE2147/(($F2147-18)/100))))*$CH2161)+((($B2147-18)/100)*$CA2161*$CG2161),0)))","v":593},7,25,26,31,{"v":1.2109576758954483E-3,"d":"0.00"},{"v":0.012026092603597193,"d":"0.01"},{"v":0.012912124210126153,"d":"0.01"},{"v":0.017765336721533843,"d":"0.02"},3.969E-4,1.7346,4,0.000574288,{"$f":"IF($B2147>$F2147,0,IF($C2147>$G2147,0,ROUND((((($F2147-$B2147)/100)*IF('DBH-Upgrade'!$K$6='DBH-Upgrade'!$K$8,$CC2161,($BF2147/(($F2147-18)/100))))+((($B2147-18)/100)*$CB2161))*IF($E2147>50,IF($G2147=11,(1-(($E2147-50)*0.005)),IF($G2147=16,(1-(($E2147-50)*0.005)),IF($G2147=21,(1-(($E2147-50)*0.005)),1))),1)*$CE2161,0)))","v":297},{"$f":"IF($B2147>$F2147,0,IF($C2147>$G2147,0,ROUND((((($F2147-$B2147)/100)*IF('DBH-Upgrade'!$K$6='DBH-Upgrade'!$K$8,$CC2161,($BF2147/(($F2147-18)/100))))+((($B2147-18)/100)*$CB2161))*IF($E2147>50,IF($G2147=11,(1-(($E2147-50)*0.005)),IF($G2147=16,(1-(($E2147-50)*0.005)),IF($G2147=21,(1-(($E2147-50)*0.005)),1))),1)*$CD2161,0)))","v":324},{"$f":"IF($B2147>$F2147,0,IF($C2147>$G2147,0,ROUND((((($F2147-$B2147)/100)*IF('DBH-Upgrade'!$K$6='DBH-Upgrade'!$K$8,$CC2161,($BF2147/(($F2147-18)/100))))+((($B2147-18)/100)*$CB2161))*IF($E2147>50,IF($G2147=11,(1-(($E2147-50)*0.005)),IF($G2147=16,(1-(($E2147-50)*0.005)),IF($G2147=21,(1-(($E2147-50)*0.005)),1))),1),0)))","v":428},0.95,0.95,0.95,{"$f":"AK2147*POWER(CF_cool,AN2147)","v":236.175945635342},{"$f":"AL2147*POWER(CF_cool,AO2147)","v":257.6464861476458},{"$f":"AM2147*POWER(CF_cool,AP2147)","v":340.34782738022346},51,55,73,{"v":0.04394347128196047,"d":"0.04"},{"v":0.05043068473786069,"d":"0.05"},{"v":0.08458135617580714,"d":"0.08"},2.9,6,6.7,9,null,2466,null,{"v":0.68,"d":"68%"},null,null,0,11.8,13.7,21.85,null,1,1,1,236.175945635342,257.6464861476458,340.34782738022346,null,0,0,0,1,{"$error":"#VALUE!"},5340,750,{"$error":"#VALUE!"},0.7015311234086448,0.657069305346098,null,0.1716349180255756,0.08064538055291112,0.8146200327725304,0.8146200327725304,null,0]
["3302401110",{"$f":"'DBH-Upgrade'!$K$8-$CL2153","v":80},10,3,30,240,11,11.5,0,26,30,47.2,{"v":1829.2,"d":"1829"},{"$f":"IF($B2153>$F2153,0,IF($C2153>$G2153,0,ROUND((((($F2153-$B2153)/100)*IF('DBH-Upgrade'!$K$6='DBH-Upgrade'!$K$8,$BZ2167,($BE2153/(($F2153-18)/100))))+((($B2153-18)/100)*$CA2167))*$CE2167,0)))","v":3943},{"$f":"IF($B2153>$F2153,0,IF($C2153>$G2153,0,ROUND((((($F2153-$B2153)/100)*IF('DBH-Upgrade'!$K$6='DBH-Upgrade'!$K$8,$BZ2167,($BE2153/(($F2153-18)/100))))+((($B2153-18)/100)*$CA2167))*$CD2167,0)))","v":4319},{"$f":"IF($B2153>$F2153,0,IF($C2153>$G2153,0,ROUND(((($F2153-$B2153)/100)*IF('DBH-Upgrade'!$K$6='DBH-Upgrade'!$K$8,$BZ2167,($BE2153/(($F2153-18)/100))))+((($B2153-18)/100)*$CA2167),0)))","v":5757},{"v":1.5,"d":"1.500"},1.1,1.1,1.1,148,{"$f":"IF($B2153>$F2153,0,IF($C2153>$G2153,0,ROUND(((($F2153-$B2153)/100)*(IF('DBH-Upgrade'!$K$6='DBH-Upgrade'!$K$8,$BZ2167,($BE2153/(($F2153-18)/100))))*$CH2167)+((($B2153-18)/100)*$CA2167*$CE2167*$CG2167),0)))","v":523},{"$f":"IF($B2153>$F2153,0,IF($C2153>$G2153,0,ROUND(((($F2153-$B2153)/100)*(IF('DBH-Upgrade'!$K$6='DBH-Upgrade'!$K$8,$BZ2167,($BE2153/(($F2153-18)/100))))*$CH2167)+((($B2153-18)/100)*$CA2167*$CD2167*$CG2167),0)))","v":545},{"$f":"IF($B2153>$F2153,0,IF($C2153>$G2153,0,ROUND(((($F2153-$B2153)/100)*(IF('DBH-Upgrade'!$K$6='DBH-Upgrade'!$K$8,$BZ2167,($BE2153/(($F2153-18)/100))))*$CH2167)+((($B2153-18)/100)*$CA2167*$CG2167),0)))","v":629},8,27,28,32,{"v":1.6538117396882872E-3,"d":"0.00"},{"v":0.014772470300709791,"d":"0.01"},{"v":0.015776771418097302,"d":"0.02"},{"v":0.020089572159809964,"d":"0.02"},3.969E-4,1.7346,4,0.000574288,{"$f":"IF($B2153>$F2153,0,IF($C2153>$G2153,0,ROUND((((($F2153-$B2153)/100)*IF('DBH-Upgrade'!$K$6='DBH-Upgrade'!$K$8,$CC2167,($BF2153/(($F2153-18)/100))))+((($B2153-18)/100)*$CB2167))*IF($E2153>50,IF($G2153=11,(1-(($E2153-50)*0.005)),IF($G2153=16,(1-(($E2153-50)*0.005)),IF($G2153=21,(1-(($E2153-50)*0.005)),1))),1)*$CE2167,0)))","v":300},{"$f":"IF($B2153>$F2153,0,IF($C2153>$G2153,0,ROUND((((($F2153-$B2153)/100)*IF('DBH-Upgrade'!$K$6='DBH-Upgrade'!$K$8,$CC2167,($BF2153/(($F2153-18)/100))))+((($B2153-18)/100)*$CB2167))*IF($E2153>50,IF($G2153=11,(1-(($E2153-50)*0.005)),IF($G2153=16,(1-(($E2153-50)*0.005)),IF($G2153=21,(1-(($E2153-50)*0.005)),1))),1)*$CD2167,0)))","v":328},{"$f":"IF($B2153>$F2153,0,IF($C2153>$G2153,0,ROUND((((($F2153-$B2153)/100)*IF('DBH-Upgrade'!$K$6='DBH-Upgrade'!$K$8,$CC2167,($BF2153/(($F2153-18)/100))))+((($B2153-18)/100)*$CB2167))*IF($E2153>50,IF($G2153=11,(1-(($E2153-50)*0.005)),IF($G2153=16,(1-(($E2153-50)*0.005)),IF($G2153=21,(1-(($E2153-50)*0.005)),1))),1),0)))","v":438},0.95,0.95,0.95,{"$f":"AK2153*POWER(CF_cool,AN2153)","v":238.5615612478202},{"$f":"AL2153*POWER(CF_cool,AO2153)","v":260.8273069642834},{"$f":"AM2153*POWER(CF_cool,AP2153)","v":348.2998794218175},51,56,75,{"v":0.04679415075857141,"d":"0.05"},{"v":0.05546875444568893,"d":"0.06"},{"v":0.09443274269590875,"d":"0.09"},3.2,6,6.7,9,null,2690,null,{"v":0.68,"d":"68%"},null,null,0,11.8,13.7,21.85,null,1,1,1,238.5615612478202,260.8273069642834,348.2998794218175,null,0,0,0,1,{"$error":"#VALUE!"},5340,750,{"$error":"#VALUE!"},0.7015311234086448,0.657069305346098,null,0.1716349180255756,0.08064538055291112,0.8146200327725304,0.8146200327725304,null,0]
["3302601110",{"$f":"'DBH-Upgrade'!$K$8-$CL2159","v":80},10,3,30,260,11,11.5,0,26,30,47.8,{"v":1982.2,"d":"1982"},{"$f":"IF($B2159>$F2159,0,IF($C2159>$G2159,0,ROUND((((($F2159-$B2159)/100)*IF('DBH-Upgrade'!$K$6='DBH-Upgrade'!$K$8,$BZ2173,($BE2159/(($F2159-18)/100))))+((($B2159-18)/100)*$CA2173))*$CE2173,0)))","v":4222},{"$f":"IF($B2159>$F2159,0,IF($C2159>$G2159,0,ROUND((((($F2159-$B2159)/100)*IF('DBH-Upgrade'!$K$6='DBH-Upgrade'!$K$8,$BZ2173,($BE2159/(($F2159-18)/100))))+((($B2159-18)/100)*$CA2173))*$CD2173,0)))","v":4657},{"$f":"IF($B2159>$F2159,0,IF($C2159>$G2159,0,ROUND(((($F2159-$B2159)/100)*IF('DBH-Upgrade'!$K$6='DBH-Upgrade'!$K$8,$BZ2173,($BE2159/(($F2159-18)/100))))+((($B2159-18)/100)*$CA2173),0)))","v":6209},{"v":1.5,"d":"1.500"},1.1,1.1,1.1,160,{"$f":"IF($B2159>$F2159,0,IF($C2159>$G2159,0,ROUND(((($F2159-$B2159)/100)*(IF('DBH-Upgrade'!$K$6='DBH-Upgrade'!$K$8,$BZ2173,($BE2159/(($F2159-18)/100))))*$CH2173)+((($B2159-18)/100)*$CA2173*$CE2173*$CG2173),0)))","v":558},{"$f":"IF($B2159>$F2159,0,IF($C2159>$G2159,0,ROUND(((($F2159-$B2159)/100)*(IF('DBH-Upgrade'!$K$6='DBH-Upgrade'!$K$8,$BZ2173,($BE2159/(($F2159-18)/100))))*$CH2173)+((($B2159-18)/100)*$CA2173*$CD2173*$CG2173),0)))","v":581},{"$f":"IF($B2159>$F2159,0,IF($C2159>$G2159,0,ROUND(((($F2159-$B2159)/100)*(IF('DBH-Upgrade'!$K$6='DBH-Upgrade'!$K$8,$BZ2173,($BE2159/(($F2159-18)/100))))*$CH2173)+((($B2159-18)/100)*$CA2173*$CG2173),0)))","v":666},8,29,30,34,{"v":1.7684942136322844E-3,"d":"0.00"},{"v":0.01788151197528217,"d":"0.02"},{"v":0.019009948459072668,"d":"0.02"},{"v":0.023832015750076506,"d":"0.02"},3.969E-4,1.7346,4,0.000574288,{"$f":"IF($B2159>$F2159,0,IF($C2159>$G2159,0,ROUND((((($F2159-$B2159)/100)*IF('DBH-Upgrade'!$K$6='DBH-Upgrade'!$K$8,$CC2173,($BF2159/(($F2159-18)/100))))+((($B2159-18)/100)*$CB2173))*IF($E2159>50,IF($G2159=11,(1-(($E2159-50)*0.005)),IF($G2159=16,(1-(($E2159-50)*0.005)),IF($G2159=21,(1-(($E2159-50)*0.005)),1))),1)*$CE2173,0)))","v":304},{"$f":"IF($B2159>$F2159,0,IF($C2159>$G2159,0,ROUND((((($F2159-$B2159)/100)*IF('DBH-Upgrade'!$K$6='DBH-Upgrade'!$K$8,$CC2173,($BF2159/(($F2159-18)/100))))+((($B2159-18)/100)*$CB2173))*IF($E2159>50,IF($G2159=11,(1-(($E2159-50)*0.005)),IF($G2159=16,(1-(($E2159-50)*0.005)),IF($G2159=21,(1-(($E2159-50)*0.005)),1))),1)*$CD2173,0)))","v":336},{"$f":"IF($B2159>$F2159,0,IF($C2159>$G2159,0,ROUND((((($F2159-$B2159)/100)*IF('DBH-Upgrade'!$K$6='DBH-Upgrade'!$K$8,$CC2173,($BF2159/(($F2159-18)/100))))+((($B2159-18)/100)*$CB2173))*IF($E2159>50,IF($G2159=11,(1-(($E2159-50)*0.005)),IF($G2159=16,(1-(($E2159-50)*0.005)),IF($G2159=21,(1-(($E2159-50)*0.005)),1))),1),0)))","v":448},0.95,0.95,0.95,{"$f":"AK2159*POWER(CF_cool,AN2159)","v":241.7423820644578},{"$f":"AL2159*POWER(CF_cool,AO2159)","v":267.18894859755864},{"$f":"AM2159*POWER(CF_cool,AP2159)","v":356.2519314634115},52,57,77,{"v":0.05142370414677553,"d":"0.05"},{"v":0.06074114939382132,"d":"0.06"},{"v":0.10490086968204809,"d":"0.10"},3.5,6,6.7,9,null,2915,null,{"v":0.68,"d":"68%"},null,null,0,11.8,13.7,21.85,null,1,1,1,241.7423820644578,267.18894859755864,356.2519314634115,null,0,0,0,1,{"$error":"#VALUE!"},5340,750,{"$error":"#VALUE!"},0.6929174768045717,0.6576204296006558,null,0.1716349180255756,0.08064538055291112,0.8146200327725304,0.8146200327725304,null,0]
["3302801610",{"$f":"'DBH-Upgrade'!$K$8-$CL2167","v":80},10,3,30,280,16,16.5,0,26,30,47.8,{"v":2817.92,"d":"2818"},{"$f":"IF($B2167>$F2167,0,IF($C2167>$G2167,0,ROUND((((($F2167-$B2167)/100)*IF('DBH-Upgrade'!$K$6='DBH-Upgrade'!$K$8,$BZ2181,($BE2167/(($F2167-18)/100))))+((($B2167-18)/100)*$CA2181))*$CE2181,0)))","v":{"$error":"#VALUE!"}},{"$f":"IF($B2167>$F2167,0,IF($C2167>$G2167,0,ROUND((((($F2167-$B2167)/100)*IF('DBH-Upgrade'!$K$6='DBH-Upgrade'!$K$8,$BZ2181,($BE2167/(($F2167-18)/100))))+((($B2167-18)/100)*$CA2181))*$CD2181,0)))","v":{"$error":"#VALUE!"}},{"$f":"IF($B2167>$F2167,0,IF($C2167>$G2167,0,ROUND(((($F2167-$B2167)/100)*IF('DBH-Upgrade'!$K$6='DBH-Upgrade'!$K$8,$BZ2181,($BE2167/(($F2167-18)/100))))+((($B2167-18)/100)*$CA2181),0)))","v":{"$error":"#VALUE!"}},{"v":1.5,"d":"1.500"},1.1,1.1,1.1,227,{"$f":"IF($B2167>$F2167,0,IF($C2167>$G2167,0,ROUND(((($F2167-$B2167)/100)*(IF('DBH-Upgrade'!$K$6='DBH-Upgrade'!$K$8,$BZ2181,($BE2167/(($F2167-18)/100))))*$CH2181)+((($B2167-18)/100)*$CA2181*$CE2181*$CG2181),0)))","v":{"$error":"#VALUE!"}},{"$f":"IF($B2167>$F2167,0,IF($C2167>$G2167,0,ROUND(((($F2167-$B2167)/100)*(IF('DBH-Upgrade'!$K$6='DBH-Upgrade'!$K$8,$BZ2181,($BE2167/(($F2167-18)/100))))*$CH2181)+((($B2167-18)/100)*$CA2181*$CD2181*$CG2181),0)))","v":{"$error":"#VALUE!"}},{"$f":"IF($B2167>$F2167,0,IF($C2167>$G2167,0,ROUND(((($F2167-$B2167)/100)*(IF('DBH-Upgrade'!$K$6='DBH-Upgrade'!$K$8,$BZ2181,($BE2167/(($F2167-18)/100))))*$CH2181)+((($B2167-18)/100)*$CA2181*$CG2181),0)))","v":{"$error":"#VALUE!"}},12,{"$error":"#VALUE!"},{"$error":"#VALUE!"},{"$error":"#VALUE!"},{"v":3.538452697938543E-3,"d":"0.00"},{"$error":"#VALUE!"},{"$error":"#VALUE!"},{"$error":"#VALUE!"},0.0002083,1.724,4,1.392796E-3,{"$f":"IF($B2167>$F2167,0,IF($C2167>$G2167,0,ROUND((((($F2167-$B2167)/100)*IF('DBH-Upgrade'!$K$6='DBH-Upgrade'!$K$8,$CC2181,($BF2167/(($F2167-18)/100))))+((($B2167-18)/100)*$CB2181))*IF($E2167>50,IF($G2167=11,(1-(($E2167-50)*0.005)),IF($G2167=16,(1-(($E2167-50)*0.005)),IF($G2167=21,(1-(($E2167-50)*0.005)),1))),1)*$CE2181,0)))","v":{"$error":"#VALUE!"}},{"$f":"IF($B2167>$F2167,0,IF($C2167>$G2167,0,ROUND((((($F2167-$B2167)/100)*IF('DBH-Upgrade'!$K$6='DBH-Upgrade'!$K$8,$CC2181,($BF2167/(($F2167-18)/100))))+((($B2167-18)/100)*$CB2181))*IF($E2167>50,IF($G2167=11,(1-(($E2167-50)*0.005)),IF($G2167=16,(1-(($E2167-50)*0.005)),IF($G2167=21,(1-(($E2167-50)*0.005)),1))),1)*$CD2181,0)))","v":{"$error":"#VALUE!"}},{"$f":"IF($B2167>$F2167,0,IF($C2167>$G2167,0,ROUND((((($F2167-$B2167)/100)*IF('DBH-Upgrade'!$K$6='DBH-Upgrade'!$K$8,$CC2181,($BF2167/(($F2167-18)/100))))+((($B2167-18)/100)*$CB2181))*IF($E2167>50,IF($G2167=11,(1-(($E2167-50)*0.005)),IF($G2167=16,(1-(($E2167-50)*0.005)),IF($G2167=21,(1-(($E2167-50)*0.005)),1))),1),0)))","v":{"$error":"#VALUE!"}},0.95,0.95,0.95,{"$f":"AK2167*POWER(CF_cool,AN2167)","v":{"$error":"#VALUE!"}},{"$f":"AL2167*POWER(CF_cool,AO2167)","v":{"$error":"#VALUE!"}},{"$f":"AM2167*POWER(CF_cool,AP2167)","v":{"$error":"#VALUE!"}},{"$error":"#VALUE!"},{"$error":"#VALUE!"},{"$error":"#VALUE!"},{"$error":"#VALUE!"},{"$error":"#VALUE!"},{"$error":"#VALUE!"},5.6,6,6.7,9,null,4144,null,{"v":0.68,"d":"68%"},null,null,0,11.8,13.7,21.85,null,1,1,1,{"$error":"#VALUE!"},{"$error":"#VALUE!"},{"$error":"#VALUE!"},null,{"$error":"#VALUE!"},{"$error":"#VALUE!"},{"$error":"#VALUE!"},{"$error":"#VALUE!"},2263,3445,577,50,0.750275090099452,0.6848867351465859,null,0.15781864009190116,0.08064538055291112,0.7952052041594007,0.7952052041594007,null,0]
["3303001510",{"$f":"'DBH-Upgrade'!$K$8-$CL2172","v":60},10,3,30,300,15,16.5,0,26,30,47.8,{"v":3261.6000000000004,"d":"3262"},{"$f":"IF($B2172>$F2172,0,IF($C2172>$G2172,0,ROUND((((($F2172-$B2172)/100)*IF('DBH-Upgrade'!$K$6='DBH-Upgrade'!$K$8,$BZ2186,($BE2172/(($F2172-18)/100))))+((($B2172-18)/100)*$CA2186))*$CE2186,0)))","v":{"$error":"#VALUE!"}},{"$f":"IF($B2172>$F2172,0,IF($C2172>$G2172,0,ROUND((((($F2172-$B2172)/100)*IF('DBH-Upgrade'!$K$6='DBH-Upgrade'!$K$8,$BZ2186,($BE2172/(($F2172-18)/100))))+((($B2172-18)/100)*$CA2186))*$CD2186,0)))","v":{"$error":"#VALUE!"}},{"$f":"IF($B2172>$F2172,0,IF($C2172>$G2172,0,ROUND(((($F2172-$B2172)/100)*IF('DBH-Upgrade'!$K$6='DBH-Upgrade'!$K$8,$BZ2186,($BE2172/(($F2172-18)/100))))+((($B2172-18)/100)*$CA2186),0)))","v":{"$error":"#VALUE!"}},{"v":1.5,"d":"1.500"},1.08,1.08,1.08,263,{"$f":"IF($B2172>$F2172,0,IF($C2172>$G2172,0,ROUND(((($F2172-$B2172)/100)*(IF('DBH-Upgrade'!$K$6='DBH-Upgrade'!$K$8,$BZ2186,($BE2172/(($F2172-18)/100))))*$CH2186)+((($B2172-18)/100)*$CA2186*$CE2186*$CG2186),0)))","v":{"$error":"#VALUE!"}},{"$f":"IF($B2172>$F2172,0,IF($C2172>$G2172,0,ROUND(((($F2172-$B2172)/100)*(IF('DBH-Upgrade'!$K$6='DBH-Upgrade'!$K$8,$BZ2186,($BE2172/(($F2172-18)/100))))*$CH2186)+((($B2172-18)/100)*$CA2186*$CD2186*$CG2186),0)))","v":{"$error":"#VALUE!"}},{"$f":"IF($B2172>$F2172,0,IF($C2172>$G2172,0,ROUND(((($F2172-$B2172)/100)*(IF('DBH-Upgrade'!$K$6='DBH-Upgrade'!$K$8,$BZ2186,($BE2172/(($F2172-18)/100))))*$CH2186)+((($B2172-18)/100)*$CA2186*$CG2186),0)))","v":{"$error":"#VALUE!"}},14,{"$error":"#VALUE!"},{"$error":"#VALUE!"},{"$error":"#VALUE!"},{"v":1.9902151625342964E-3,"d":"0.00"},{"$error":"#VALUE!"},{"$error":"#VALUE!"},{"$error":"#VALUE!"},0.0002083,1.724,2,0.000461829,{"$f":"IF($B2172>$F2172,0,IF($C2172>$G2172,0,ROUND((((($F2172-$B2172)/100)*IF('DBH-Upgrade'!$K$6='DBH-Upgrade'!$K$8,$CC2186,($BF2172/(($F2172-18)/100))))+((($B2172-18)/100)*$CB2186))*IF($E2172>50,IF($G2172=11,(1-(($E2172-50)*0.005)),IF($G2172=16,(1-(($E2172-50)*0.005)),IF($G2172=21,(1-(($E2172-50)*0.005)),1))),1)*$CE2186,0)))","v":{"$error":"#VALUE!"}},{"$f":"IF($B2172>$F2172,0,IF($C2172>$G2172,0,ROUND((((($F2172-$B2172)/100)*IF('DBH-Upgrade'!$K$6='DBH-Upgrade'!$K$8,$CC2186,($BF2172/(($F2172-18)/100))))+((($B2172-18)/100)*$CB2186))*IF($E2172>50,IF($G2172=11,(1-(($E2172-50)*0.005)),IF($G2172=16,(1-(($E2172-50)*0.005)),IF($G2172=21,(1-(($E2172-50)*0.005)),1))),1)*$CD2186,0)))","v":{"$error":"#VALUE!"}},{"$f":"IF($B2172>$F2172,0,IF($C2172>$G2172,0,ROUND((((($F2172-$B2172)/100)*IF('DBH-Upgrade'!$K$6='DBH-Upgrade'!$K$8,$CC2186,($BF2172/(($F2172-18)/100))))+((($B2172-18)/100)*$CB2186))*IF($E2172>50,IF($G2172=11,(1-(($E2172-50)*0.005)),IF($G2172=16,(1-(($E2172-50)*0.005)),IF($G2172=21,(1-(($E2172-50)*0.005)),1))),1),0)))","v":{"$error":"#VALUE!"}},1.01,1.01,1.01,{"$f":"AK2172*POWER(CF_cool,AN2172)","v":{"$error":"#VALUE!"}},{"$f":"AL2172*POWER(CF_cool,AO2172)","v":{"$error":"#VALUE!"}},{"$f":"AM2172*POWER(CF_cool,AP2172)","v":{"$error":"#VALUE!"}},{"$error":"#VALUE!"},{"$error":"#VALUE!"},{"$error":"#VALUE!"},{"$error":"#VALUE!"},{"$error":"#VALUE!"},{"$error":"#VALUE!"},{"v":3,"d":"3.0"},6,6.7,9,null,4077,null,{"v":0.8,"d":"80%"},null,null,0,11.8,13.7,21.85,null,1,1,1,{"$error":"#VALUE!"},{"$error":"#VALUE!"},{"$error":"#VALUE!"},null,{"$error":"#VALUE!"},{"$error":"#VALUE!"},{"$error":"#VALUE!"},{"$error":"#VALUE!"},1127,2539,352,62,0.75,0.68,null,0.16320641939358696,0.08064538055291112,0.7894714915956607,0.7894714915956607,null,20]
["340602010",{"$f":"'DBH-Upgrade'!$K$8-$CL2182","v":80},10,3,40,60,20,21.5,0,26,30,40,{"v":1054.4,"d":"1054"},{"$f":"IF($B2182>$F2182,0,IF($C2182>$G2182,0,ROUND((((($F2182-$B2182)/100)*IF('DBH-Upgrade'!$K$6='DBH-Upgrade'!$K$8,$BZ2196,($BE2182/(($F2182-18)/100))))+((($B2182-18)/100)*$CA2196))*$CE2196,0)))","v":0},{"$f":"IF($B2182>$F2182,0,IF($C2182>$G2182,0,ROUND((((($F2182-$B2182)/100)*IF('DBH-Upgrade'!$K$6='DBH-Upgrade'!$K$8,$BZ2196,($BE2182/(($F2182-18)/100))))+((($B2182-18)/100)*$CA2196))*$CD2196,0)))","v":0},{"$f":"IF($B2182>$F2182,0,IF($C2182>$G2182,0,ROUND(((($F2182-$B2182)/100)*IF('DBH-Upgrade'!$K$6='DBH-Upgrade'!$K$8,$BZ2196,($BE2182/(($F2182-18)/100))))+((($B2182-18)/100)*$CA2196),0)))","v":0},{"v":1.5,"d":"1.500"},1.08,1.08,1.08,85,{"$f":"IF($B2182>$F2182,0,IF($C2182>$G2182,0,ROUND(((($F2182-$B2182)/100)*(IF('DBH-Upgrade'!$K$6='DBH-Upgrade'!$K$8,$BZ2196,($BE2182/(($F2182-18)/100))))*$CH2196)+((($B2182-18)/100)*$CA2196*$CE2196*$CG2196),0)))","v":0},{"$f":"IF($B2182>$F2182,0,IF($C2182>$G2182,0,ROUND(((($F2182-$B2182)/100)*(IF('DBH-Upgrade'!$K$6='DBH-Upgrade'!$K$8,$BZ2196,($BE2182/(($F2182-18)/100))))*$CH2196)+((($B2182-18)/100)*$CA2196*$CD2196*$CG2196),0)))","v":0},{"$f":"IF($B2182>$F2182,0,IF($C2182>$G2182,0,ROUND(((($F2182-$B2182)/100)*(IF('DBH-Upgrade'!$K$6='DBH-Upgrade'!$K$8,$BZ2196,($BE2182/(($F2182-18)/100))))*$CH2196)+((($B2182-18)/100)*$CA2196*$CG2196),0)))","v":0},4,0,0,0,{"v":7.14622306428138e-05,"d":"0.00"},{"v":0,"d":"0.00"},{"v":0,"d":"0.00"},{"v":0,"d":"0.00"},0.0001276,1.7219,2,3.76611E-4,{"$f":"IF($B2182>$F2182,0,IF($C2182>$G2182,0,ROUND((((($F2182-$B2182)/100)*IF('DBH-Upgrade'!$K$6='DBH-Upgrade'!$K$8,$CC2196,($BF2182/(($F2182-18)/100))))+((($B2182-18)/100)*$CB2196))*IF($E2182>50,IF($G2182=11,(1-(($E2182-50)*0.005)),IF($G2182=16,(1-(($E2182-50)*0.005)),IF($G2182=21,(1-(($E2182-50)*0.005)),1))),1)*$CE2196,0)))","v":0},{"$f":"IF($B2182>$F2182,0,IF($C2182>$G2182,0,ROUND((((($F2182-$B2182)/100)*IF('DBH-Upgrade'!$K$6='DBH-Upgrade'!$K$8,$CC2196,($BF2182/(($F2182-18)/100))))+((($B2182-18)/100)*$CB2196))*IF($E2182>50,IF($G2182=11,(1-(($E2182-50)*0.005)),IF($G2182=16,(1-(($E2182-50)*0.005)),IF($G2182=21,(1-(($E2182-50)*0.005)),1))),1)*$CD2196,0)))","v":0},{"$f":"IF($B2182>$F2182,0,IF($C2182>$G2182,0,ROUND((((($F2182-$B2182)/100)*IF('DBH-Upgrade'!$K$6='DBH-Upgrade'!$K$8,$CC2196,($BF2182/(($F2182-18)/100))))+((($B2182-18)/100)*$CB2196))*IF($E2182>50,IF($G2182=11,(1-(($E2182-50)*0.005)),IF($G2182=16,(1-(($E2182-50)*0.005)),IF($G2182=21,(1-(($E2182-50)*0.005)),1))),1),0)))","v":0},0.95,0.95,0.95,{"$f":"AK2182*POWER(CF_cool,AN2182)","v":0},{"$f":"AL2182*POWER(CF_cool,AO2182)","v":0},{"$f":"AM2182*POWER(CF_cool,AP2182)","v":0},0,0,0,{"v":0,"d":"0.00"},{"v":0,"d":"0.00"},{"v":0,"d":"0.00"},0.8,"DBH-unit is te lang!","DBH-unit is te lang!","DBH-unit is te lang!",null,1318,null,{"v":0.8,"d":"80%"},null,null,0,"DBH-unit is te lang!","DBH-unit is te lang!","DBH-unit is te lang!",null,1,1,1,0,0,0,null,0,0,0,1,{"$error":"#VALUE!"},3682,458,{"$error":"#VALUE!"},0.7507794609544182,0.68,null,0.16320641939358696,0.08064538055291112,0.7952052041594007,0.7952052041594007,null,0]
["340701610",{"$f":"'DBH-Upgrade'!$K$8-$CL2187","v":70},10,3,40,70,16,16.5,0,26,30,41,{"v":809.2,"d":"809"},{"$f":"IF($B2187>$F2187,0,IF($C2187>$G2187,0,ROUND((((($F2187-$B2187)/100)*IF('DBH-Upgrade'!$K$6='DBH-Upgrade'!$K$8,$BZ2201,($BE2187/(($F2187-18)/100))))+((($B2187-18)/100)*$CA2201))*$CE2201,0)))","v":{"$error":"#VALUE!"}},{"$f":"IF($B2187>$F2187,0,IF($C2187>$G2187,0,ROUND((((($F2187-$B2187)/100)*IF('DBH-Upgrade'!$K$6='DBH-Upgrade'!$K$8,$BZ2201,($BE2187/(($F2187-18)/100))))+((($B2187-18)/100)*$CA2201))*$CD2201,0)))","v":{"$error":"#VALUE!"}},{"$f":"IF($B2187>$F2187,0,IF($C2187>$G2187,0,ROUND(((($F2187-$B2187)/100)*IF('DBH-Upgrade'!$K$6='DBH-Upgrade'!$K$8,$BZ2201,($BE2187/(($F2187-18)/100))))+((($B2187-18)/100)*$CA2201),0)))","v":{"$error":"#VALUE!"}},{"v":1.5,"d":"1.500"},1.1,1.1,1.1,{"$f":"ROUND(M2187*POWER((($S$1-$S$2)/LN(($S$1-$S$3)/($S$2-$S$3)))/((75-65)/LN((75-20)/(65-20))),Q2187),0)","v":65},{"$f":"IF($B2187>$F2187,0,IF($C2187>$G2187,0,ROUND(((($F2187-$B2187)/100)*(IF('DBH-Upgrade'!$K$6='DBH-Upgrade'!$K$8,$BZ2201,($BE2187/(($F2187-18)/100))))*$CH2201)+((($B2187-18)/100)*$CA2201*$CE2201*$CG2201),0)))","v":{"$error":"#VALUE!"}},{"$f":"IF($B2187>$F2187,0,IF($C2187>$G2187,0,ROUND(((($F2187-$B2187)/100)*(IF('DBH-Upgrade'!$K$6='DBH-Upgrade'!$K$8,$BZ2201,($BE2187/(($F2187-18)/100))))*$CH2201)+((($B2187-18)/100)*$CA2201*$CD2201*$CG2201),0)))","v":{"$error":"#VALUE!"}},{"$f":"IF($B2187>$F2187,0,IF($C2187>$G2187,0,ROUND(((($F2187-$B2187)/100)*(IF('DBH-Upgrade'!$K$6='DBH-Upgrade'!$K$8,$BZ2201,($BE2187/(($F2187-18)/100))))*$CH2201)+((($B2187-18)/100)*$CA2201*$CG2201),0)))","v":{"$error":"#VALUE!"}},{"$f":"ROUND(U2187*3600/(4186*ABS($S$1-$S$2)),0)","v":3},{"$f":"ROUND(V2187*3600/(4186*ABS($S$1-$S$2)),0)","v":{"$error":"#VALUE!"}},{"$f":"ROUND(W2187*3600/(4186*ABS($S$1-$S$2)),0)","v":{"$error":"#VALUE!"}},{"$f":"ROUND(X2187*3600/(4186*ABS($S$1-$S$2)),0)","v":{"$error":"#VALUE!"}},{"$f":"(($AG2187*(Y2187^$AH2187)*((($F2187-14.4)*$AI2187)/100))+($AJ2187*(Y2187^2)))*0.0098","v":{"v":1.5301682066832159E-4,"d":"0.00"}},{"$f":"(($AG2187*(Z2187^$AH2187)*((($F2187-14.4)*$AI2187)/100))+($AJ2187*(Z2187^2)))*0.0098","v":{"$error":"#VALUE!"}},{"$f":"(($AG2187*(AA2187^$AH2187)*((($F2187-14.4)*$AI2187)/100))+($AJ2187*(AA2187^2)))*0.0098","v":{"$error":"#VALUE!"}},{"$f":"(($AG2187*(AB2187^$AH2187)*((($F2187-14.4)*$AI2187)/100))+($AJ2187*(AB2187^2)))*0.0098","v":{"$error":"#VALUE!"}},0.0002083,1.724,4,1.392796E-3,{"$f":"IF($B2187>$F2187,0,IF($C2187>$G2187,0,ROUND((((($F2187-$B2187)/100)*IF('DBH-Upgrade'!$K$6='DBH-Upgrade'!$K$8,$CC2201,($BF2187/(($F2187-18)/100))))+((($B2187-18)/100)*$CB2201))*IF($E2187>50,IF($G2187=11,(1-(($E2187-50)*0.005)),IF($G2187=16,(1-(($E2187-50)*0.005)),IF($G2187=21,(1-(($E2187-50)*0.005)),1))),1)*$CE2201,0)))","v":{"$error":"#VALUE!"}},{"$f":"IF($B2187>$F2187,0,IF($C2187>$G2187,0,ROUND((((($F2187-$B2187)/100)*IF('DBH-Upgrade'!$K$6='DBH-Upgrade'!$K$8,$CC2201,($BF2187/(($F2187-18)/100))))+((($B2187-18)/100)*$CB2201))*IF($E2187>50,IF($G2187=11,(1-(($E2187-50)*0.005)),IF($G2187=16,(1-(($E2187-50)*0.005)),IF($G2187=21,(1-(($E2187-50)*0.005)),1))),1)*$CD2201,0)))","v":{"$error":"#VALUE!"}},{"$f":"IF($B2187>$F2187,0,IF($C2187>$G2187,0,ROUND((((($F2187-$B2187)/100)*IF('DBH-Upgrade'!$K$6='DBH-Upgrade'!$K$8,$CC2201,($BF2187/(($F2187-18)/100))))+((($B2187-18)/100)*$CB2201))*IF($E2187>50,IF($G2187=11,(1-(($E2187-50)*0.005)),IF($G2187=16,(1-(($E2187-50)*0.005)),IF($G2187=21,(1-(($E2187-50)*0.005)),1))),1),0)))","v":{"$error":"#VALUE!"}},{"$f":"IF($G2187=10,0.98,IF($G2187=11,0.95,IF($G2187=15,1.01,IF($G2187=16,0.95,IF($G2187=20,0.95,IF($G2187=21,0.85))))))","v":0.95},0.95,0.95,{"$f":"AK2187*POWER(CF_cool,AN2187)","v":{"$error":"#VALUE!"}},{"$f":"AL2187*POWER(CF_cool,AO2187)","v":{"$error":"#VALUE!"}},{"$f":"AM2187*POWER(CF_cool,AP2187)","v":{"$error":"#VALUE!"}},{"$f":"ROUND(AQ2187*3600/(4186*ABS($AT$1-$AT$2)),0)","v":{"$error":"#VALUE!"}},{"$f":"ROUND(AR2187*3600/(4186*ABS($AT$1-$AT$2)),0)","v":{"$error":"#VALUE!"}},{"$f":"ROUND(AS2187*3600/(4186*ABS($AT$1-$AT$2)),0)","v":{"$error":"#VALUE!"}},{"$f":"(($AG2187*(AT2187^$AH2187)*((($F2187-14.4)*$AI2187)/100))+($AJ2187*(AT2187^2)))*0.0098","v":{"$error":"#VALUE!"}},{"$f":"(($AG2187*(AU2187^$AH2187)*((($F2187-14.4)*$AI2187)/100))+($AJ2187*(AU2187^2)))*0.0098","v":{"$error":"#VALUE!"}},{"$f":"(($AG2187*(AV2187^$AH2187)*((($F2187-14.4)*$AI2187)/100))+($AJ2187*(AV2187^2)))*0.0098","v":{"$error":"#VALUE!"}},1.4,6,6.7,9,null,1190,null,{"v":0.68,"d":"68%"},null,null,0,11.8,13.7,21.85,null,1,1,1,{"$error":"#VALUE!"},{"$error":"#VALUE!"},{"$error":"#VALUE!"},null,{"$error":"#VALUE!"},{"$error":"#VALUE!"},{"$error":"#VALUE!"},{"$error":"#VALUE!"},{"$error":"#VALUE!"},4479,834,{"$error":"#VALUE!"},0.6729424377054166,0.6582099452827469,null,0.15781864009190116,0.08064538055291112,0.7952052041594007,0.7952052041594007,null,10]
["340801510",{"$f":"'DBH-Upgrade'!$K$8-$CL2192","v":80},10,3,40,80,15,16.5,0,26,30,41.8,{"v":1003.2,"d":"1003"},{"$f":"IF($B2192>$F2192,0,IF($C2192>$G2192,0,ROUND((((($F2192-$B2192)/100)*IF('DBH-Upgrade'!$K$6='DBH-Upgrade'!$K$8,$BZ2206,($BE2192/(($F2192-18)/100))))+((($B2192-18)/100)*$CA2206))*$CE2206,0)))","v":{"$error":"#VALUE!"}},{"$f":"IF($B2192>$F2192,0,IF($C2192>$G2192,0,ROUND((((($F2192-$B2192)/100)*IF('DBH-Upgrade'!$K$6='DBH-Upgrade'!$K$8,$BZ2206,($BE2192/(($F2192-18)/100))))+((($B2192-18)/100)*$CA2206))*$CD2206,0)))","v":{"$error":"#VALUE!"}},{"$f":"IF($B2192>$F2192,0,IF($C2192>$G2192,0,ROUND(((($F2192-$B2192)/100)*IF('DBH-Upgrade'!$K$6='DBH-Upgrade'!$K$8,$BZ2206,($BE2192/(($F2192-18)/100))))+((($B2192-18)/100)*$CA2206),0)))","v":{"$error":"#VALUE!"}},{"v":1.5,"d":"1.500"},1.08,1.08,1.08,81,{"$f":"IF($B2192>$F2192,0,IF($C2192>$G2192,0,ROUND(((($F2192-$B2192)/100)*(IF('DBH-Upgrade'!$K$6='DBH-Upgrade'!$K$8,$BZ2206,($BE2192/(($F2192-18)/100))))*$CH2206)+((($B2192-18)/100)*$CA2206*$CE2206*$CG2206),0)))","v":{"$error":"#VALUE!"}},{"$f":"IF($B2192>$F2192,0,IF($C2192>$G2192,0,ROUND(((($F2192-$B2192)/100)*(IF('DBH-Upgrade'!$K$6='DBH-Upgrade'!$K$8,$BZ2206,($BE2192/(($F2192-18)/100))))*$CH2206)+((($B2192-18)/100)*$CA2206*$CD2206*$CG2206),0)))","v":{"$error":"#VALUE!"}},{"$f":"IF($B2192>$F2192,0,IF($C2192>$G2192,0,ROUND(((($F2192-$B2192)/100)*(IF('DBH-Upgrade'!$K$6='DBH-Upgrade'!$K$8,$BZ2206,($BE2192/(($F2192-18)/100))))*$CH2206)+((($B2192-18)/100)*$CA2206*$CG2206),0)))","v":{"$error":"#VALUE!"}},4,{"$error":"#VALUE!"},{"$error":"#VALUE!"},{"$error":"#VALUE!"},{"v":1.016428886249875E-4,"d":"0.00"},{"$error":"#VALUE!"},{"$error":"#VALUE!"},{"$error":"#VALUE!"},0.0002083,1.724,2,0.000461829,{"$f":"IF($B2192>$F2192,0,IF($C2192>$G2192,0,ROUND((((($F2192-$B2192)/100)*IF('DBH-Upgrade'!$K$6='DBH-Upgrade'!$K$8,$CC2206,($BF2192/(($F2192-18)/100))))+((($B2192-18)/100)*$CB2206))*IF($E2192>50,IF($G2192=11,(1-(($E2192-50)*0.005)),IF($G2192=16,(1-(($E2192-50)*0.005)),IF($G2192=21,(1-(($E2192-50)*0.005)),1))),1)*$CE2206,0)))","v":{"$error":"#VALUE!"}},{"$f":"IF($B2192>$F2192,0,IF($C2192>$G2192,0,ROUND((((($F2192-$B2192)/100)*IF('DBH-Upgrade'!$K$6='DBH-Upgrade'!$K$8,$CC2206,($BF2192/(($F2192-18)/100))))+((($B2192-18)/100)*$CB2206))*IF($E2192>50,IF($G2192=11,(1-(($E2192-50)*0.005)),IF($G2192=16,(1-(($E2192-50)*0.005)),IF($G2192=21,(1-(($E2192-50)*0.005)),1))),1)*$CD2206,0)))","v":{"$error":"#VALUE!"}},{"$f":"IF($B2192>$F2192,0,IF($C2192>$G2192,0,ROUND((((($F2192-$B2192)/100)*IF('DBH-Upgrade'!$K$6='DBH-Upgrade'!$K$8,$CC2206,($BF2192/(($F2192-18)/100))))+((($B2192-18)/100)*$CB2206))*IF($E2192>50,IF($G2192=11,(1-(($E2192-50)*0.005)),IF($G2192=16,(1-(($E2192-50)*0.005)),IF($G2192=21,(1-(($E2192-50)*0.005)),1))),1),0)))","v":{"$error":"#VALUE!"}},1.01,1.01,1.01,{"$f":"AK2192*POWER(CF_cool,AN2192)","v":{"$error":"#VALUE!"}},{"$f":"AL2192*POWER(CF_cool,AO2192)","v":{"$error":"#VALUE!"}},{"$f":"AM2192*POWER(CF_cool,AP2192)","v":{"$error":"#VALUE!"}},{"$error":"#VALUE!"},{"$error":"#VALUE!"},{"$error":"#VALUE!"},{"$error":"#VALUE!"},{"$error":"#VALUE!"},{"$error":"#VALUE!"},0.8,6,6.7,9,null,1254,null,{"v":0.8,"d":"80%"},null,null,0,11.8,13.7,21.85,null,1,1,1,{"$error":"#VALUE!"},{"$error":"#VALUE!"},{"$error":"#VALUE!"},null,{"$error":"#VALUE!"},{"$error":"#VALUE!"},{"$error":"#VALUE!"},{"$error":"#VALUE!"},1127,2539,352,62,0.8452517014716241,0.78929861482599,null,0.16320641939358696,0.08064538055291112,0.7894714915956607,0.7894714915956607,null,0]
["3401001110",{"$f":"'DBH-Upgrade'!$K$8-$CL2203","v":80},10,3,40,100,11,11.5,0,26,30,43,{"v":859.5200000000001,"d":"860"},{"$f":"IF($B2203>$F2203,0,IF($C2203>$G2203,0,ROUND((((($F2203-$B2203)/100)*IF('DBH-Upgrade'!$K$6='DBH-Upgrade'!$K$8,$BZ2217,($BE2203/(($F2203-18)/100))))+((($B2203-18)/100)*$CA2217))*$CE2217,0)))","v":1957},{"$f":"IF($B2203>$F2203,0,IF($C2203>$G2203,0,ROUND((((($F2203-$B2203)/100)*IF('DBH-Upgrade'!$K$6='DBH-Upgrade'!$K$8,$BZ2217,($BE2203/(($F2203-18)/100))))+((($B2203-18)/100)*$CA2217))*$CD2217,0)))","v":2109},{"$f":"IF($B2203>$F2203,0,IF($C2203>$G2203,0,ROUND(((($F2203-$B2203)/100)*IF('DBH-Upgrade'!$K$6='DBH-Upgrade'!$K$8,$BZ2217,($BE2203/(($F2203-18)/100))))+((($B2203-18)/100)*$CA2217),0)))","v":2589},{"v":1.5,"d":"1.500"},1.1,1.1,1.1,69,{"$f":"IF($B2203>$F2203,0,IF($C2203>$G2203,0,ROUND(((($F2203-$B2203)/100)*(IF('DBH-Upgrade'!$K$6='DBH-Upgrade'!$K$8,$BZ2217,($BE2203/(($F2203-18)/100))))*$CH2217)+((($B2203-18)/100)*$CA2217*$CE2217*$CG2217),0)))","v":291},{"$f":"IF($B2203>$F2203,0,IF($C2203>$G2203,0,ROUND(((($F2203-$B2203)/100)*(IF('DBH-Upgrade'!$K$6='DBH-Upgrade'!$K$8,$BZ2217,($BE2203/(($F2203-18)/100))))*$CH2217)+((($B2203-18)/100)*$CA2217*$CD2217*$CG2217),0)))","v":311},{"$f":"IF($B2203>$F2203,0,IF($C2203>$G2203,0,ROUND(((($F2203-$B2203)/100)*(IF('DBH-Upgrade'!$K$6='DBH-Upgrade'!$K$8,$BZ2217,($BE2203/(($F2203-18)/100))))*$CH2217)+((($B2203-18)/100)*$CA2217*$CG2217),0)))","v":374},4,15,16,19,{"v":2.375423033220729E-4,"d":"0.00"},{"v":0.002726762221348394,"d":"0.00"},{"v":3.0742297796608146E-3,"d":"0.00"},{"v":0.004232446912854078,"d":"0.00"},3.969E-4,1.7346,4,0.000574288,{"$f":"IF($B2203>$F2203,0,IF($C2203>$G2203,0,ROUND((((($F2203-$B2203)/100)*IF('DBH-Upgrade'!$K$6='DBH-Upgrade'!$K$8,$CC2217,($BF2203/(($F2203-18)/100))))+((($B2203-18)/100)*$CB2217))*IF($E2203>50,IF($G2203=11,(1-(($E2203-50)*0.005)),IF($G2203=16,(1-(($E2203-50)*0.005)),IF($G2203=21,(1-(($E2203-50)*0.005)),1))),1)*$CE2217,0)))","v":278},{"$f":"IF($B2203>$F2203,0,IF($C2203>$G2203,0,ROUND((((($F2203-$B2203)/100)*IF('DBH-Upgrade'!$K$6='DBH-Upgrade'!$K$8,$CC2217,($BF2203/(($F2203-18)/100))))+((($B2203-18)/100)*$CB2217))*IF($E2203>50,IF($G2203=11,(1-(($E2203-50)*0.005)),IF($G2203=16,(1-(($E2203-50)*0.005)),IF($G2203=21,(1-(($E2203-50)*0.005)),1))),1)*$CD2217,0)))","v":300},{"$f":"IF($B2203>$F2203,0,IF($C2203>$G2203,0,ROUND((((($F2203-$B2203)/100)*IF('DBH-Upgrade'!$K$6='DBH-Upgrade'!$K$8,$CC2217,($BF2203/(($F2203-18)/100))))+((($B2203-18)/100)*$CB2217))*IF($E2203>50,IF($G2203=11,(1-(($E2203-50)*0.005)),IF($G2203=16,(1-(($E2203-50)*0.005)),IF($G2203=21,(1-(($E2203-50)*0.005)),1))),1),0)))","v":368},0.95,0.95,0.95,{"$f":"AK2203*POWER(CF_cool,AN2203)","v":221.06704675631337},{"$f":"AL2203*POWER(CF_cool,AO2203)","v":238.5615612478202},{"$f":"AM2203*POWER(CF_cool,AP2203)","v":292.6355151306594},48,51,63,{"v":0.023949988832037784,"d":"0.02"},{"v":0.026839394422294823,"d":"0.03"},{"v":0.039940230125374045,"d":"0.04"},1.3,6,6.7,9,null,1264,null,{"v":0.68,"d":"68%"},null,null,0,11.8,13.7,21.85,null,1,1,1,221.06704675631337,238.5615612478202,292.6355151306594,null,0,0,0,1,{"$error":"#VALUE!"},5340,750,{"$error":"#VALUE!"},0.7555553480649244,0.7038387772986681,null,0.1716349180255756,0.08064538055291112,0.8146200327725304,0.8146200327725304,null,0]
["3401101610",{"$f":"'DBH-Upgrade'!$K$8-$CL2211","v":70},10,3,40,110,16,16.5,0,26,30,43.5,{"v":1271.6000000000001,"d":"1272"},{"$f":"IF($B2211>$F2211,0,IF($C2211>$G2211,0,ROUND((((($F2211-$B2211)/100)*IF('DBH-Upgrade'!$K$6='DBH-Upgrade'!$K$8,$BZ2225,($BE2211/(($F2211-18)/100))))+((($B2211-18)/100)*$CA2225))*$CE2225,0)))","v":{"$error":"#VALUE!"}},{"$f":"IF($B2211>$F2211,0,IF($C2211>$G2211,0,ROUND((((($F2211-$B2211)/100)*IF('DBH-Upgrade'!$K$6='DBH-Upgrade'!$K$8,$BZ2225,($BE2211/(($F2211-18)/100))))+((($B2211-18)/100)*$CA2225))*$CD2225,0)))","v":{"$error":"#VALUE!"}},{"$f":"IF($B2211>$F2211,0,IF($C2211>$G2211,0,ROUND(((($F2211-$B2211)/100)*IF('DBH-Upgrade'!$K$6='DBH-Upgrade'!$K$8,$BZ2225,($BE2211/(($F2211-18)/100))))+((($B2211-18)/100)*$CA2225),0)))","v":{"$error":"#VALUE!"}},{"v":1.5,"d":"1.500"},1.1,1.1,1.1,103,{"$f":"IF($B2211>$F2211,0,IF($C2211>$G2211,0,ROUND(((($F2211-$B2211)/100)*(IF('DBH-Upgrade'!$K$6='DBH-Upgrade'!$K$8,$BZ2225,($BE2211/(($F2211-18)/100))))*$CH2225)+((($B2211-18)/100)*$CA2225*$CE2225*$CG2225),0)))","v":{"$error":"#VALUE!"}},{"$f":"IF($B2211>$F2211,0,IF($C2211>$G2211,0,ROUND(((($F2211-$B2211)/100)*(IF('DBH-Upgrade'!$K$6='DBH-Upgrade'!$K$8,$BZ2225,($BE2211/(($F2211-18)/100))))*$CH2225)+((($B2211-18)/100)*$CA2225*$CD2225*$CG2225),0)))","v":{"$error":"#VALUE!"}},{"$f":"IF($B2211>$F2211,0,IF($C2211>$G2211,0,ROUND(((($F2211-$B2211)/100)*(IF('DBH-Upgrade'!$K$6='DBH-Upgrade'!$K$8,$BZ2225,($BE2211/(($F2211-18)/100))))*$CH2225)+((($B2211-18)/100)*$CA2225*$CG2225),0)))","v":{"$error":"#VALUE!"}},5,{"$error":"#VALUE!"},{"$error":"#VALUE!"},{"$error":"#VALUE!"},{"v":4.6639270360848949E-4,"d":"0.00"},{"$error":"#VALUE!"},{"$error":"#VALUE!"},{"$error":"#VALUE!"},0.0002083,1.724,4,1.392796E-3,{"$f":"IF($B2211>$F2211,0,IF($C2211>$G2211,0,ROUND((((($F2211-$B2211)/100)*IF('DBH-Upgrade'!$K$6='DBH-Upgrade'!$K$8,$CC2225,($BF2211/(($F2211-18)/100))))+((($B2211-18)/100)*$CB2225))*IF($E2211>50,IF($G2211=11,(1-(($E2211-50)*0.005)),IF($G2211=16,(1-(($E2211-50)*0.005)),IF($G2211=21,(1-(($E2211-50)*0.005)),1))),1)*$CE2225,0)))","v":{"$error":"#VALUE!"}},{"$f":"IF($B2211>$F2211,0,IF($C2211>$G2211,0,ROUND((((($F2211-$B2211)/100)*IF('DBH-Upgrade'!$K$6='DBH-Upgrade'!$K$8,$CC2225,($BF2211/(($F2211-18)/100))))+((($B2211-18)/100)*$CB2225))*IF($E2211>50,IF($G2211=11,(1-(($E2211-50)*0.005)),IF($G2211=16,(1-(($E2211-50)*0.005)),IF($G2211=21,(1-(($E2211-50)*0.005)),1))),1)*$CD2225,0)))","v":{"$error":"#VALUE!"}},{"$f":"IF($B2211>$F2211,0,IF($C2211>$G2211,0,ROUND((((($F2211-$B2211)/100)*IF('DBH-Upgrade'!$K$6='DBH-Upgrade'!$K$8,$CC2225,($BF2211/(($F2211-18)/100))))+((($B2211-18)/100)*$CB2225))*IF($E2211>50,IF($G2211=11,(1-(($E2211-50)*0.005)),IF($G2211=16,(1-(($E2211-50)*0.005)),IF($G2211=21,(1-(($E2211-50)*0.005)),1))),1),0)))","v":{"$error":"#VALUE!"}},0.95,0.95,0.95,{"$f":"AK2211*POWER(CF_cool,AN2211)","v":{"$error":"#VALUE!"}},{"$f":"AL2211*POWER(CF_cool,AO2211)","v":{"$error":"#VALUE!"}},{"$f":"AM2211*POWER(CF_cool,AP2211)","v":{"$error":"#VALUE!"}},{"$error":"#VALUE!"},{"$error":"#VALUE!"},{"$error":"#VALUE!"},{"$error":"#VALUE!"},{"$error":"#VALUE!"},{"$error":"#VALUE!"},2.2,6,6.7,9,null,1870,null,{"v":0.68,"d":"68%"},null,null,0,11.8,13.7,21.85,null,1,1,1,{"$error":"#VALUE!"},{"$error":"#VALUE!"},{"$error":"#VALUE!"},null,{"$error":"#VALUE!"},{"$error":"#VALUE!"},{"$error":"#VALUE!"},{"$error":"#VALUE!"},2263,3445,577,50,0.8212441545440573,0.7634388097075354,null,0.15781864009190116,0.08064538055291112,0.7952052041594007,0.7952052041594007,null,10]
["3401102010",{"$f":"'DBH-Upgrade'!$K$8-$CL2212","v":70},10,3,40,110,20,21.5,0,26,30,43.5,{"v":1932.8000000000002,"d":"1933"},{"$f":"IF($B2212>$F2212,0,IF($C2212>$G2212,0,ROUND((((($F2212-$B2212)/100)*IF('DBH-Upgrade'!$K$6='DBH-Upgrade'!$K$8,$BZ2226,($BE2212/(($F2212-18)/100))))+((($B2212-18)/100)*$CA2226))*$CE2226,0)))","v":{"$error":"#VALUE!"}},{"$f":"IF($B2212>$F2212,0,IF($C2212>$G2212,0,ROUND((((($F2212-$B2212)/100)*IF('DBH-Upgrade'!$K$6='DBH-Upgrade'!$K$8,$BZ2226,($BE2212/(($F2212-18)/100))))+((($B2212-18)/100)*$CA2226))*$CD2226,0)))","v":{"$error":"#VALUE!"}},{"$f":"IF($B2212>$F2212,0,IF($C2212>$G2212,0,ROUND(((($F2212-$B2212)/100)*IF('DBH-Upgrade'!$K$6='DBH-Upgrade'!$K$8,$BZ2226,($BE2212/(($F2212-18)/100))))+((($B2212-18)/100)*$CA2226),0)))","v":{"$error":"#VALUE!"}},{"v":1.5,"d":"1.500"},1.08,1.08,1.08,156,{"$f":"IF($B2212>$F2212,0,IF($C2212>$G2212,0,ROUND(((($F2212-$B2212)/100)*(IF('DBH-Upgrade'!$K$6='DBH-Upgrade'!$K$8,$BZ2226,($BE2212/(($F2212-18)/100))))*$CH2226)+((($B2212-18)/100)*$CA2226*$CE2226*$CG2226),0)))","v":{"$error":"#VALUE!"}},{"$f":"IF($B2212>$F2212,0,IF($C2212>$G2212,0,ROUND(((($F2212-$B2212)/100)*(IF('DBH-Upgrade'!$K$6='DBH-Upgrade'!$K$8,$BZ2226,($BE2212/(($F2212-18)/100))))*$CH2226)+((($B2212-18)/100)*$CA2226*$CD2226*$CG2226),0)))","v":{"$error":"#VALUE!"}},{"$f":"IF($B2212>$F2212,0,IF($C2212>$G2212,0,ROUND(((($F2212-$B2212)/100)*(IF('DBH-Upgrade'!$K$6='DBH-Upgrade'!$K$8,$BZ2226,($BE2212/(($F2212-18)/100))))*$CH2226)+((($B2212-18)/100)*$CA2226*$CG2226),0)))","v":{"$error":"#VALUE!"}},8,{"$error":"#VALUE!"},{"$error":"#VALUE!"},{"$error":"#VALUE!"},{"v":3.2203175828474497E-4,"d":"0.00"},{"$error":"#VALUE!"},{"$error":"#VALUE!"},{"$error":"#VALUE!"},0.0001276,1.7219,2,3.76611E-4,{"$f":"IF($B2212>$F2212,0,IF($C2212>$G2212,0,ROUND((((($F2212-$B2212)/100)*IF('DBH-Upgrade'!$K$6='DBH-Upgrade'!$K$8,$CC2226,($BF2212/(($F2212-18)/100))))+((($B2212-18)/100)*$CB2226))*IF($E2212>50,IF($G2212=11,(1-(($E2212-50)*0.005)),IF($G2212=16,(1-(($E2212-50)*0.005)),IF($G2212=21,(1-(($E2212-50)*0.005)),1))),1)*$CE2226,0)))","v":{"$error":"#VALUE!"}},{"$f":"IF($B2212>$F2212,0,IF($C2212>$G2212,0,ROUND((((($F2212-$B2212)/100)*IF('DBH-Upgrade'!$K$6='DBH-Upgrade'!$K$8,$CC2226,($BF2212/(($F2212-18)/100))))+((($B2212-18)/100)*$CB2226))*IF($E2212>50,IF($G2212=11,(1-(($E2212-50)*0.005)),IF($G2212=16,(1-(($E2212-50)*0.005)),IF($G2212=21,(1-(($E2212-50)*0.005)),1))),1)*$CD2226,0)))","v":{"$error":"#VALUE!"}},{"$f":"IF($B2212>$F2212,0,IF($C2212>$G2212,0,ROUND((((($F2212-$B2212)/100)*IF('DBH-Upgrade'!$K$6='DBH-Upgrade'!$K$8,$CC2226,($BF2212/(($F2212-18)/100))))+((($B2212-18)/100)*$CB2226))*IF($E2212>50,IF($G2212=11,(1-(($E2212-50)*0.005)),IF($G2212=16,(1-(($E2212-50)*0.005)),IF($G2212=21,(1-(($E2212-50)*0.005)),1))),1),0)))","v":{"$error":"#VALUE!"}},0.95,0.95,0.95,{"$f":"AK2212*POWER(CF_cool,AN2212)","v":{"$error":"#VALUE!"}},{"$f":"AL2212*POWER(CF_cool,AO2212)","v":{"$error":"#VALUE!"}},{"$f":"AM2212*POWER(CF_cool,AP2212)","v":{"$error":"#VALUE!"}},{"$error":"#VALUE!"},{"$error":"#VALUE!"},{"$error":"#VALUE!"},{"$error":"#VALUE!"},{"$error":"#VALUE!"},{"$error":"#VALUE!"},1.5,6,6.7,9,null,2416,null,{"v":0.8,"d":"80%"},null,null,0,11.8,13.7,21.85,null,1,1,1,{"$error":"#VALUE!"},{"$error":"#VALUE!"},{"$error":"#VALUE!"},null,{"$error":"#VALUE!"},{"$error":"#VALUE!"},{"$error":"#VALUE!"},{"$error":"#VALUE!"},{"$error":"#VALUE!"},3301,508,{"$error":"#VALUE!"},0.7342980293974435,0.6854011253923185,null,0.16320641939358696,0.08064538055291112,0.783779121140337,0.783779121140337,null,10]
["3401402010",{"$f":"'DBH-Upgrade'!$K$8-$CL2224","v":80},10,3,40,140,20,21.5,0,26,30,44.8,{"v":2459.2000000000003,"d":"2459"},{"$f":"IF($B2224>$F2224,0,IF($C2224>$G2224,0,ROUND((((($F2224-$B2224)/100)*IF('DBH-Upgrade'!$K$6='DBH-Upgrade'!$K$8,$BZ2238,($BE2224/(($F2224-18)/100))))+((($B2224-18)/100)*$CA2238))*$CE2238,0)))","v":{"$error":"#VALUE!"}},{"$f":"IF($B2224>$F2224,0,IF($C2224>$G2224,0,ROUND((((($F2224-$B2224)/100)*IF('DBH-Upgrade'!$K$6='DBH-Upgrade'!$K$8,$BZ2238,($BE2224/(($F2224-18)/100))))+((($B2224-18)/100)*$CA2238))*$CD2238,0)))","v":{"$error":"#VALUE!"}},{"$f":"IF($B2224>$F2224,0,IF($C2224>$G2224,0,ROUND(((($F2224-$B2224)/100)*IF('DBH-Upgrade'!$K$6='DBH-Upgrade'!$K$8,$BZ2238,($BE2224/(($F2224-18)/100))))+((($B2224-18)/100)*$CA2238),0)))","v":{"$error":"#VALUE!"}},{"v":1.5,"d":"1.500"},1.08,1.08,1.08,198,{"$f":"IF($B2224>$F2224,0,IF($C2224>$G2224,0,ROUND(((($F2224-$B2224)/100)*(IF('DBH-Upgrade'!$K$6='DBH-Upgrade'!$K$8,$BZ2238,($BE2224/(($F2224-18)/100))))*$CH2238)+((($B2224-18)/100)*$CA2238*$CE2238*$CG2238),0)))","v":{"$error":"#VALUE!"}},{"$f":"IF($B2224>$F2224,0,IF($C2224>$G2224,0,ROUND(((($F2224-$B2224)/100)*(IF('DBH-Upgrade'!$K$6='DBH-Upgrade'!$K$8,$BZ2238,($BE2224/(($F2224-18)/100))))*$CH2238)+((($B2224-18)/100)*$CA2238*$CD2238*$CG2238),0)))","v":{"$error":"#VALUE!"}},{"$f":"IF($B2224>$F2224,0,IF($C2224>$G2224,0,ROUND(((($F2224-$B2224)/100)*(IF('DBH-Upgrade'!$K$6='DBH-Upgrade'!$K$8,$BZ2238,($BE2224/(($F2224-18)/100))))*$CH2238)+((($B2224-18)/100)*$CA2238*$CG2238),0)))","v":{"$error":"#VALUE!"}},10,{"$error":"#VALUE!"},{"$error":"#VALUE!"},{"$error":"#VALUE!"},{"v":0.000534654398169859,"d":"0.00"},{"$error":"#VALUE!"},{"$error":"#VALUE!"},{"$error":"#VALUE!"},0.0001276,1.7219,2,3.76611E-4,{"$f":"IF($B2224>$F2224,0,IF($C2224>$G2224,0,ROUND((((($F2224-$B2224)/100)*IF('DBH-Upgrade'!$K$6='DBH-Upgrade'!$K$8,$CC2238,($BF2224/(($F2224-18)/100))))+((($B2224-18)/100)*$CB2238))*IF($E2224>50,IF($G2224=11,(1-(($E2224-50)*0.005)),IF($G2224=16,(1-(($E2224-50)*0.005)),IF($G2224=21,(1-(($E2224-50)*0.005)),1))),1)*$CE2238,0)))","v":{"$error":"#VALUE!"}},{"$f":"IF($B2224>$F2224,0,IF($C2224>$G2224,0,ROUND((((($F2224-$B2224)/100)*IF('DBH-Upgrade'!$K$6='DBH-Upgrade'!$K$8,$CC2238,($BF2224/(($F2224-18)/100))))+((($B2224-18)/100)*$CB2238))*IF($E2224>50,IF($G2224=11,(1-(($E2224-50)*0.005)),IF($G2224=16,(1-(($E2224-50)*0.005)),IF($G2224=21,(1-(($E2224-50)*0.005)),1))),1)*$CD2238,0)))","v":{"$error":"#VALUE!"}},{"$f":"IF($B2224>$F2224,0,IF($C2224>$G2224,0,ROUND((((($F2224-$B2224)/100)*IF('DBH-Upgrade'!$K$6='DBH-Upgrade'!$K$8,$CC2238,($BF2224/(($F2224-18)/100))))+((($B2224-18)/100)*$CB2238))*IF($E2224>50,IF($G2224=11,(1-(($E2224-50)*0.005)),IF($G2224=16,(1-(($E2224-50)*0.005)),IF($G2224=21,(1-(($E2224-50)*0.005)),1))),1),0)))","v":{"$error":"#VALUE!"}},0.95,0.95,0.95,{"$f":"AK2224*POWER(CF_cool,AN2224)","v":{"$error":"#VALUE!"}},{"$f":"AL2224*POWER(CF_cool,AO2224)","v":{"$error":"#VALUE!"}},{"$f":"AM2224*POWER(CF_cool,AP2224)","v":{"$error":"#VALUE!"}},{"$error":"#VALUE!"},{"$error":"#VALUE!"},{"$error":"#VALUE!"},{"$error":"#VALUE!"},{"$error":"#VALUE!"},{"$error":"#VALUE!"},1.9,6,6.7,9,null,3074,null,{"v":0.8,"d":"80%"},null,null,0,11.8,13.7,21.85,null,1,1,1,{"$error":"#VALUE!"},{"$error":"#VALUE!"},{"$error":"#VALUE!"},null,{"$error":"#VALUE!"},{"$error":"#VALUE!"},{"$error":"#VALUE!"},{"$error":"#VALUE!"},{"$error":"#VALUE!"},3301,508,{"$error":"#VALUE!"},0.7254135990953521,0.6774634004202911,null,0.16320641939358696,0.08064538055291112,0.783779121140337,0.783779121140337,null,0]
["3401602110",{"$f":"'DBH-Upgrade'!$K$8-$CL2231","v":80},10,3,40,160,21,21.5,0,26,30,45.5,{"v":2910.4,"d":"2910"},{"$f":"IF($B2231>$F2231,0,IF($C2231>$G2231,0,ROUND((((($F2231-$B2231)/100)*IF('DBH-Upgrade'!$K$6='DBH-Upgrade'!$K$8,$BZ2245,($BE2231/(($F2231-18)/100))))+((($B2231-18)/100)*$CA2245))*$CE2245,0)))","v":{"$error":"#VALUE!"}},{"$f":"IF($B2231>$F2231,0,IF($C2231>$G2231,0,ROUND((((($F2231-$B2231)/100)*IF('DBH-Upgrade'!$K$6='DBH-Upgrade'!$K$8,$BZ2245,($BE2231/(($F2231-18)/100))))+((($B2231-18)/100)*$CA2245))*$CD2245,0)))","v":{"$error":"#VALUE!"}},{"$f":"IF($B2231>$F2231,0,IF($C2231>$G2231,0,ROUND(((($F2231-$B2231)/100)*IF('DBH-Upgrade'!$K$6='DBH-Upgrade'!$K$8,$BZ2245,($BE2231/(($F2231-18)/100))))+((($B2231-18)/100)*$CA2245),0)))","v":{"$error":"#VALUE!"}},{"v":1.5,"d":"1.500"},1.05,1.05,1.05,235,{"$f":"IF($B2231>$F2231,0,IF($C2231>$G2231,0,ROUND(((($F2231-$B2231)/100)*(IF('DBH-Upgrade'!$K$6='DBH-Upgrade'!$K$8,$BZ2245,($BE2231/(($F2231-18)/100))))*$CH2245)+((($B2231-18)/100)*$CA2245*$CE2245*$CG2245),0)))","v":{"$error":"#VALUE!"}},{"$f":"IF($B2231>$F2231,0,IF($C2231>$G2231,0,ROUND(((($F2231-$B2231)/100)*(IF('DBH-Upgrade'!$K$6='DBH-Upgrade'!$K$8,$BZ2245,($BE2231/(($F2231-18)/100))))*$CH2245)+((($B2231-18)/100)*$CA2245*$CD2245*$CG2245),0)))","v":{"$error":"#VALUE!"}},{"$f":"IF($B2231>$F2231,0,IF($C2231>$G2231,0,ROUND(((($F2231-$B2231)/100)*(IF('DBH-Upgrade'!$K$6='DBH-Upgrade'!$K$8,$BZ2245,($BE2231/(($F2231-18)/100))))*$CH2245)+((($B2231-18)/100)*$CA2245*$CG2245),0)))","v":{"$error":"#VALUE!"}},12,{"$error":"#VALUE!"},{"$error":"#VALUE!"},{"$error":"#VALUE!"},{"v":1.2511012285305833E-3,"d":"0.00"},{"$error":"#VALUE!"},{"$error":"#VALUE!"},{"$error":"#VALUE!"},0.0001276,1.7219,4,0.000514201,{"$f":"IF($B2231>$F2231,0,IF($C2231>$G2231,0,ROUND((((($F2231-$B2231)/100)*IF('DBH-Upgrade'!$K$6='DBH-Upgrade'!$K$8,$CC2245,($BF2231/(($F2231-18)/100))))+((($B2231-18)/100)*$CB2245))*IF($E2231>50,IF($G2231=11,(1-(($E2231-50)*0.005)),IF($G2231=16,(1-(($E2231-50)*0.005)),IF($G2231=21,(1-(($E2231-50)*0.005)),1))),1)*$CE2245,0)))","v":{"$error":"#VALUE!"}},{"$f":"IF($B2231>$F2231,0,IF($C2231>$G2231,0,ROUND((((($F2231-$B2231)/100)*IF('DBH-Upgrade'!$K$6='DBH-Upgrade'!$K$8,$CC2245,($BF2231/(($F2231-18)/100))))+((($B2231-18)/100)*$CB2245))*IF($E2231>50,IF($G2231=11,(1-(($E2231-50)*0.005)),IF($G2231=16,(1-(($E2231-50)*0.005)),IF($G2231=21,(1-(($E2231-50)*0.005)),1))),1)*$CD2245,0)))","v":{"$error":"#VALUE!"}},{"$f":"IF($B2231>$F2231,0,IF($C2231>$G2231,0,ROUND((((($F2231-$B2231)/100)*IF('DBH-Upgrade'!$K$6='DBH-Upgrade'!$K$8,$CC2245,($BF2231/(($F2231-18)/100))))+((($B2231-18)/100)*$CB2245))*IF($E2231>50,IF($G2231=11,(1-(($E2231-50)*0.005)),IF($G2231=16,(1-(($E2231-50)*0.005)),IF($G2231=21,(1-(($E2231-50)*0.005)),1))),1),0)))","v":{"$error":"#VALUE!"}},0.85,0.85,0.85,{"$f":"AK2231*POWER(CF_cool,AN2231)","v":{"$error":"#VALUE!"}},{"$f":"AL2231*POWER(CF_cool,AO2231)","v":{"$error":"#VALUE!"}},{"$f":"AM2231*POWER(CF_cool,AP2231)","v":{"$error":"#VALUE!"}},{"$error":"#VALUE!"},{"$error":"#VALUE!"},{"$error":"#VALUE!"},{"$error":"#VALUE!"},{"$error":"#VALUE!"},{"$error":"#VALUE!"},4.3,6,6.7,9,null,3638,null,{"v":0.8,"d":"80%"},null,null,0,11.8,13.7,21.85,null,1,1,1,{"$error":"#VALUE!"},{"$error":"#VALUE!"},{"$error":"#VALUE!"},null,{"$error":"#VALUE!"},{"$error":"#VALUE!"},{"$error":"#VALUE!"},{"$error":"#VALUE!"},{"$error":"#VALUE!"},4479,834,{"$error":"#VALUE!"},0.718791222592855,0.671228725846115,null,0.15781864009190116,0.08064538055291112,0.7952052041594007,0.7952052041594007,null,0]
["3401801010",{"$f":"'DBH-Upgrade'!$K$8-$CL2232","v":80},10,3,40,180,10,11.5,0,26,30,46,{"v":1559.7,"d":"1560"},{"$f":"IF($B2232>$F2232,0,IF($C2232>$G2232,0,ROUND((((($F2232-$B2232)/100)*IF('DBH-Upgrade'!$K$6='DBH-Upgrade'!$K$8,$BZ2246,($BE2232/(($F2232-18)/100))))+((($B2232-18)/100)*$CA2246))*$CE2246,0)))","v":1951},{"$f":"IF($B2232>$F2232,0,IF($C2232>$G2232,0,ROUND((((($F2232-$B2232)/100)*IF('DBH-Upgrade'!$K$6='DBH-Upgrade'!$K$8,$BZ2246,($BE2232/(($F2232-18)/100))))+((($B2232-18)/100)*$CA2246))*$CD2246,0)))","v":2118},{"$f":"IF($B2232>$F2232,0,IF($C2232>$G2232,0,ROUND(((($F2232-$B2232)/100)*IF('DBH-Upgrade'!$K$6='DBH-Upgrade'!$K$8,$BZ2246,($BE2232/(($F2232-18)/100))))+((($B2232-18)/100)*$CA2246),0)))","v":2701},{"v":1.5,"d":"1.500"},1.08,1.08,1.08,126,{"$f":"IF($B2232>$F2232,0,IF($C2232>$G2232,0,ROUND(((($F2232-$B2232)/100)*(IF('DBH-Upgrade'!$K$6='DBH-Upgrade'!$K$8,$BZ2246,($BE2232/(($F2232-18)/100))))*$CH2246)+((($B2232-18)/100)*$CA2246*$CE2246*$CG2246),0)))","v":276},{"$f":"IF($B2232>$F2232,0,IF($C2232>$G2232,0,ROUND(((($F2232-$B2232)/100)*(IF('DBH-Upgrade'!$K$6='DBH-Upgrade'!$K$8,$BZ2246,($BE2232/(($F2232-18)/100))))*$CH2246)+((($B2232-18)/100)*$CA2246*$CD2246*$CG2246),0)))","v":292},{"$f":"IF($B2232>$F2232,0,IF($C2232>$G2232,0,ROUND(((($F2232-$B2232)/100)*(IF('DBH-Upgrade'!$K$6='DBH-Upgrade'!$K$8,$BZ2246,($BE2232/(($F2232-18)/100))))*$CH2246)+((($B2232-18)/100)*$CA2246*$CG2246),0)))","v":348},7,14,15,18,{"v":5.5302105606762212E-4,"d":"0.00"},{"v":1.9589467353860633E-3,"d":"0.00"},{"v":2.222685352472512E-3,"d":"0.00"},{"v":3.1045760987556234E-3,"d":"0.00"},3.969E-4,1.7346,2,0.000367347,{"$f":"IF($B2232>$F2232,0,IF($C2232>$G2232,0,ROUND((((($F2232-$B2232)/100)*IF('DBH-Upgrade'!$K$6='DBH-Upgrade'!$K$8,$CC2246,($BF2232/(($F2232-18)/100))))+((($B2232-18)/100)*$CB2246))*IF($E2232>50,IF($G2232=11,(1-(($E2232-50)*0.005)),IF($G2232=16,(1-(($E2232-50)*0.005)),IF($G2232=21,(1-(($E2232-50)*0.005)),1))),1)*$CE2246,0)))","v":202},{"$f":"IF($B2232>$F2232,0,IF($C2232>$G2232,0,ROUND((((($F2232-$B2232)/100)*IF('DBH-Upgrade'!$K$6='DBH-Upgrade'!$K$8,$CC2246,($BF2232/(($F2232-18)/100))))+((($B2232-18)/100)*$CB2246))*IF($E2232>50,IF($G2232=11,(1-(($E2232-50)*0.005)),IF($G2232=16,(1-(($E2232-50)*0.005)),IF($G2232=21,(1-(($E2232-50)*0.005)),1))),1)*$CD2246,0)))","v":220},{"$f":"IF($B2232>$F2232,0,IF($C2232>$G2232,0,ROUND((((($F2232-$B2232)/100)*IF('DBH-Upgrade'!$K$6='DBH-Upgrade'!$K$8,$CC2246,($BF2232/(($F2232-18)/100))))+((($B2232-18)/100)*$CB2246))*IF($E2232>50,IF($G2232=11,(1-(($E2232-50)*0.005)),IF($G2232=16,(1-(($E2232-50)*0.005)),IF($G2232=21,(1-(($E2232-50)*0.005)),1))),1),0)))","v":280},0.98,0.98,0.98,{"$f":"AK2232*POWER(CF_cool,AN2232)","v":159.47324130232346},{"$f":"AL2232*POWER(CF_cool,AO2232)","v":173.68372815104536},{"$f":"AM2232*POWER(CF_cool,AP2232)","v":221.05201764678498},34,37,48,{"v":0.01000278395764729,"d":"0.01"},{"v":0.011692348091224389,"d":"0.01"},{"v":0.018918168770458984,"d":"0.02"},1.2,6,6.7,9,null,1733,null,{"v":0.9,"d":"90%"},null,null,0,11.8,13.7,21.85,null,1,1,1,159.47324130232346,173.68372815104536,221.05201764678498,null,0,0,0,1,{"$error":"#VALUE!"},3682,458,{"$error":"#VALUE!"},0.8030103878625993,0.7433030653966308,null,0.16320641939358696,0.08064538055291112,0.7952052041594007,0.7952052041594007,null,0]
["3402001510",{"$f":"'DBH-Upgrade'!$K$8-$CL2240","v":80},10,3,40,200,15,16.5,0,26,30,46.5,{"v":2508.8,"d":"2509"},{"$f":"IF($B2240>$F2240,0,IF($C2240>$G2240,0,ROUND((((($F2240-$B2240)/100)*IF('DBH-Upgrade'!$K$6='DBH-Upgrade'!$K$8,$BZ2254,($BE2240/(($F2240-18)/100))))+((($B2240-18)/100)*$CA2254))*$CE2254,0)))","v":{"$error":"#VALUE!"}},{"$f":"IF($B2240>$F2240,0,IF($C2240>$G2240,0,ROUND((((($F2240-$B2240)/100)*IF('DBH-Upgrade'!$K$6='DBH-Upgrade'!$K$8,$BZ2254,($BE2240/(($F2240-18)/100))))+((($B2240-18)/100)*$CA2254))*$CD2254,0)))","v":{"$error":"#VALUE!"}},{"$f":"IF($B2240>$F2240,0,IF($C2240>$G2240,0,ROUND(((($F2240-$B2240)/100)*IF('DBH-Upgrade'!$K$6='DBH-Upgrade'!$K$8,$BZ2254,($BE2240/(($F2240-18)/100))))+((($B2240-18)/100)*$CA2254),0)))","v":{"$error":"#VALUE!"}},{"v":1.5,"d":"1.500"},1.08,1.08,1.08,202,{"$f":"IF($B2240>$F2240,0,IF($C2240>$G2240,0,ROUND(((($F2240-$B2240)/100)*(IF('DBH-Upgrade'!$K$6='DBH-Upgrade'!$K$8,$BZ2254,($BE2240/(($F2240-18)/100))))*$CH2254)+((($B2240-18)/100)*$CA2254*$CE2254*$CG2254),0)))","v":{"$error":"#VALUE!"}},{"$f":"IF($B2240>$F2240,0,IF($C2240>$G2240,0,ROUND(((($F2240-$B2240)/100)*(IF('DBH-Upgrade'!$K$6='DBH-Upgrade'!$K$8,$BZ2254,($BE2240/(($F2240-18)/100))))*$CH2254)+((($B2240-18)/100)*$CA2254*$CD2254*$CG2254),0)))","v":{"$error":"#VALUE!"}},{"$f":"IF($B2240>$F2240,0,IF($C2240>$G2240,0,ROUND(((($F2240-$B2240)/100)*(IF('DBH-Upgrade'!$K$6='DBH-Upgrade'!$K$8,$BZ2254,($BE2240/(($F2240-18)/100))))*$CH2254)+((($B2240-18)/100)*$CA2254*$CG2254),0)))","v":{"$error":"#VALUE!"}},10,{"$error":"#VALUE!"},{"$error":"#VALUE!"},{"$error":"#VALUE!"},{"v":8.5394246239436954E-4,"d":"0.00"},{"$error":"#VALUE!"},{"$error":"#VALUE!"},{"$error":"#VALUE!"},0.0002083,1.724,2,0.000461829,{"$f":"IF($B2240>$F2240,0,IF($C2240>$G2240,0,ROUND((((($F2240-$B2240)/100)*IF('DBH-Upgrade'!$K$6='DBH-Upgrade'!$K$8,$CC2254,($BF2240/(($F2240-18)/100))))+((($B2240-18)/100)*$CB2254))*IF($E2240>50,IF($G2240=11,(1-(($E2240-50)*0.005)),IF($G2240=16,(1-(($E2240-50)*0.005)),IF($G2240=21,(1-(($E2240-50)*0.005)),1))),1)*$CE2254,0)))","v":{"$error":"#VALUE!"}},{"$f":"IF($B2240>$F2240,0,IF($C2240>$G2240,0,ROUND((((($F2240-$B2240)/100)*IF('DBH-Upgrade'!$K$6='DBH-Upgrade'!$K$8,$CC2254,($BF2240/(($F2240-18)/100))))+((($B2240-18)/100)*$CB2254))*IF($E2240>50,IF($G2240=11,(1-(($E2240-50)*0.005)),IF($G2240=16,(1-(($E2240-50)*0.005)),IF($G2240=21,(1-(($E2240-50)*0.005)),1))),1)*$CD2254,0)))","v":{"$error":"#VALUE!"}},{"$f":"IF($B2240>$F2240,0,IF($C2240>$G2240,0,ROUND((((($F2240-$B2240)/100)*IF('DBH-Upgrade'!$K$6='DBH-Upgrade'!$K$8,$CC2254,($BF2240/(($F2240-18)/100))))+((($B2240-18)/100)*$CB2254))*IF($E2240>50,IF($G2240=11,(1-(($E2240-50)*0.005)),IF($G2240=16,(1-(($E2240-50)*0.005)),IF($G2240=21,(1-(($E2240-50)*0.005)),1))),1),0)))","v":{"$error":"#VALUE!"}},1.01,1.01,1.01,{"$f":"AK2240*POWER(CF_cool,AN2240)","v":{"$error":"#VALUE!"}},{"$f":"AL2240*POWER(CF_cool,AO2240)","v":{"$error":"#VALUE!"}},{"$f":"AM2240*POWER(CF_cool,AP2240)","v":{"$error":"#VALUE!"}},{"$error":"#VALUE!"},{"$error":"#VALUE!"},{"$error":"#VALUE!"},{"$error":"#VALUE!"},{"$error":"#VALUE!"},{"$error":"#VALUE!"},{"v":2,"d":"2.0"},6,6.7,9,null,3136,null,{"v":0.8,"d":"80%"},null,null,0,11.8,13.7,21.85,null,1,1,1,{"$error":"#VALUE!"},{"$error":"#VALUE!"},{"$error":"#VALUE!"},null,{"$error":"#VALUE!"},{"$error":"#VALUE!"},{"$error":"#VALUE!"},{"$error":"#VALUE!"},1127,2539,352,62,0.7840224333226739,0.7222362755803995,null,0.16320641939358696,0.08064538055291112,0.7894714915956607,0.7894714915956607,null,0]
["3402201610",{"$f":"'DBH-Upgrade'!$K$8-$CL2247","v":80},10,3,40,220,16,16.5,0,26,30,46.9,{"v":2543.2000000000003,"d":"2543"},{"$f":"IF($B2247>$F2247,0,IF($C2247>$G2247,0,ROUND((((($F2247-$B2247)/100)*IF('DBH-Upgrade'!$K$6='DBH-Upgrade'!$K$8,$BZ2261,($BE2247/(($F2247-18)/100))))+((($B2247-18)/100)*$CA2261))*$CE2261,0)))","v":{"$error":"#VALUE!"}},{"$f":"IF($B2247>$F2247,0,IF($C2247>$G2247,0,ROUND((((($F2247-$B2247)/100)*IF('DBH-Upgrade'!$K$6='DBH-Upgrade'!$K$8,$BZ2261,($BE2247/(($F2247-18)/100))))+((($B2247-18)/100)*$CA2261))*$CD2261,0)))","v":{"$error":"#VALUE!"}},{"$f":"IF($B2247>$F2247,0,IF($C2247>$G2247,0,ROUND(((($F2247-$B2247)/100)*IF('DBH-Upgrade'!$K$6='DBH-Upgrade'!$K$8,$BZ2261,($BE2247/(($F2247-18)/100))))+((($B2247-18)/100)*$CA2261),0)))","v":{"$error":"#VALUE!"}},{"v":1.5,"d":"1.500"},1.1,1.1,1.1,205,{"$f":"IF($B2247>$F2247,0,IF($C2247>$G2247,0,ROUND(((($F2247-$B2247)/100)*(IF('DBH-Upgrade'!$K$6='DBH-Upgrade'!$K$8,$BZ2261,($BE2247/(($F2247-18)/100))))*$CH2261)+((($B2247-18)/100)*$CA2261*$CE2261*$CG2261),0)))","v":{"$error":"#VALUE!"}},{"$f":"IF($B2247>$F2247,0,IF($C2247>$G2247,0,ROUND(((($F2247-$B2247)/100)*(IF('DBH-Upgrade'!$K$6='DBH-Upgrade'!$K$8,$BZ2261,($BE2247/(($F2247-18)/100))))*$CH2261)+((($B2247-18)/100)*$CA2261*$CD2261*$CG2261),0)))","v":{"$error":"#VALUE!"}},{"$f":"IF($B2247>$F2247,0,IF($C2247>$G2247,0,ROUND(((($F2247-$B2247)/100)*(IF('DBH-Upgrade'!$K$6='DBH-Upgrade'!$K$8,$BZ2261,($BE2247/(($F2247-18)/100))))*$CH2261)+((($B2247-18)/100)*$CA2261*$CG2261),0)))","v":{"$error":"#VALUE!"}},11,{"$error":"#VALUE!"},{"$error":"#VALUE!"},{"$error":"#VALUE!"},{"v":0.002699573041863678,"d":"0.00"},{"$error":"#VALUE!"},{"$error":"#VALUE!"},{"$error":"#VALUE!"},0.0002083,1.724,4,1.392796E-3,{"$f":"IF($B2247>$F2247,0,IF($C2247>$G2247,0,ROUND((((($F2247-$B2247)/100)*IF('DBH-Upgrade'!$K$6='DBH-Upgrade'!$K$8,$CC2261,($BF2247/(($F2247-18)/100))))+((($B2247-18)/100)*$CB2261))*IF($E2247>50,IF($G2247=11,(1-(($E2247-50)*0.005)),IF($G2247=16,(1-(($E2247-50)*0.005)),IF($G2247=21,(1-(($E2247-50)*0.005)),1))),1)*$CE2261,0)))","v":{"$error":"#VALUE!"}},{"$f":"IF($B2247>$F2247,0,IF($C2247>$G2247,0,ROUND((((($F2247-$B2247)/100)*IF('DBH-Upgrade'!$K$6='DBH-Upgrade'!$K$8,$CC2261,($BF2247/(($F2247-18)/100))))+((($B2247-18)/100)*$CB2261))*IF($E2247>50,IF($G2247=11,(1-(($E2247-50)*0.005)),IF($G2247=16,(1-(($E2247-50)*0.005)),IF($G2247=21,(1-(($E2247-50)*0.005)),1))),1)*$CD2261,0)))","v":{"$error":"#VALUE!"}},{"$f":"IF($B2247>$F2247,0,IF($C2247>$G2247,0,ROUND((((($F2247-$B2247)/100)*IF('DBH-Upgrade'!$K$6='DBH-Upgrade'!$K$8,$CC2261,($BF2247/(($F2247-18)/100))))+((($B2247-18)/100)*$CB2261))*IF($E2247>50,IF($G2247=11,(1-(($E2247-50)*0.005)),IF($G2247=16,(1-(($E2247-50)*0.005)),IF($G2247=21,(1-(($E2247-50)*0.005)),1))),1),0)))","v":{"$error":"#VALUE!"}},0.95,0.95,0.95,{"$f":"AK2247*POWER(CF_cool,AN2247)","v":{"$error":"#VALUE!"}},{"$f":"AL2247*POWER(CF_cool,AO2247)","v":{"$error":"#VALUE!"}},{"$f":"AM2247*POWER(CF_cool,AP2247)","v":{"$error":"#VALUE!"}},{"$error":"#VALUE!"},{"$error":"#VALUE!"},{"$error":"#VALUE!"},{"$error":"#VALUE!"},{"$error":"#VALUE!"},{"$error":"#VALUE!"},4.4,6,6.7,9,null,3740,null,{"v":0.68,"d":"68%"},null,null,0,11.8,13.7,21.85,null,1,1,1,{"$error":"#VALUE!"},{"$error":"#VALUE!"},{"$error":"#VALUE!"},null,{"$error":"#VALUE!"},{"$error":"#VALUE!"},{"$error":"#VALUE!"},{"$error":"#VALUE!"},2263,3445,577,50,0.7840224333226739,0.7222362755803995,null,0.15781864009190116,0.08064538055291112,0.7952052041594007,0.7952052041594007,null,0]
["3402401510",{"$f":"'DBH-Upgrade'!$K$8-$CL2252","v":80},10,3,40,240,15,16.5,0,26,30,47.2,{"v":3010.4,"d":"3010"},{"$f":"IF($B2252>$F2252,0,IF($C2252>$G2252,0,ROUND((((($F2252-$B2252)/100)*IF('DBH-Upgrade'!$K$6='DBH-Upgrade'!$K$8,$BZ2266,($BE2252/(($F2252-18)/100))))+((($B2252-18)/100)*$CA2266))*$CE2266,0)))","v":{"$error":"#VALUE!"}},{"$f":"IF($B2252>$F2252,0,IF($C2252>$G2252,0,ROUND((((($F2252-$B2252)/100)*IF('DBH-Upgrade'!$K$6='DBH-Upgrade'!$K$8,$BZ2266,($BE2252/(($F2252-18)/100))))+((($B2252-18)/100)*$CA2266))*$CD2266,0)))","v":{"$error":"#VALUE!"}},{"$f":"IF($B2252>$F2252,0,IF($C2252>$G2252,0,ROUND(((($F2252-$B2252)/100)*IF('DBH-Upgrade'!$K$6='DBH-Upgrade'!$K$8,$BZ2266,($BE2252/(($F2252-18)/100))))+((($B2252-18)/100)*$CA2266),0)))","v":{"$error":"#VALUE!"}},{"v":1.5,"d":"1.500"},1.08,1.08,1.08,243,{"$f":"IF($B2252>$F2252,0,IF($C2252>$G2252,0,ROUND(((($F2252-$B2252)/100)*(IF('DBH-Upgrade'!$K$6='DBH-Upgrade'!$K$8,$BZ2266,($BE2252/(($F2252-18)/100))))*$CH2266)+((($B2252-18)/100)*$CA2266*$CE2266*$CG2266),0)))","v":{"$error":"#VALUE!"}},{"$f":"IF($B2252>$F2252,0,IF($C2252>$G2252,0,ROUND(((($F2252-$B2252)/100)*(IF('DBH-Upgrade'!$K$6='DBH-Upgrade'!$K$8,$BZ2266,($BE2252/(($F2252-18)/100))))*$CH2266)+((($B2252-18)/100)*$CA2266*$CD2266*$CG2266),0)))","v":{"$error":"#VALUE!"}},{"$f":"IF($B2252>$F2252,0,IF($C2252>$G2252,0,ROUND(((($F2252-$B2252)/100)*(IF('DBH-Upgrade'!$K$6='DBH-Upgrade'!$K$8,$BZ2266,($BE2252/(($F2252-18)/100))))*$CH2266)+((($B2252-18)/100)*$CA2266*$CG2266),0)))","v":{"$error":"#VALUE!"}},13,{"$error":"#VALUE!"},{"$error":"#VALUE!"},{"$error":"#VALUE!"},{"v":1.5317530041738072E-3,"d":"0.00"},{"$error":"#VALUE!"},{"$error":"#VALUE!"},{"$error":"#VALUE!"},0.0002083,1.724,2,0.000461829,{"$f":"IF($B2252>$F2252,0,IF($C2252>$G2252,0,ROUND((((($F2252-$B2252)/100)*IF('DBH-Upgrade'!$K$6='DBH-Upgrade'!$K$8,$CC2266,($BF2252/(($F2252-18)/100))))+((($B2252-18)/100)*$CB2266))*IF($E2252>50,IF($G2252=11,(1-(($E2252-50)*0.005)),IF($G2252=16,(1-(($E2252-50)*0.005)),IF($G2252=21,(1-(($E2252-50)*0.005)),1))),1)*$CE2266,0)))","v":{"$error":"#VALUE!"}},{"$f":"IF($B2252>$F2252,0,IF($C2252>$G2252,0,ROUND((((($F2252-$B2252)/100)*IF('DBH-Upgrade'!$K$6='DBH-Upgrade'!$K$8,$CC2266,($BF2252/(($F2252-18)/100))))+((($B2252-18)/100)*$CB2266))*IF($E2252>50,IF($G2252=11,(1-(($E2252-50)*0.005)),IF($G2252=16,(1-(($E2252-50)*0.005)),IF($G2252=21,(1-(($E2252-50)*0.005)),1))),1)*$CD2266,0)))","v":{"$error":"#VALUE!"}},{"$f":"IF($B2252>$F2252,0,IF($C2252>$G2252,0,ROUND((((($F2252-$B2252)/100)*IF('DBH-Upgrade'!$K$6='DBH-Upgrade'!$K$8,$CC2266,($BF2252/(($F2252-18)/100))))+((($B2252-18)/100)*$CB2266))*IF($E2252>50,IF($G2252=11,(1-(($E2252-50)*0.005)),IF($G2252=16,(1-(($E2252-50)*0.005)),IF($G2252=21,(1-(($E2252-50)*0.005)),1))),1),0)))","v":{"$error":"#VALUE!"}},1.01,1.01,1.01,{"$f":"AK2252*POWER(CF_cool,AN2252)","v":{"$error":"#VALUE!"}},{"$f":"AL2252*POWER(CF_cool,AO2252)","v":{"$error":"#VALUE!"}},{"$f":"AM2252*POWER(CF_cool,AP2252)","v":{"$error":"#VALUE!"}},{"$error":"#VALUE!"},{"$error":"#VALUE!"},{"$error":"#VALUE!"},{"$error":"#VALUE!"},{"$error":"#VALUE!"},{"$error":"#VALUE!"},2.4,6,6.7,9,null,3763,null,{"v":0.8,"d":"80%"},null,null,0,11.8,13.7,21.85,null,1,1,1,{"$error":"#VALUE!"},{"$error":"#VALUE!"},{"$error":"#VALUE!"},null,{"$error":"#VALUE!"},{"$error":"#VALUE!"},{"$error":"#VALUE!"},{"$error":"#VALUE!"},1127,2539,352,62,0.7688559120374613,0.7053868583882835,null,0.16320641939358696,0.08064538055291112,0.7894714915956607,0.7894714915956607,null,0]
["3402801510",{"$f":"'DBH-Upgrade'!$K$8-$CL2264","v":80},10,3,40,280,15,16.5,0,26,30,47.8,3512,{"$f":"IF($B2264>$F2264,0,IF($C2264>$G2264,0,ROUND((((($F2264-$B2264)/100)*IF('DBH-Upgrade'!$K$6='DBH-Upgrade'!$K$8,$BZ2278,($BE2264/(($F2264-18)/100))))+((($B2264-18)/100)*$CA2278))*$CE2278,0)))","v":{"$error":"#VALUE!"}},{"$f":"IF($B2264>$F2264,0,IF($C2264>$G2264,0,ROUND((((($F2264-$B2264)/100)*IF('DBH-Upgrade'!$K$6='DBH-Upgrade'!$K$8,$BZ2278,($BE2264/(($F2264-18)/100))))+((($B2264-18)/100)*$CA2278))*$CD2278,0)))","v":{"$error":"#VALUE!"}},{"$f":"IF($B2264>$F2264,0,IF($C2264>$G2264,0,ROUND(((($F2264-$B2264)/100)*IF('DBH-Upgrade'!$K$6='DBH-Upgrade'!$K$8,$BZ2278,($BE2264/(($F2264-18)/100))))+((($B2264-18)/100)*$CA2278),0)))","v":{"$error":"#VALUE!"}},{"v":1.5,"d":"1.500"},1.08,1.08,1.08,283,{"$f":"IF($B2264>$F2264,0,IF($C2264>$G2264,0,ROUND(((($F2264-$B2264)/100)*(IF('DBH-Upgrade'!$K$6='DBH-Upgrade'!$K$8,$BZ2278,($BE2264/(($F2264-18)/100))))*$CH2278)+((($B2264-18)/100)*$CA2278*$CE2278*$CG2278),0)))","v":{"$error":"#VALUE!"}},{"$f":"IF($B2264>$F2264,0,IF($C2264>$G2264,0,ROUND(((($F2264-$B2264)/100)*(IF('DBH-Upgrade'!$K$6='DBH-Upgrade'!$K$8,$BZ2278,($BE2264/(($F2264-18)/100))))*$CH2278)+((($B2264-18)/100)*$CA2278*$CD2278*$CG2278),0)))","v":{"$error":"#VALUE!"}},{"$f":"IF($B2264>$F2264,0,IF($C2264>$G2264,0,ROUND(((($F2264-$B2264)/100)*(IF('DBH-Upgrade'!$K$6='DBH-Upgrade'!$K$8,$BZ2278,($BE2264/(($F2264-18)/100))))*$CH2278)+((($B2264-18)/100)*$CA2278*$CG2278),0)))","v":{"$error":"#VALUE!"}},15,{"$error":"#VALUE!"},{"$error":"#VALUE!"},{"$error":"#VALUE!"},{"v":0.002173792484860451,"d":"0.00"},{"$error":"#VALUE!"},{"$error":"#VALUE!"},{"$error":"#VALUE!"},0.0002083,1.724,2,0.000461829,{"$f":"IF($B2264>$F2264,0,IF($C2264>$G2264,0,ROUND((((($F2264-$B2264)/100)*IF('DBH-Upgrade'!$K$6='DBH-Upgrade'!$K$8,$CC2278,($BF2264/(($F2264-18)/100))))+((($B2264-18)/100)*$CB2278))*IF($E2264>50,IF($G2264=11,(1-(($E2264-50)*0.005)),IF($G2264=16,(1-(($E2264-50)*0.005)),IF($G2264=21,(1-(($E2264-50)*0.005)),1))),1)*$CE2278,0)))","v":{"$error":"#VALUE!"}},{"$f":"IF($B2264>$F2264,0,IF($C2264>$G2264,0,ROUND((((($F2264-$B2264)/100)*IF('DBH-Upgrade'!$K$6='DBH-Upgrade'!$K$8,$CC2278,($BF2264/(($F2264-18)/100))))+((($B2264-18)/100)*$CB2278))*IF($E2264>50,IF($G2264=11,(1-(($E2264-50)*0.005)),IF($G2264=16,(1-(($E2264-50)*0.005)),IF($G2264=21,(1-(($E2264-50)*0.005)),1))),1)*$CD2278,0)))","v":{"$error":"#VALUE!"}},{"$f":"IF($B2264>$F2264,0,IF($C2264>$G2264,0,ROUND((((($F2264-$B2264)/100)*IF('DBH-Upgrade'!$K$6='DBH-Upgrade'!$K$8,$CC2278,($BF2264/(($F2264-18)/100))))+((($B2264-18)/100)*$CB2278))*IF($E2264>50,IF($G2264=11,(1-(($E2264-50)*0.005)),IF($G2264=16,(1-(($E2264-50)*0.005)),IF($G2264=21,(1-(($E2264-50)*0.005)),1))),1),0)))","v":{"$error":"#VALUE!"}},1.01,1.01,1.01,{"$f":"AK2264*POWER(CF_cool,AN2264)","v":{"$error":"#VALUE!"}},{"$f":"AL2264*POWER(CF_cool,AO2264)","v":{"$error":"#VALUE!"}},{"$f":"AM2264*POWER(CF_cool,AP2264)","v":{"$error":"#VALUE!"}},{"$error":"#VALUE!"},{"$error":"#VALUE!"},{"$error":"#VALUE!"},{"$error":"#VALUE!"},{"$error":"#VALUE!"},{"$error":"#VALUE!"},2.8,6,6.7,9,null,4390,null,{"v":0.8,"d":"80%"},null,null,0,11.8,13.7,21.85,null,1,1,1,{"$error":"#VALUE!"},{"$error":"#VALUE!"},{"$error":"#VALUE!"},null,{"$error":"#VALUE!"},{"$error":"#VALUE!"},{"$error":"#VALUE!"},{"$error":"#VALUE!"},1127,2539,352,62,0.750275090099452,0.6848867351465859,null,0.16320641939358696,0.08064538055291112,0.7894714915956607,0.7894714915956607,null,0]
["3403001010",{"$f":"'DBH-Upgrade'!$K$8-$CL2268","v":40},10,3,40,300,10,11.5,0,26,30,47.8,{"v":2600.1,"d":"2600"},{"$f":"IF($B2268>$F2268,0,IF($C2268>$G2268,0,ROUND((((($F2268-$B2268)/100)*IF('DBH-Upgrade'!$K$6='DBH-Upgrade'!$K$8,$BZ2282,($BE2268/(($F2268-18)/100))))+((($B2268-18)/100)*$CA2282))*$CE2282,0)))","v":2372},{"$f":"IF($B2268>$F2268,0,IF($C2268>$G2268,0,ROUND((((($F2268-$B2268)/100)*IF('DBH-Upgrade'!$K$6='DBH-Upgrade'!$K$8,$BZ2282,($BE2268/(($F2268-18)/100))))+((($B2268-18)/100)*$CA2282))*$CD2282,0)))","v":2619},{"$f":"IF($B2268>$F2268,0,IF($C2268>$G2268,0,ROUND(((($F2268-$B2268)/100)*IF('DBH-Upgrade'!$K$6='DBH-Upgrade'!$K$8,$BZ2282,($BE2268/(($F2268-18)/100))))+((($B2268-18)/100)*$CA2282),0)))","v":3489},{"v":1.5,"d":"1.500"},1.08,1.08,1.08,210,{"$f":"IF($B2268>$F2268,0,IF($C2268>$G2268,0,ROUND(((($F2268-$B2268)/100)*(IF('DBH-Upgrade'!$K$6='DBH-Upgrade'!$K$8,$BZ2282,($BE2268/(($F2268-18)/100))))*$CH2282)+((($B2268-18)/100)*$CA2282*$CE2282*$CG2282),0)))","v":298},{"$f":"IF($B2268>$F2268,0,IF($C2268>$G2268,0,ROUND(((($F2268-$B2268)/100)*(IF('DBH-Upgrade'!$K$6='DBH-Upgrade'!$K$8,$BZ2282,($BE2268/(($F2268-18)/100))))*$CH2282)+((($B2268-18)/100)*$CA2282*$CD2282*$CG2282),0)))","v":305},{"$f":"IF($B2268>$F2268,0,IF($C2268>$G2268,0,ROUND(((($F2268-$B2268)/100)*(IF('DBH-Upgrade'!$K$6='DBH-Upgrade'!$K$8,$BZ2282,($BE2268/(($F2268-18)/100))))*$CH2282)+((($B2268-18)/100)*$CA2282*$CG2282),0)))","v":327},11,15,16,17,{"v":1.8582404315055719E-3,"d":"0.00"},{"v":3.2463702926699848E-3,"d":"0.00"},{"v":3.6465712197593972E-3,"d":"0.00"},{"v":0.004067537145521238,"d":"0.00"},3.969E-4,1.7346,2,0.000367347,{"$f":"IF($B2268>$F2268,0,IF($C2268>$G2268,0,ROUND((((($F2268-$B2268)/100)*IF('DBH-Upgrade'!$K$6='DBH-Upgrade'!$K$8,$CC2282,($BF2268/(($F2268-18)/100))))+((($B2268-18)/100)*$CB2282))*IF($E2268>50,IF($G2268=11,(1-(($E2268-50)*0.005)),IF($G2268=16,(1-(($E2268-50)*0.005)),IF($G2268=21,(1-(($E2268-50)*0.005)),1))),1)*$CE2282,0)))","v":162},{"$f":"IF($B2268>$F2268,0,IF($C2268>$G2268,0,ROUND((((($F2268-$B2268)/100)*IF('DBH-Upgrade'!$K$6='DBH-Upgrade'!$K$8,$CC2282,($BF2268/(($F2268-18)/100))))+((($B2268-18)/100)*$CB2282))*IF($E2268>50,IF($G2268=11,(1-(($E2268-50)*0.005)),IF($G2268=16,(1-(($E2268-50)*0.005)),IF($G2268=21,(1-(($E2268-50)*0.005)),1))),1)*$CD2282,0)))","v":179},{"$f":"IF($B2268>$F2268,0,IF($C2268>$G2268,0,ROUND((((($F2268-$B2268)/100)*IF('DBH-Upgrade'!$K$6='DBH-Upgrade'!$K$8,$CC2282,($BF2268/(($F2268-18)/100))))+((($B2268-18)/100)*$CB2282))*IF($E2268>50,IF($G2268=11,(1-(($E2268-50)*0.005)),IF($G2268=16,(1-(($E2268-50)*0.005)),IF($G2268=21,(1-(($E2268-50)*0.005)),1))),1),0)))","v":239},0.98,0.98,0.98,{"$f":"AK2268*POWER(CF_cool,AN2268)","v":127.89438163849702},{"$f":"AL2268*POWER(CF_cool,AO2268)","v":141.31539699562325},{"$f":"AM2268*POWER(CF_cool,AP2268)","v":188.6836864913629},27,30,41,{"v":0.00937805679145354,"d":"0.01"},{"v":0.011347928883271895,"d":"0.01"},{"v":0.01999055713839994,"d":"0.02"},{"v":2,"d":"2.0"},6,6.7,9,null,2889,null,{"v":0.9,"d":"90%"},null,null,0,11.8,13.7,21.85,null,1,1,1,127.89438163849702,141.31539699562325,188.6836864913629,null,0,0,0,1,{"$error":"#VALUE!"},3682,458,{"$error":"#VALUE!"},0.750275090099452,0.6848867351465859,null,0.16320641939358696,0.08064538055291112,0.7952052041594007,0.7952052041594007,null,40]
["3403002010",{"$f":"'DBH-Upgrade'!$K$8-$CL2272","v":60},10,3,40,300,20,21.5,0,26,30,47.8,{"v":5270.400000000001,"d":"5270"},{"$f":"IF($B2272>$F2272,0,IF($C2272>$G2272,0,ROUND((((($F2272-$B2272)/100)*IF('DBH-Upgrade'!$K$6='DBH-Upgrade'!$K$8,$BZ2286,($BE2272/(($F2272-18)/100))))+((($B2272-18)/100)*$CA2286))*$CE2286,0)))","v":{"$error":"#VALUE!"}},{"$f":"IF($B2272>$F2272,0,IF($C2272>$G2272,0,ROUND((((($F2272-$B2272)/100)*IF('DBH-Upgrade'!$K$6='DBH-Upgrade'!$K$8,$BZ2286,($BE2272/(($F2272-18)/100))))+((($B2272-18)/100)*$CA2286))*$CD2286,0)))","v":{"$error":"#VALUE!"}},{"$f":"IF($B2272>$F2272,0,IF($C2272>$G2272,0,ROUND(((($F2272-$B2272)/100)*IF('DBH-Upgrade'!$K$6='DBH-Upgrade'!$K$8,$BZ2286,($BE2272/(($F2272-18)/100))))+((($B2272-18)/100)*$CA2286),0)))","v":{"$error":"#VALUE!"}},{"v":1.5,"d":"1.500"},1.08,1.08,1.08,425,{"$f":"IF($B2272>$F2272,0,IF($C2272>$G2272,0,ROUND(((($F2272-$B2272)/100)*(IF('DBH-Upgrade'!$K$6='DBH-Upgrade'!$K$8,$BZ2286,($BE2272/(($F2272-18)/100))))*$CH2286)+((($B2272-18)/100)*$CA2286*$CE2286*$CG2286),0)))","v":{"$error":"#VALUE!"}},{"$f":"IF($B2272>$F2272,0,IF($C2272>$G2272,0,ROUND(((($F2272-$B2272)/100)*(IF('DBH-Upgrade'!$K$6='DBH-Upgrade'!$K$8,$BZ2286,($BE2272/(($F2272-18)/100))))*$CH2286)+((($B2272-18)/100)*$CA2286*$CD2286*$CG2286),0)))","v":{"$error":"#VALUE!"}},{"$f":"IF($B2272>$F2272,0,IF($C2272>$G2272,0,ROUND(((($F2272-$B2272)/100)*(IF('DBH-Upgrade'!$K$6='DBH-Upgrade'!$K$8,$BZ2286,($BE2272/(($F2272-18)/100))))*$CH2286)+((($B2272-18)/100)*$CA2286*$CG2286),0)))","v":{"$error":"#VALUE!"}},22,{"$error":"#VALUE!"},{"$error":"#VALUE!"},{"$error":"#VALUE!"},{"v":3.2498070452343306E-3,"d":"0.00"},{"$error":"#VALUE!"},{"$error":"#VALUE!"},{"$error":"#VALUE!"},0.0001276,1.7219,2,3.76611E-4,{"$f":"IF($B2272>$F2272,0,IF($C2272>$G2272,0,ROUND((((($F2272-$B2272)/100)*IF('DBH-Upgrade'!$K$6='DBH-Upgrade'!$K$8,$CC2286,($BF2272/(($F2272-18)/100))))+((($B2272-18)/100)*$CB2286))*IF($E2272>50,IF($G2272=11,(1-(($E2272-50)*0.005)),IF($G2272=16,(1-(($E2272-50)*0.005)),IF($G2272=21,(1-(($E2272-50)*0.005)),1))),1)*$CE2286,0)))","v":{"$error":"#VALUE!"}},{"$f":"IF($B2272>$F2272,0,IF($C2272>$G2272,0,ROUND((((($F2272-$B2272)/100)*IF('DBH-Upgrade'!$K$6='DBH-Upgrade'!$K$8,$CC2286,($BF2272/(($F2272-18)/100))))+((($B2272-18)/100)*$CB2286))*IF($E2272>50,IF($G2272=11,(1-(($E2272-50)*0.005)),IF($G2272=16,(1-(($E2272-50)*0.005)),IF($G2272=21,(1-(($E2272-50)*0.005)),1))),1)*$CD2286,0)))","v":{"$error":"#VALUE!"}},{"$f":"IF($B2272>$F2272,0,IF($C2272>$G2272,0,ROUND((((($F2272-$B2272)/100)*IF('DBH-Upgrade'!$K$6='DBH-Upgrade'!$K$8,$CC2286,($BF2272/(($F2272-18)/100))))+((($B2272-18)/100)*$CB2286))*IF($E2272>50,IF($G2272=11,(1-(($E2272-50)*0.005)),IF($G2272=16,(1-(($E2272-50)*0.005)),IF($G2272=21,(1-(($E2272-50)*0.005)),1))),1),0)))","v":{"$error":"#VALUE!"}},0.95,0.95,0.95,{"$f":"AK2272*POWER(CF_cool,AN2272)","v":{"$error":"#VALUE!"}},{"$f":"AL2272*POWER(CF_cool,AO2272)","v":{"$error":"#VALUE!"}},{"$f":"AM2272*POWER(CF_cool,AP2272)","v":{"$error":"#VALUE!"}},{"$error":"#VALUE!"},{"$error":"#VALUE!"},{"$error":"#VALUE!"},{"$error":"#VALUE!"},{"$error":"#VALUE!"},{"$error":"#VALUE!"},{"v":4,"d":"4.0"},6,6.7,9,null,6588,null,{"v":0.8,"d":"80%"},null,null,0,11.8,13.7,21.85,null,1,1,1,{"$error":"#VALUE!"},{"$error":"#VALUE!"},{"$error":"#VALUE!"},null,{"$error":"#VALUE!"},{"$error":"#VALUE!"},{"$error":"#VALUE!"},{"$error":"#VALUE!"},{"$error":"#VALUE!"},3301,508,{"$error":"#VALUE!"},0.681904493845304,0.6579686139337618,null,0.16320641939358696,0.08064538055291112,0.783779121140337,0.783779121140337,null,20]
["350701510",{"$f":"'DBH-Upgrade'!$K$8-$CL2284","v":70},10,3,50,70,15,16.5,0,26,30,41,{"v":971.2,"d":"971"},{"$f":"IF($B2284>$F2284,0,IF($C2284>$G2284,0,ROUND((((($F2284-$B2284)/100)*IF('DBH-Upgrade'!$K$6='DBH-Upgrade'!$K$8,$BZ2298,($BE2284/(($F2284-18)/100))))+((($B2284-18)/100)*$CA2298))*$CE2298,0)))","v":{"$error":"#VALUE!"}},{"$f":"IF($B2284>$F2284,0,IF($C2284>$G2284,0,ROUND((((($F2284-$B2284)/100)*IF('DBH-Upgrade'!$K$6='DBH-Upgrade'!$K$8,$BZ2298,($BE2284/(($F2284-18)/100))))+((($B2284-18)/100)*$CA2298))*$CD2298,0)))","v":{"$error":"#VALUE!"}},{"$f":"IF($B2284>$F2284,0,IF($C2284>$G2284,0,ROUND(((($F2284-$B2284)/100)*IF('DBH-Upgrade'!$K$6='DBH-Upgrade'!$K$8,$BZ2298,($BE2284/(($F2284-18)/100))))+((($B2284-18)/100)*$CA2298),0)))","v":{"$error":"#VALUE!"}},{"v":1.5,"d":"1.500"},1.08,1.08,1.08,78,{"$f":"IF($B2284>$F2284,0,IF($C2284>$G2284,0,ROUND(((($F2284-$B2284)/100)*(IF('DBH-Upgrade'!$K$6='DBH-Upgrade'!$K$8,$BZ2298,($BE2284/(($F2284-18)/100))))*$CH2298)+((($B2284-18)/100)*$CA2298*$CE2298*$CG2298),0)))","v":{"$error":"#VALUE!"}},{"$f":"IF($B2284>$F2284,0,IF($C2284>$G2284,0,ROUND(((($F2284-$B2284)/100)*(IF('DBH-Upgrade'!$K$6='DBH-Upgrade'!$K$8,$BZ2298,($BE2284/(($F2284-18)/100))))*$CH2298)+((($B2284-18)/100)*$CA2298*$CD2298*$CG2298),0)))","v":{"$error":"#VALUE!"}},{"$f":"IF($B2284>$F2284,0,IF($C2284>$G2284,0,ROUND(((($F2284-$B2284)/100)*(IF('DBH-Upgrade'!$K$6='DBH-Upgrade'!$K$8,$BZ2298,($BE2284/(($F2284-18)/100))))*$CH2298)+((($B2284-18)/100)*$CA2298*$CG2298),0)))","v":{"$error":"#VALUE!"}},4,{"$error":"#VALUE!"},{"$error":"#VALUE!"},{"$error":"#VALUE!"},{"v":9.71873853589833e-05,"d":"0.00"},{"$error":"#VALUE!"},{"$error":"#VALUE!"},{"$error":"#VALUE!"},0.0002083,1.724,2,0.000461829,{"$f":"IF($B2284>$F2284,0,IF($C2284>$G2284,0,ROUND((((($F2284-$B2284)/100)*IF('DBH-Upgrade'!$K$6='DBH-Upgrade'!$K$8,$CC2298,($BF2284/(($F2284-18)/100))))+((($B2284-18)/100)*$CB2298))*IF($E2284>50,IF($G2284=11,(1-(($E2284-50)*0.005)),IF($G2284=16,(1-(($E2284-50)*0.005)),IF($G2284=21,(1-(($E2284-50)*0.005)),1))),1)*$CE2298,0)))","v":{"$error":"#VALUE!"}},{"$f":"IF($B2284>$F2284,0,IF($C2284>$G2284,0,ROUND((((($F2284-$B2284)/100)*IF('DBH-Upgrade'!$K$6='DBH-Upgrade'!$K$8,$CC2298,($BF2284/(($F2284-18)/100))))+((($B2284-18)/100)*$CB2298))*IF($E2284>50,IF($G2284=11,(1-(($E2284-50)*0.005)),IF($G2284=16,(1-(($E2284-50)*0.005)),IF($G2284=21,(1-(($E2284-50)*0.005)),1))),1)*$CD2298,0)))","v":{"$error":"#VALUE!"}},{"$f":"IF($B2284>$F2284,0,IF($C2284>$G2284,0,ROUND((((($F2284-$B2284)/100)*IF('DBH-Upgrade'!$K$6='DBH-Upgrade'!$K$8,$CC2298,($BF2284/(($F2284-18)/100))))+((($B2284-18)/100)*$CB2298))*IF($E2284>50,IF($G2284=11,(1-(($E2284-50)*0.005)),IF($G2284=16,(1-(($E2284-50)*0.005)),IF($G2284=21,(1-(($E2284-50)*0.005)),1))),1),0)))","v":{"$error":"#VALUE!"}},1.01,1.01,1.01,{"$f":"AK2284*POWER(CF_cool,AN2284)","v":{"$error":"#VALUE!"}},{"$f":"AL2284*POWER(CF_cool,AO2284)","v":{"$error":"#VALUE!"}},{"$f":"AM2284*POWER(CF_cool,AP2284)","v":{"$error":"#VALUE!"}},{"$error":"#VALUE!"},{"$error":"#VALUE!"},{"$error":"#VALUE!"},{"$error":"#VALUE!"},{"$error":"#VALUE!"},{"$error":"#VALUE!"},0.7,6,6.7,9,null,1214,null,{"v":0.8,"d":"80%"},null,null,0,11.8,13.7,21.85,null,1,1,1,{"$error":"#VALUE!"},{"$error":"#VALUE!"},{"$error":"#VALUE!"},null,{"$error":"#VALUE!"},{"$error":"#VALUE!"},{"$error":"#VALUE!"},{"$error":"#VALUE!"},{"$error":"#VALUE!"},3301,508,{"$error":"#VALUE!"},0.6729424377054166,0.6582099452827469,null,0.16320641939358696,0.08064538055291112,0.783779121140337,0.783779121140337,null,10]
["350802010",{"$f":"'DBH-Upgrade'!$K$8-$CL2292","v":80},10,3,50,80,20,21.5,0,26,30,41.8,1552,{"$f":"IF($B2292>$F2292,0,IF($C2292>$G2292,0,ROUND((((($F2292-$B2292)/100)*IF('DBH-Upgrade'!$K$6='DBH-Upgrade'!$K$8,$BZ2306,($BE2292/(($F2292-18)/100))))+((($B2292-18)/100)*$CA2306))*$CE2306,0)))","v":{"$error":"#VALUE!"}},{"$f":"IF($B2292>$F2292,0,IF($C2292>$G2292,0,ROUND((((($F2292-$B2292)/100)*IF('DBH-Upgrade'!$K$6='DBH-Upgrade'!$K$8,$BZ2306,($BE2292/(($F2292-18)/100))))+((($B2292-18)/100)*$CA2306))*$CD2306,0)))","v":{"$error":"#VALUE!"}},{"$f":"IF($B2292>$F2292,0,IF($C2292>$G2292,0,ROUND(((($F2292-$B2292)/100)*IF('DBH-Upgrade'!$K$6='DBH-Upgrade'!$K$8,$BZ2306,($BE2292/(($F2292-18)/100))))+((($B2292-18)/100)*$CA2306),0)))","v":{"$error":"#VALUE!"}},{"v":1.5,"d":"1.500"},1.08,1.08,1.08,125,{"$f":"IF($B2292>$F2292,0,IF($C2292>$G2292,0,ROUND(((($F2292-$B2292)/100)*(IF('DBH-Upgrade'!$K$6='DBH-Upgrade'!$K$8,$BZ2306,($BE2292/(($F2292-18)/100))))*$CH2306)+((($B2292-18)/100)*$CA2306*$CE2306*$CG2306),0)))","v":{"$error":"#VALUE!"}},{"$f":"IF($B2292>$F2292,0,IF($C2292>$G2292,0,ROUND(((($F2292-$B2292)/100)*(IF('DBH-Upgrade'!$K$6='DBH-Upgrade'!$K$8,$BZ2306,($BE2292/(($F2292-18)/100))))*$CH2306)+((($B2292-18)/100)*$CA2306*$CD2306*$CG2306),0)))","v":{"$error":"#VALUE!"}},{"$f":"IF($B2292>$F2292,0,IF($C2292>$G2292,0,ROUND(((($F2292-$B2292)/100)*(IF('DBH-Upgrade'!$K$6='DBH-Upgrade'!$K$8,$BZ2306,($BE2292/(($F2292-18)/100))))*$CH2306)+((($B2292-18)/100)*$CA2306*$CG2306),0)))","v":{"$error":"#VALUE!"}},6,{"$error":"#VALUE!"},{"$error":"#VALUE!"},{"$error":"#VALUE!"},{"v":1.687530528114454E-4,"d":"0.00"},{"$error":"#VALUE!"},{"$error":"#VALUE!"},{"$error":"#VALUE!"},0.0001276,1.7219,2,3.76611E-4,{"$f":"IF($B2292>$F2292,0,IF($C2292>$G2292,0,ROUND((((($F2292-$B2292)/100)*IF('DBH-Upgrade'!$K$6='DBH-Upgrade'!$K$8,$CC2306,($BF2292/(($F2292-18)/100))))+((($B2292-18)/100)*$CB2306))*IF($E2292>50,IF($G2292=11,(1-(($E2292-50)*0.005)),IF($G2292=16,(1-(($E2292-50)*0.005)),IF($G2292=21,(1-(($E2292-50)*0.005)),1))),1)*$CE2306,0)))","v":{"$error":"#VALUE!"}},{"$f":"IF($B2292>$F2292,0,IF($C2292>$G2292,0,ROUND((((($F2292-$B2292)/100)*IF('DBH-Upgrade'!$K$6='DBH-Upgrade'!$K$8,$CC2306,($BF2292/(($F2292-18)/100))))+((($B2292-18)/100)*$CB2306))*IF($E2292>50,IF($G2292=11,(1-(($E2292-50)*0.005)),IF($G2292=16,(1-(($E2292-50)*0.005)),IF($G2292=21,(1-(($E2292-50)*0.005)),1))),1)*$CD2306,0)))","v":{"$error":"#VALUE!"}},{"$f":"IF($B2292>$F2292,0,IF($C2292>$G2292,0,ROUND((((($F2292-$B2292)/100)*IF('DBH-Upgrade'!$K$6='DBH-Upgrade'!$K$8,$CC2306,($BF2292/(($F2292-18)/100))))+((($B2292-18)/100)*$CB2306))*IF($E2292>50,IF($G2292=11,(1-(($E2292-50)*0.005)),IF($G2292=16,(1-(($E2292-50)*0.005)),IF($G2292=21,(1-(($E2292-50)*0.005)),1))),1),0)))","v":{"$error":"#VALUE!"}},0.95,0.95,0.95,{"$f":"AK2292*POWER(CF_cool,AN2292)","v":{"$error":"#VALUE!"}},{"$f":"AL2292*POWER(CF_cool,AO2292)","v":{"$error":"#VALUE!"}},{"$f":"AM2292*POWER(CF_cool,AP2292)","v":{"$error":"#VALUE!"}},{"$error":"#VALUE!"},{"$error":"#VALUE!"},{"$error":"#VALUE!"},{"$error":"#VALUE!"},{"$error":"#VALUE!"},{"$error":"#VALUE!"},1.1,6,6.7,9,null,1940,null,{"v":0.8,"d":"80%"},null,null,0,11.8,13.7,21.85,null,1,1,1,{"$error":"#VALUE!"},{"$error":"#VALUE!"},{"$error":"#VALUE!"},null,{"$error":"#VALUE!"},{"$error":"#VALUE!"},{"$error":"#VALUE!"},{"$error":"#VALUE!"},{"$error":"#VALUE!"},3301,508,{"$error":"#VALUE!"},0.7555553480649244,0.7038387772986681,null,0.16320641939358696,0.08064538055291112,0.783779121140337,0.783779121140337,null,0]
["350802110",{"$f":"'DBH-Upgrade'!$K$8-$CL2293","v":80},10,3,50,80,21,21.5,0,26,30,41.8,{"v":1652.8000000000002,"d":"1653"},{"$f":"IF($B2293>$F2293,0,IF($C2293>$G2293,0,ROUND((((($F2293-$B2293)/100)*IF('DBH-Upgrade'!$K$6='DBH-Upgrade'!$K$8,$BZ2307,($BE2293/(($F2293-18)/100))))+((($B2293-18)/100)*$CA2307))*$CE2307,0)))","v":{"$error":"#VALUE!"}},{"$f":"IF($B2293>$F2293,0,IF($C2293>$G2293,0,ROUND((((($F2293-$B2293)/100)*IF('DBH-Upgrade'!$K$6='DBH-Upgrade'!$K$8,$BZ2307,($BE2293/(($F2293-18)/100))))+((($B2293-18)/100)*$CA2307))*$CD2307,0)))","v":{"$error":"#VALUE!"}},{"$f":"IF($B2293>$F2293,0,IF($C2293>$G2293,0,ROUND(((($F2293-$B2293)/100)*IF('DBH-Upgrade'!$K$6='DBH-Upgrade'!$K$8,$BZ2307,($BE2293/(($F2293-18)/100))))+((($B2293-18)/100)*$CA2307),0)))","v":{"$error":"#VALUE!"}},{"v":1.5,"d":"1.500"},1.05,1.05,1.05,133,{"$f":"IF($B2293>$F2293,0,IF($C2293>$G2293,0,ROUND(((($F2293-$B2293)/100)*(IF('DBH-Upgrade'!$K$6='DBH-Upgrade'!$K$8,$BZ2307,($BE2293/(($F2293-18)/100))))*$CH2307)+((($B2293-18)/100)*$CA2307*$CE2307*$CG2307),0)))","v":{"$error":"#VALUE!"}},{"$f":"IF($B2293>$F2293,0,IF($C2293>$G2293,0,ROUND(((($F2293-$B2293)/100)*(IF('DBH-Upgrade'!$K$6='DBH-Upgrade'!$K$8,$BZ2307,($BE2293/(($F2293-18)/100))))*$CH2307)+((($B2293-18)/100)*$CA2307*$CD2307*$CG2307),0)))","v":{"$error":"#VALUE!"}},{"$f":"IF($B2293>$F2293,0,IF($C2293>$G2293,0,ROUND(((($F2293-$B2293)/100)*(IF('DBH-Upgrade'!$K$6='DBH-Upgrade'!$K$8,$BZ2307,($BE2293/(($F2293-18)/100))))*$CH2307)+((($B2293-18)/100)*$CA2307*$CG2307),0)))","v":{"$error":"#VALUE!"}},7,{"$error":"#VALUE!"},{"$error":"#VALUE!"},{"$error":"#VALUE!"},{"v":3.4050618444247455E-4,"d":"0.00"},{"$error":"#VALUE!"},{"$error":"#VALUE!"},{"$error":"#VALUE!"},0.0001276,1.7219,4,0.000514201,{"$f":"IF($B2293>$F2293,0,IF($C2293>$G2293,0,ROUND((((($F2293-$B2293)/100)*IF('DBH-Upgrade'!$K$6='DBH-Upgrade'!$K$8,$CC2307,($BF2293/(($F2293-18)/100))))+((($B2293-18)/100)*$CB2307))*IF($E2293>50,IF($G2293=11,(1-(($E2293-50)*0.005)),IF($G2293=16,(1-(($E2293-50)*0.005)),IF($G2293=21,(1-(($E2293-50)*0.005)),1))),1)*$CE2307,0)))","v":{"$error":"#VALUE!"}},{"$f":"IF($B2293>$F2293,0,IF($C2293>$G2293,0,ROUND((((($F2293-$B2293)/100)*IF('DBH-Upgrade'!$K$6='DBH-Upgrade'!$K$8,$CC2307,($BF2293/(($F2293-18)/100))))+((($B2293-18)/100)*$CB2307))*IF($E2293>50,IF($G2293=11,(1-(($E2293-50)*0.005)),IF($G2293=16,(1-(($E2293-50)*0.005)),IF($G2293=21,(1-(($E2293-50)*0.005)),1))),1)*$CD2307,0)))","v":{"$error":"#VALUE!"}},{"$f":"IF($B2293>$F2293,0,IF($C2293>$G2293,0,ROUND((((($F2293-$B2293)/100)*IF('DBH-Upgrade'!$K$6='DBH-Upgrade'!$K$8,$CC2307,($BF2293/(($F2293-18)/100))))+((($B2293-18)/100)*$CB2307))*IF($E2293>50,IF($G2293=11,(1-(($E2293-50)*0.005)),IF($G2293=16,(1-(($E2293-50)*0.005)),IF($G2293=21,(1-(($E2293-50)*0.005)),1))),1),0)))","v":{"$error":"#VALUE!"}},0.85,0.85,0.85,{"$f":"AK2293*POWER(CF_cool,AN2293)","v":{"$error":"#VALUE!"}},{"$f":"AL2293*POWER(CF_cool,AO2293)","v":{"$error":"#VALUE!"}},{"$f":"AM2293*POWER(CF_cool,AP2293)","v":{"$error":"#VALUE!"}},{"$error":"#VALUE!"},{"$error":"#VALUE!"},{"$error":"#VALUE!"},{"$error":"#VALUE!"},{"$error":"#VALUE!"},{"$error":"#VALUE!"},2.1,6,6.7,9,null,2066,null,{"v":0.8,"d":"80%"},null,null,0,11.8,13.7,21.85,null,1,1,1,{"$error":"#VALUE!"},{"$error":"#VALUE!"},{"$error":"#VALUE!"},null,{"$error":"#VALUE!"},{"$error":"#VALUE!"},{"$error":"#VALUE!"},{"$error":"#VALUE!"},{"$error":"#VALUE!"},4479,834,{"$error":"#VALUE!"},0.7555553480649244,0.7038387772986681,null,0.15781864009190116,0.08064538055291112,0.7952052041594007,0.7952052041594007,null,0]
["3501002010",{"$f":"'DBH-Upgrade'!$K$8-$CL2304","v":80},10,3,50,100,20,21.5,0,26,30,43,1940,{"$f":"IF($B2304>$F2304,0,IF($C2304>$G2304,0,ROUND((((($F2304-$B2304)/100)*IF('DBH-Upgrade'!$K$6='DBH-Upgrade'!$K$8,$BZ2318,($BE2304/(($F2304-18)/100))))+((($B2304-18)/100)*$CA2318))*$CE2318,0)))","v":{"$error":"#VALUE!"}},{"$f":"IF($B2304>$F2304,0,IF($C2304>$G2304,0,ROUND((((($F2304-$B2304)/100)*IF('DBH-Upgrade'!$K$6='DBH-Upgrade'!$K$8,$BZ2318,($BE2304/(($F2304-18)/100))))+((($B2304-18)/100)*$CA2318))*$CD2318,0)))","v":{"$error":"#VALUE!"}},{"$f":"IF($B2304>$F2304,0,IF($C2304>$G2304,0,ROUND(((($F2304-$B2304)/100)*IF('DBH-Upgrade'!$K$6='DBH-Upgrade'!$K$8,$BZ2318,($BE2304/(($F2304-18)/100))))+((($B2304-18)/100)*$CA2318),0)))","v":{"$error":"#VALUE!"}},{"v":1.5,"d":"1.500"},1.08,1.08,1.08,156,{"$f":"IF($B2304>$F2304,0,IF($C2304>$G2304,0,ROUND(((($F2304-$B2304)/100)*(IF('DBH-Upgrade'!$K$6='DBH-Upgrade'!$K$8,$BZ2318,($BE2304/(($F2304-18)/100))))*$CH2318)+((($B2304-18)/100)*$CA2318*$CE2318*$CG2318),0)))","v":{"$error":"#VALUE!"}},{"$f":"IF($B2304>$F2304,0,IF($C2304>$G2304,0,ROUND(((($F2304-$B2304)/100)*(IF('DBH-Upgrade'!$K$6='DBH-Upgrade'!$K$8,$BZ2318,($BE2304/(($F2304-18)/100))))*$CH2318)+((($B2304-18)/100)*$CA2318*$CD2318*$CG2318),0)))","v":{"$error":"#VALUE!"}},{"$f":"IF($B2304>$F2304,0,IF($C2304>$G2304,0,ROUND(((($F2304-$B2304)/100)*(IF('DBH-Upgrade'!$K$6='DBH-Upgrade'!$K$8,$BZ2318,($BE2304/(($F2304-18)/100))))*$CH2318)+((($B2304-18)/100)*$CA2318*$CG2318),0)))","v":{"$error":"#VALUE!"}},8,{"$error":"#VALUE!"},{"$error":"#VALUE!"},{"$error":"#VALUE!"},{"v":3.130546307654202E-4,"d":"0.00"},{"$error":"#VALUE!"},{"$error":"#VALUE!"},{"$error":"#VALUE!"},0.0001276,1.7219,2,3.76611E-4,{"$f":"IF($B2304>$F2304,0,IF($C2304>$G2304,0,ROUND((((($F2304-$B2304)/100)*IF('DBH-Upgrade'!$K$6='DBH-Upgrade'!$K$8,$CC2318,($BF2304/(($F2304-18)/100))))+((($B2304-18)/100)*$CB2318))*IF($E2304>50,IF($G2304=11,(1-(($E2304-50)*0.005)),IF($G2304=16,(1-(($E2304-50)*0.005)),IF($G2304=21,(1-(($E2304-50)*0.005)),1))),1)*$CE2318,0)))","v":{"$error":"#VALUE!"}},{"$f":"IF($B2304>$F2304,0,IF($C2304>$G2304,0,ROUND((((($F2304-$B2304)/100)*IF('DBH-Upgrade'!$K$6='DBH-Upgrade'!$K$8,$CC2318,($BF2304/(($F2304-18)/100))))+((($B2304-18)/100)*$CB2318))*IF($E2304>50,IF($G2304=11,(1-(($E2304-50)*0.005)),IF($G2304=16,(1-(($E2304-50)*0.005)),IF($G2304=21,(1-(($E2304-50)*0.005)),1))),1)*$CD2318,0)))","v":{"$error":"#VALUE!"}},{"$f":"IF($B2304>$F2304,0,IF($C2304>$G2304,0,ROUND((((($F2304-$B2304)/100)*IF('DBH-Upgrade'!$K$6='DBH-Upgrade'!$K$8,$CC2318,($BF2304/(($F2304-18)/100))))+((($B2304-18)/100)*$CB2318))*IF($E2304>50,IF($G2304=11,(1-(($E2304-50)*0.005)),IF($G2304=16,(1-(($E2304-50)*0.005)),IF($G2304=21,(1-(($E2304-50)*0.005)),1))),1),0)))","v":{"$error":"#VALUE!"}},0.95,0.95,0.95,{"$f":"AK2304*POWER(CF_cool,AN2304)","v":{"$error":"#VALUE!"}},{"$f":"AL2304*POWER(CF_cool,AO2304)","v":{"$error":"#VALUE!"}},{"$f":"AM2304*POWER(CF_cool,AP2304)","v":{"$error":"#VALUE!"}},{"$error":"#VALUE!"},{"$error":"#VALUE!"},{"$error":"#VALUE!"},{"$error":"#VALUE!"},{"$error":"#VALUE!"},{"$error":"#VALUE!"},1.3,6,6.7,9,null,2425,null,{"v":0.8,"d":"80%"},null,null,0,11.8,13.7,21.85,null,1,1,1,{"$error":"#VALUE!"},{"$error":"#VALUE!"},{"$error":"#VALUE!"},null,{"$error":"#VALUE!"},{"$error":"#VALUE!"},{"$error":"#VALUE!"},{"$error":"#VALUE!"},{"$error":"#VALUE!"},3301,508,{"$error":"#VALUE!"},0.7453108993363179,0.6950414455205922,null,0.16320641939358696,0.08064538055291112,0.783779121140337,0.783779121140337,null,0]
["3501201010",{"$f":"'DBH-Upgrade'!$K$8-$CL2312","v":80},10,3,50,120,10,11.5,0,26,30,44,{"v":1161.9,"d":"1162"},{"$f":"IF($B2312>$F2312,0,IF($C2312>$G2312,0,ROUND((((($F2312-$B2312)/100)*IF('DBH-Upgrade'!$K$6='DBH-Upgrade'!$K$8,$BZ2326,($BE2312/(($F2312-18)/100))))+((($B2312-18)/100)*$CA2326))*$CE2326,0)))","v":1505},{"$f":"IF($B2312>$F2312,0,IF($C2312>$G2312,0,ROUND((((($F2312-$B2312)/100)*IF('DBH-Upgrade'!$K$6='DBH-Upgrade'!$K$8,$BZ2326,($BE2312/(($F2312-18)/100))))+((($B2312-18)/100)*$CA2326))*$CD2326,0)))","v":1626},{"$f":"IF($B2312>$F2312,0,IF($C2312>$G2312,0,ROUND(((($F2312-$B2312)/100)*IF('DBH-Upgrade'!$K$6='DBH-Upgrade'!$K$8,$BZ2326,($BE2312/(($F2312-18)/100))))+((($B2312-18)/100)*$CA2326),0)))","v":2025},{"v":1.5,"d":"1.500"},1.08,1.08,1.08,94,{"$f":"IF($B2312>$F2312,0,IF($C2312>$G2312,0,ROUND(((($F2312-$B2312)/100)*(IF('DBH-Upgrade'!$K$6='DBH-Upgrade'!$K$8,$BZ2326,($BE2312/(($F2312-18)/100))))*$CH2326)+((($B2312-18)/100)*$CA2326*$CE2326*$CG2326),0)))","v":227},{"$f":"IF($B2312>$F2312,0,IF($C2312>$G2312,0,ROUND(((($F2312-$B2312)/100)*(IF('DBH-Upgrade'!$K$6='DBH-Upgrade'!$K$8,$BZ2326,($BE2312/(($F2312-18)/100))))*$CH2326)+((($B2312-18)/100)*$CA2326*$CD2326*$CG2326),0)))","v":243},{"$f":"IF($B2312>$F2312,0,IF($C2312>$G2312,0,ROUND(((($F2312-$B2312)/100)*(IF('DBH-Upgrade'!$K$6='DBH-Upgrade'!$K$8,$BZ2326,($BE2312/(($F2312-18)/100))))*$CH2326)+((($B2312-18)/100)*$CA2326*$CG2326),0)))","v":293},5,12,13,15,{"v":2.2397831348563738E-4,"d":"0.00"},{"v":1.130114731163379E-3,"d":"0.00"},{"v":1.3112251436413357E-3,"d":"0.00"},{"v":1.7108428823737756E-3,"d":"0.00"},3.969E-4,1.7346,2,0.000367347,{"$f":"IF($B2312>$F2312,0,IF($C2312>$G2312,0,ROUND((((($F2312-$B2312)/100)*IF('DBH-Upgrade'!$K$6='DBH-Upgrade'!$K$8,$CC2326,($BF2312/(($F2312-18)/100))))+((($B2312-18)/100)*$CB2326))*IF($E2312>50,IF($G2312=11,(1-(($E2312-50)*0.005)),IF($G2312=16,(1-(($E2312-50)*0.005)),IF($G2312=21,(1-(($E2312-50)*0.005)),1))),1)*$CE2326,0)))","v":181},{"$f":"IF($B2312>$F2312,0,IF($C2312>$G2312,0,ROUND((((($F2312-$B2312)/100)*IF('DBH-Upgrade'!$K$6='DBH-Upgrade'!$K$8,$CC2326,($BF2312/(($F2312-18)/100))))+((($B2312-18)/100)*$CB2326))*IF($E2312>50,IF($G2312=11,(1-(($E2312-50)*0.005)),IF($G2312=16,(1-(($E2312-50)*0.005)),IF($G2312=21,(1-(($E2312-50)*0.005)),1))),1)*$CD2326,0)))","v":195},{"$f":"IF($B2312>$F2312,0,IF($C2312>$G2312,0,ROUND((((($F2312-$B2312)/100)*IF('DBH-Upgrade'!$K$6='DBH-Upgrade'!$K$8,$CC2326,($BF2312/(($F2312-18)/100))))+((($B2312-18)/100)*$CB2326))*IF($E2312>50,IF($G2312=11,(1-(($E2312-50)*0.005)),IF($G2312=16,(1-(($E2312-50)*0.005)),IF($G2312=21,(1-(($E2312-50)*0.005)),1))),1),0)))","v":243},0.98,0.98,0.98,{"$f":"AK2312*POWER(CF_cool,AN2312)","v":142.89433997881457},{"$f":"AL2312*POWER(CF_cool,AO2312)","v":153.94694086115382},{"$f":"AM2312*POWER(CF_cool,AP2312)","v":191.84157245774554},31,33,41,{"v":0.006632944058618809,"d":"0.01"},{"v":0.007457240286773492,"d":"0.01"},{"v":0.011205500754072246,"d":"0.01"},0.8,6,6.7,9,null,1291,null,{"v":0.9,"d":"90%"},null,null,0,11.8,13.7,21.85,null,1,1,1,142.89433997881457,153.94694086115382,191.84157245774554,null,0,0,0,1,{"$error":"#VALUE!"},{"$f":"ROUND(IF($C2298=10,IF($G2298=10,2539,IF($G2298=11,3445,IF($G2298=15,2539*1.3,IF($G2298=16,3445*1.3,IF($G2298=20,(2539*1.45),IF($G2298=21,(3445*1.55))))))),IF($C2298=15,IF($G2298=10,0,IF($G2298=11,0,IF($G2298=15,3238,IF($G2298=16,4735,IF($G2298=20,4062,IF($G2298=21,6098)))))))),0)","v":3682},{"$f":"ROUND(IF($C2298=10,IF($G2298=10,352,IF($G2298=11,577,IF($G2298=15,442*1.15,IF($G2298=16,725*1.15,IF($G2298=20,(352*1.3),IF($G2298=21,(577*1.3))))))),IF($C2298=15,IF($G2298=10,0,IF($G2298=11,0,IF($G2298=15,442,IF($G2298=16,725,IF($G2298=20,502,IF($G2298=21,791)))))))),0)","v":458},{"$error":"#VALUE!"},0.8212441545440573,0.7634388097075354,null,{"$f":"POWER((($S$1-$S$2)/LN(($S$1-$S$3)/($S$2-$S$3)))/((75-65)/LN((75-20)/(65-20))),R2298)","v":0.16320641939358696},{"$f":"POWER((($S$1-$S$2)/LN(($S$1-$S$3)/($S$2-$S$3)))/((75-65)/LN((75-20)/(65-20))),Q2298)","v":0.08064538055291112},{"$f":"POWER((($AT$1-$AT$2)/LN(($AT$1-$AT$3)/($AT$2-$AT$3)))/((16-18)/LN((16-27)/(18-27))),AP2298)","v":0.7952052041594007},{"$f":"POWER((($AT$1-$AT$2)/LN(($AT$1-$AT$3)/($AT$2-$AT$3)))/((16-18)/LN((16-27)/(18-27))),AP2298)","v":0.7952052041594007},null,0]
["3501401010",{"$f":"'DBH-Upgrade'!$K$8-$CL2318","v":80},10,3,50,140,10,11.5,0,26,30,44.8,{"$f":"BE2318*BG2318","v":{"v":1355.4,"d":"1355"}},{"$f":"IF($B2318>$F2318,0,IF($C2318>$G2318,0,ROUND((((($F2318-$B2318)/100)*IF('DBH-Upgrade'!$K$6='DBH-Upgrade'!$K$8,$BZ2332,($BE2318/(($F2318-18)/100))))+((($B2318-18)/100)*$CA2332))*$CE2332,0)))","v":1648},{"$f":"IF($B2318>$F2318,0,IF($C2318>$G2318,0,ROUND((((($F2318-$B2318)/100)*IF('DBH-Upgrade'!$K$6='DBH-Upgrade'!$K$8,$BZ2332,($BE2318/(($F2318-18)/100))))+((($B2318-18)/100)*$CA2332))*$CD2332,0)))","v":1784},{"$f":"IF($B2318>$F2318,0,IF($C2318>$G2318,0,ROUND(((($F2318-$B2318)/100)*IF('DBH-Upgrade'!$K$6='DBH-Upgrade'!$K$8,$BZ2332,($BE2318/(($F2318-18)/100))))+((($B2318-18)/100)*$CA2332),0)))","v":2250},{"v":1.5,"d":"1.500"},1.08,1.08,1.08,109,{"$f":"IF($B2318>$F2318,0,IF($C2318>$G2318,0,ROUND(((($F2318-$B2318)/100)*(IF('DBH-Upgrade'!$K$6='DBH-Upgrade'!$K$8,$BZ2332,($BE2318/(($F2318-18)/100))))*$CH2332)+((($B2318-18)/100)*$CA2332*$CE2332*$CG2332),0)))","v":243},{"$f":"IF($B2318>$F2318,0,IF($C2318>$G2318,0,ROUND(((($F2318-$B2318)/100)*(IF('DBH-Upgrade'!$K$6='DBH-Upgrade'!$K$8,$BZ2332,($BE2318/(($F2318-18)/100))))*$CH2332)+((($B2318-18)/100)*$CA2332*$CD2332*$CG2332),0)))","v":258},{"$f":"IF($B2318>$F2318,0,IF($C2318>$G2318,0,ROUND(((($F2318-$B2318)/100)*(IF('DBH-Upgrade'!$K$6='DBH-Upgrade'!$K$8,$BZ2332,($BE2318/(($F2318-18)/100))))*$CH2332)+((($B2318-18)/100)*$CA2332*$CG2332),0)))","v":311},6,13,13,16,{"v":3.4822912240367056E-4,"d":"0.00"},{"v":0.001444335947096134,"d":"0.00"},{"v":0.001444335947096134,"d":"0.00"},{"v":2.119976784936205E-3,"d":"0.00"},3.969E-4,1.7346,2,0.000367347,{"$f":"IF($B2318>$F2318,0,IF($C2318>$G2318,0,ROUND((((($F2318-$B2318)/100)*IF('DBH-Upgrade'!$K$6='DBH-Upgrade'!$K$8,$CC2332,($BF2318/(($F2318-18)/100))))+((($B2318-18)/100)*$CB2332))*IF($E2318>50,IF($G2318=11,(1-(($E2318-50)*0.005)),IF($G2318=16,(1-(($E2318-50)*0.005)),IF($G2318=21,(1-(($E2318-50)*0.005)),1))),1)*$CE2332,0)))","v":187},{"$f":"IF($B2318>$F2318,0,IF($C2318>$G2318,0,ROUND((((($F2318-$B2318)/100)*IF('DBH-Upgrade'!$K$6='DBH-Upgrade'!$K$8,$CC2332,($BF2318/(($F2318-18)/100))))+((($B2318-18)/100)*$CB2332))*IF($E2318>50,IF($G2318=11,(1-(($E2318-50)*0.005)),IF($G2318=16,(1-(($E2318-50)*0.005)),IF($G2318=21,(1-(($E2318-50)*0.005)),1))),1)*$CD2332,0)))","v":203},{"$f":"IF($B2318>$F2318,0,IF($C2318>$G2318,0,ROUND((((($F2318-$B2318)/100)*IF('DBH-Upgrade'!$K$6='DBH-Upgrade'!$K$8,$CC2332,($BF2318/(($F2318-18)/100))))+((($B2318-18)/100)*$CB2332))*IF($E2318>50,IF($G2318=11,(1-(($E2318-50)*0.005)),IF($G2318=16,(1-(($E2318-50)*0.005)),IF($G2318=21,(1-(($E2318-50)*0.005)),1))),1),0)))","v":255},0.98,0.98,0.98,{"$f":"AK2318*POWER(CF_cool,AN2318)","v":147.63116892838855},{"$f":"AL2318*POWER(CF_cool,AO2318)","v":160.26271279391912},{"$f":"AM2318*POWER(CF_cool,AP2318)","v":201.31523035689347},32,34,43,{"v":0.007674444805688944,"d":"0.01"},{"v":0.008591870125751811,"d":"0.01"},{"v":0.013314361278942581,"d":"0.01"},0.9,6,6.7,9,null,1506,null,{"v":0.9,"d":"90%"},null,null,0,11.8,13.7,21.85,null,1,1,1,147.63116892838855,160.26271279391912,201.31523035689347,null,0,0,0,1,{"$error":"#VALUE!"},3682,458,{"$error":"#VALUE!"},0.8146699660963719,0.7561986894808467,null,0.16320641939358696,0.08064538055291112,0.7952052041594007,0.7952052041594007,null,0]
["3501601010",{"$f":"'DBH-Upgrade'!$K$8-$CL2324","v":80},10,3,50,160,10,11.5,0,26,30,45.5,{"v":1549.8,"d":"1550"},{"$f":"IF($B2324>$F2324,0,IF($C2324>$G2324,0,ROUND((((($F2324-$B2324)/100)*IF('DBH-Upgrade'!$K$6='DBH-Upgrade'!$K$8,$BZ2338,($BE2324/(($F2324-18)/100))))+((($B2324-18)/100)*$CA2338))*$CE2338,0)))","v":1788},{"$f":"IF($B2324>$F2324,0,IF($C2324>$G2324,0,ROUND((((($F2324-$B2324)/100)*IF('DBH-Upgrade'!$K$6='DBH-Upgrade'!$K$8,$BZ2338,($BE2324/(($F2324-18)/100))))+((($B2324-18)/100)*$CA2338))*$CD2338,0)))","v":1941},{"$f":"IF($B2324>$F2324,0,IF($C2324>$G2324,0,ROUND(((($F2324-$B2324)/100)*IF('DBH-Upgrade'!$K$6='DBH-Upgrade'!$K$8,$BZ2338,($BE2324/(($F2324-18)/100))))+((($B2324-18)/100)*$CA2338),0)))","v":2476},{"v":1.5,"d":"1.500"},1.08,1.08,1.08,125,{"$f":"IF($B2324>$F2324,0,IF($C2324>$G2324,0,ROUND(((($F2324-$B2324)/100)*(IF('DBH-Upgrade'!$K$6='DBH-Upgrade'!$K$8,$BZ2338,($BE2324/(($F2324-18)/100))))*$CH2338)+((($B2324-18)/100)*$CA2338*$CE2338*$CG2338),0)))","v":258},{"$f":"IF($B2324>$F2324,0,IF($C2324>$G2324,0,ROUND(((($F2324-$B2324)/100)*(IF('DBH-Upgrade'!$K$6='DBH-Upgrade'!$K$8,$BZ2338,($BE2324/(($F2324-18)/100))))*$CH2338)+((($B2324-18)/100)*$CA2338*$CD2338*$CG2338),0)))","v":274},{"$f":"IF($B2324>$F2324,0,IF($C2324>$G2324,0,ROUND(((($F2324-$B2324)/100)*(IF('DBH-Upgrade'!$K$6='DBH-Upgrade'!$K$8,$BZ2338,($BE2324/(($F2324-18)/100))))*$CH2338)+((($B2324-18)/100)*$CA2338*$CG2338),0)))","v":330},6,13,14,17,{"v":3.8304267348705762E-4,"d":"0.00"},{"v":1.5774467505509323E-3,"d":"0.00"},{"v":1.8075763709191474E-3,"d":"0.00"},{"v":2.5836464729127877E-3,"d":"0.00"},3.969E-4,1.7346,2,0.000367347,{"$f":"IF($B2324>$F2324,0,IF($C2324>$G2324,0,ROUND((((($F2324-$B2324)/100)*IF('DBH-Upgrade'!$K$6='DBH-Upgrade'!$K$8,$CC2338,($BF2324/(($F2324-18)/100))))+((($B2324-18)/100)*$CB2338))*IF($E2324>50,IF($G2324=11,(1-(($E2324-50)*0.005)),IF($G2324=16,(1-(($E2324-50)*0.005)),IF($G2324=21,(1-(($E2324-50)*0.005)),1))),1)*$CE2338,0)))","v":193},{"$f":"IF($B2324>$F2324,0,IF($C2324>$G2324,0,ROUND((((($F2324-$B2324)/100)*IF('DBH-Upgrade'!$K$6='DBH-Upgrade'!$K$8,$CC2338,($BF2324/(($F2324-18)/100))))+((($B2324-18)/100)*$CB2338))*IF($E2324>50,IF($G2324=11,(1-(($E2324-50)*0.005)),IF($G2324=16,(1-(($E2324-50)*0.005)),IF($G2324=21,(1-(($E2324-50)*0.005)),1))),1)*$CD2338,0)))","v":210},{"$f":"IF($B2324>$F2324,0,IF($C2324>$G2324,0,ROUND((((($F2324-$B2324)/100)*IF('DBH-Upgrade'!$K$6='DBH-Upgrade'!$K$8,$CC2338,($BF2324/(($F2324-18)/100))))+((($B2324-18)/100)*$CB2338))*IF($E2324>50,IF($G2324=11,(1-(($E2324-50)*0.005)),IF($G2324=16,(1-(($E2324-50)*0.005)),IF($G2324=21,(1-(($E2324-50)*0.005)),1))),1),0)))","v":268},0.98,0.98,0.98,{"$f":"AK2324*POWER(CF_cool,AN2324)","v":152.3679978779625},{"$f":"AL2324*POWER(CF_cool,AO2324)","v":165.78901323508873},{"$f":"AM2324*POWER(CF_cool,AP2324)","v":211.57835974763705},33,36,45,{"v":0.008796952269111934,"d":"0.01"},{"v":0.010336616653301971,"d":"0.01"},{"v":0.01564143364448481,"d":"0.02"},1.1,6,6.7,9,null,1722,null,{"v":0.9,"d":"90%"},null,null,0,11.8,13.7,21.85,null,1,1,1,152.3679978779625,165.78901323508873,211.57835974763705,null,0,0,0,1,{"$error":"#VALUE!"},3682,458,{"$error":"#VALUE!"},0.8146699660963719,0.7561986894808467,null,0.16320641939358696,0.08064538055291112,0.7952052041594007,0.7952052041594007,null,0]
["3501801510",{"$f":"'DBH-Upgrade'!$K$8-$CL2332","v":60},10,3,50,180,15,16.5,0,26,30,46,{"v":2496.8,"d":"2497"},{"$f":"IF($B2332>$F2332,0,IF($C2332>$G2332,0,ROUND((((($F2332-$B2332)/100)*IF('DBH-Upgrade'!$K$6='DBH-Upgrade'!$K$8,$BZ2346,($BE2332/(($F2332-18)/100))))+((($B2332-18)/100)*$CA2346))*$CE2346,0)))","v":{"$error":"#VALUE!"}},{"$f":"IF($B2332>$F2332,0,IF($C2332>$G2332,0,ROUND((((($F2332-$B2332)/100)*IF('DBH-Upgrade'!$K$6='DBH-Upgrade'!$K$8,$BZ2346,($BE2332/(($F2332-18)/100))))+((($B2332-18)/100)*$CA2346))*$CD2346,0)))","v":{"$error":"#VALUE!"}},{"$f":"IF($B2332>$F2332,0,IF($C2332>$G2332,0,ROUND(((($F2332-$B2332)/100)*IF('DBH-Upgrade'!$K$6='DBH-Upgrade'!$K$8,$BZ2346,($BE2332/(($F2332-18)/100))))+((($B2332-18)/100)*$CA2346),0)))","v":{"$error":"#VALUE!"}},{"v":1.5,"d":"1.500"},1.08,1.08,1.08,201,{"$f":"IF($B2332>$F2332,0,IF($C2332>$G2332,0,ROUND(((($F2332-$B2332)/100)*(IF('DBH-Upgrade'!$K$6='DBH-Upgrade'!$K$8,$BZ2346,($BE2332/(($F2332-18)/100))))*$CH2346)+((($B2332-18)/100)*$CA2346*$CE2346*$CG2346),0)))","v":{"$error":"#VALUE!"}},{"$f":"IF($B2332>$F2332,0,IF($C2332>$G2332,0,ROUND(((($F2332-$B2332)/100)*(IF('DBH-Upgrade'!$K$6='DBH-Upgrade'!$K$8,$BZ2346,($BE2332/(($F2332-18)/100))))*$CH2346)+((($B2332-18)/100)*$CA2346*$CD2346*$CG2346),0)))","v":{"$error":"#VALUE!"}},{"$f":"IF($B2332>$F2332,0,IF($C2332>$G2332,0,ROUND(((($F2332-$B2332)/100)*(IF('DBH-Upgrade'!$K$6='DBH-Upgrade'!$K$8,$BZ2346,($BE2332/(($F2332-18)/100))))*$CH2346)+((($B2332-18)/100)*$CA2346*$CG2346),0)))","v":{"$error":"#VALUE!"}},10,{"$error":"#VALUE!"},{"$error":"#VALUE!"},{"$error":"#VALUE!"},{"v":8.1069353541221763E-4,"d":"0.00"},{"$error":"#VALUE!"},{"$error":"#VALUE!"},{"$error":"#VALUE!"},0.0002083,1.724,2,0.000461829,{"$f":"IF($B2332>$F2332,0,IF($C2332>$G2332,0,ROUND((((($F2332-$B2332)/100)*IF('DBH-Upgrade'!$K$6='DBH-Upgrade'!$K$8,$CC2346,($BF2332/(($F2332-18)/100))))+((($B2332-18)/100)*$CB2346))*IF($E2332>50,IF($G2332=11,(1-(($E2332-50)*0.005)),IF($G2332=16,(1-(($E2332-50)*0.005)),IF($G2332=21,(1-(($E2332-50)*0.005)),1))),1)*$CE2346,0)))","v":{"$error":"#VALUE!"}},{"$f":"IF($B2332>$F2332,0,IF($C2332>$G2332,0,ROUND((((($F2332-$B2332)/100)*IF('DBH-Upgrade'!$K$6='DBH-Upgrade'!$K$8,$CC2346,($BF2332/(($F2332-18)/100))))+((($B2332-18)/100)*$CB2346))*IF($E2332>50,IF($G2332=11,(1-(($E2332-50)*0.005)),IF($G2332=16,(1-(($E2332-50)*0.005)),IF($G2332=21,(1-(($E2332-50)*0.005)),1))),1)*$CD2346,0)))","v":{"$error":"#VALUE!"}},{"$f":"IF($B2332>$F2332,0,IF($C2332>$G2332,0,ROUND((((($F2332-$B2332)/100)*IF('DBH-Upgrade'!$K$6='DBH-Upgrade'!$K$8,$CC2346,($BF2332/(($F2332-18)/100))))+((($B2332-18)/100)*$CB2346))*IF($E2332>50,IF($G2332=11,(1-(($E2332-50)*0.005)),IF($G2332=16,(1-(($E2332-50)*0.005)),IF($G2332=21,(1-(($E2332-50)*0.005)),1))),1),0)))","v":{"$error":"#VALUE!"}},1.01,1.01,1.01,{"$f":"AK2332*POWER(CF_cool,AN2332)","v":{"$error":"#VALUE!"}},{"$f":"AL2332*POWER(CF_cool,AO2332)","v":{"$error":"#VALUE!"}},{"$f":"AM2332*POWER(CF_cool,AP2332)","v":{"$error":"#VALUE!"}},{"$error":"#VALUE!"},{"$error":"#VALUE!"},{"$error":"#VALUE!"},{"$error":"#VALUE!"},{"$error":"#VALUE!"},{"$error":"#VALUE!"},1.8,6,6.7,9,null,3121,null,{"v":0.8,"d":"80%"},null,null,0,11.8,13.7,21.85,null,1,1,1,{"$error":"#VALUE!"},{"$error":"#VALUE!"},{"$error":"#VALUE!"},null,{"$error":"#VALUE!"},{"$error":"#VALUE!"},{"$error":"#VALUE!"},{"$error":"#VALUE!"},1127,2539,352,62,0.7929231278982726,0.732117182845212,null,0.16320641939358696,0.08064538055291112,0.7894714915956607,0.7894714915956607,null,20]
["3502001110",{"$f":"'DBH-Upgrade'!$K$8-$CL2337","v":80},10,3,50,200,11,11.5,0,26,30,46.5,{"v":1884.96,"d":"1885"},{"$f":"IF($B2337>$F2337,0,IF($C2337>$G2337,0,ROUND((((($F2337-$B2337)/100)*IF('DBH-Upgrade'!$K$6='DBH-Upgrade'!$K$8,$BZ2351,($BE2337/(($F2337-18)/100))))+((($B2337-18)/100)*$CA2351))*$CE2351,0)))","v":3422},{"$f":"IF($B2337>$F2337,0,IF($C2337>$G2337,0,ROUND((((($F2337-$B2337)/100)*IF('DBH-Upgrade'!$K$6='DBH-Upgrade'!$K$8,$BZ2351,($BE2337/(($F2337-18)/100))))+((($B2337-18)/100)*$CA2351))*$CD2351,0)))","v":3730},{"$f":"IF($B2337>$F2337,0,IF($C2337>$G2337,0,ROUND(((($F2337-$B2337)/100)*IF('DBH-Upgrade'!$K$6='DBH-Upgrade'!$K$8,$BZ2351,($BE2337/(($F2337-18)/100))))+((($B2337-18)/100)*$CA2351),0)))","v":4852},{"v":1.5,"d":"1.500"},1.1,1.1,1.1,152,{"$f":"IF($B2337>$F2337,0,IF($C2337>$G2337,0,ROUND(((($F2337-$B2337)/100)*(IF('DBH-Upgrade'!$K$6='DBH-Upgrade'!$K$8,$BZ2351,($BE2337/(($F2337-18)/100))))*$CH2351)+((($B2337-18)/100)*$CA2351*$CE2351*$CG2351),0)))","v":457},{"$f":"IF($B2337>$F2337,0,IF($C2337>$G2337,0,ROUND(((($F2337-$B2337)/100)*(IF('DBH-Upgrade'!$K$6='DBH-Upgrade'!$K$8,$BZ2351,($BE2337/(($F2337-18)/100))))*$CH2351)+((($B2337-18)/100)*$CA2351*$CD2351*$CG2351),0)))","v":478},{"$f":"IF($B2337>$F2337,0,IF($C2337>$G2337,0,ROUND(((($F2337-$B2337)/100)*(IF('DBH-Upgrade'!$K$6='DBH-Upgrade'!$K$8,$BZ2351,($BE2337/(($F2337-18)/100))))*$CH2351)+((($B2337-18)/100)*$CA2351*$CG2351),0)))","v":556},8,24,25,29,{"v":1.4244467918002929E-3,"d":"0.00"},{"v":0.010397563374691624,"d":"0.01"},{"v":0.011198409860056612,"d":"0.01"},{"v":0.014669375541190435,"d":"0.01"},3.969E-4,1.7346,4,0.000574288,{"$f":"IF($B2337>$F2337,0,IF($C2337>$G2337,0,ROUND((((($F2337-$B2337)/100)*IF('DBH-Upgrade'!$K$6='DBH-Upgrade'!$K$8,$CC2351,($BF2337/(($F2337-18)/100))))+((($B2337-18)/100)*$CB2351))*IF($E2337>50,IF($G2337=11,(1-(($E2337-50)*0.005)),IF($G2337=16,(1-(($E2337-50)*0.005)),IF($G2337=21,(1-(($E2337-50)*0.005)),1))),1)*$CE2351,0)))","v":295},{"$f":"IF($B2337>$F2337,0,IF($C2337>$G2337,0,ROUND((((($F2337-$B2337)/100)*IF('DBH-Upgrade'!$K$6='DBH-Upgrade'!$K$8,$CC2351,($BF2337/(($F2337-18)/100))))+((($B2337-18)/100)*$CB2351))*IF($E2337>50,IF($G2337=11,(1-(($E2337-50)*0.005)),IF($G2337=16,(1-(($E2337-50)*0.005)),IF($G2337=21,(1-(($E2337-50)*0.005)),1))),1)*$CD2351,0)))","v":321},{"$f":"IF($B2337>$F2337,0,IF($C2337>$G2337,0,ROUND((((($F2337-$B2337)/100)*IF('DBH-Upgrade'!$K$6='DBH-Upgrade'!$K$8,$CC2351,($BF2337/(($F2337-18)/100))))+((($B2337-18)/100)*$CB2351))*IF($E2337>50,IF($G2337=11,(1-(($E2337-50)*0.005)),IF($G2337=16,(1-(($E2337-50)*0.005)),IF($G2337=21,(1-(($E2337-50)*0.005)),1))),1),0)))","v":418},0.95,0.95,0.95,{"$f":"AK2337*POWER(CF_cool,AN2337)","v":234.5855352270232},{"$f":"AL2337*POWER(CF_cool,AO2337)","v":255.2608705351676},{"$f":"AM2337*POWER(CF_cool,AP2337)","v":332.39577533862945},50,55,71,{"v":0.03963109525728197,"d":"0.04"},{"v":0.047181081919002645,"d":"0.05"},{"v":0.07533191857193924,"d":"0.08"},2.7,6,6.7,9,null,2772,null,{"v":0.68,"d":"68%"},null,null,0,11.8,13.7,21.85,null,1,1,1,234.5855352270232,255.2608705351676,332.39577533862945,null,0,0,0,1,{"$error":"#VALUE!"},5340,750,{"$error":"#VALUE!"},0.7127093372490777,0.6655050705360576,null,0.1716349180255756,0.08064538055291112,0.8146200327725304,0.8146200327725304,null,0]
["3502201110",{"$f":"'DBH-Upgrade'!$K$8-$CL2343","v":80},10,3,50,220,11,11.5,0,26,30,46.9,{"v":2073.32,"d":"2073"},{"$f":"IF($B2343>$F2343,0,IF($C2343>$G2343,0,ROUND((((($F2343-$B2343)/100)*IF('DBH-Upgrade'!$K$6='DBH-Upgrade'!$K$8,$BZ2357,($BE2343/(($F2343-18)/100))))+((($B2343-18)/100)*$CA2357))*$CE2357,0)))","v":3682},{"$f":"IF($B2343>$F2343,0,IF($C2343>$G2343,0,ROUND((((($F2343-$B2343)/100)*IF('DBH-Upgrade'!$K$6='DBH-Upgrade'!$K$8,$BZ2357,($BE2343/(($F2343-18)/100))))+((($B2343-18)/100)*$CA2357))*$CD2357,0)))","v":4023},{"$f":"IF($B2343>$F2343,0,IF($C2343>$G2343,0,ROUND(((($F2343-$B2343)/100)*IF('DBH-Upgrade'!$K$6='DBH-Upgrade'!$K$8,$BZ2357,($BE2343/(($F2343-18)/100))))+((($B2343-18)/100)*$CA2357),0)))","v":5304},{"v":1.5,"d":"1.500"},1.1,1.1,1.1,167,{"$f":"IF($B2343>$F2343,0,IF($C2343>$G2343,0,ROUND(((($F2343-$B2343)/100)*(IF('DBH-Upgrade'!$K$6='DBH-Upgrade'!$K$8,$BZ2357,($BE2343/(($F2343-18)/100))))*$CH2357)+((($B2343-18)/100)*$CA2357*$CE2357*$CG2357),0)))","v":490},{"$f":"IF($B2343>$F2343,0,IF($C2343>$G2343,0,ROUND(((($F2343-$B2343)/100)*(IF('DBH-Upgrade'!$K$6='DBH-Upgrade'!$K$8,$BZ2357,($BE2343/(($F2343-18)/100))))*$CH2357)+((($B2343-18)/100)*$CA2357*$CD2357*$CG2357),0)))","v":511},{"$f":"IF($B2343>$F2343,0,IF($C2343>$G2343,0,ROUND(((($F2343-$B2343)/100)*(IF('DBH-Upgrade'!$K$6='DBH-Upgrade'!$K$8,$BZ2357,($BE2343/(($F2343-18)/100))))*$CH2357)+((($B2343-18)/100)*$CA2357*$CG2357),0)))","v":593},9,25,26,31,{"v":1.90203976456027E-3,"d":"0.00"},{"v":0.012026092603597193,"d":"0.01"},{"v":0.012912124210126153,"d":"0.01"},{"v":0.017765336721533843,"d":"0.02"},3.969E-4,1.7346,4,0.000574288,{"$f":"IF($B2343>$F2343,0,IF($C2343>$G2343,0,ROUND((((($F2343-$B2343)/100)*IF('DBH-Upgrade'!$K$6='DBH-Upgrade'!$K$8,$CC2357,($BF2343/(($F2343-18)/100))))+((($B2343-18)/100)*$CB2357))*IF($E2343>50,IF($G2343=11,(1-(($E2343-50)*0.005)),IF($G2343=16,(1-(($E2343-50)*0.005)),IF($G2343=21,(1-(($E2343-50)*0.005)),1))),1)*$CE2357,0)))","v":297},{"$f":"IF($B2343>$F2343,0,IF($C2343>$G2343,0,ROUND((((($F2343-$B2343)/100)*IF('DBH-Upgrade'!$K$6='DBH-Upgrade'!$K$8,$CC2357,($BF2343/(($F2343-18)/100))))+((($B2343-18)/100)*$CB2357))*IF($E2343>50,IF($G2343=11,(1-(($E2343-50)*0.005)),IF($G2343=16,(1-(($E2343-50)*0.005)),IF($G2343=21,(1-(($E2343-50)*0.005)),1))),1)*$CD2357,0)))","v":324},{"$f":"IF($B2343>$F2343,0,IF($C2343>$G2343,0,ROUND((((($F2343-$B2343)/100)*IF('DBH-Upgrade'!$K$6='DBH-Upgrade'!$K$8,$CC2357,($BF2343/(($F2343-18)/100))))+((($B2343-18)/100)*$CB2357))*IF($E2343>50,IF($G2343=11,(1-(($E2343-50)*0.005)),IF($G2343=16,(1-(($E2343-50)*0.005)),IF($G2343=21,(1-(($E2343-50)*0.005)),1))),1),0)))","v":428},0.95,0.95,0.95,{"$f":"AK2343*POWER(CF_cool,AN2343)","v":236.175945635342},{"$f":"AL2343*POWER(CF_cool,AO2343)","v":257.6464861476458},{"$f":"AM2343*POWER(CF_cool,AP2343)","v":340.34782738022346},51,55,73,{"v":0.04394347128196047,"d":"0.04"},{"v":0.05043068473786069,"d":"0.05"},{"v":0.08458135617580714,"d":"0.08"},2.9,6,6.7,9,null,3049,null,{"v":0.68,"d":"68%"},null,null,0,11.8,13.7,21.85,null,1,1,1,236.175945635342,257.6464861476458,340.34782738022346,null,0,0,0,1,{"$error":"#VALUE!"},5340,750,{"$error":"#VALUE!"},0.7015311234086448,0.657069305346098,null,0.1716349180255756,0.08064538055291112,0.8146200327725304,0.8146200327725304,null,0]
["3502401110",{"$f":"'DBH-Upgrade'!$K$8-$CL2349","v":80},10,3,50,240,11,11.5,0,26,30,47.2,{"v":2261.6800000000003,"d":"2262"},{"$f":"IF($B2349>$F2349,0,IF($C2349>$G2349,0,ROUND((((($F2349-$B2349)/100)*IF('DBH-Upgrade'!$K$6='DBH-Upgrade'!$K$8,$BZ2363,($BE2349/(($F2349-18)/100))))+((($B2349-18)/100)*$CA2363))*$CE2363,0)))","v":3943},{"$f":"IF($B2349>$F2349,0,IF($C2349>$G2349,0,ROUND((((($F2349-$B2349)/100)*IF('DBH-Upgrade'!$K$6='DBH-Upgrade'!$K$8,$BZ2363,($BE2349/(($F2349-18)/100))))+((($B2349-18)/100)*$CA2363))*$CD2363,0)))","v":4319},{"$f":"IF($B2349>$F2349,0,IF($C2349>$G2349,0,ROUND(((($F2349-$B2349)/100)*IF('DBH-Upgrade'!$K$6='DBH-Upgrade'!$K$8,$BZ2363,($BE2349/(($F2349-18)/100))))+((($B2349-18)/100)*$CA2363),0)))","v":5757},{"v":1.5,"d":"1.500"},1.1,1.1,1.1,182,{"$f":"IF($B2349>$F2349,0,IF($C2349>$G2349,0,ROUND(((($F2349-$B2349)/100)*(IF('DBH-Upgrade'!$K$6='DBH-Upgrade'!$K$8,$BZ2363,($BE2349/(($F2349-18)/100))))*$CH2363)+((($B2349-18)/100)*$CA2363*$CE2363*$CG2363),0)))","v":523},{"$f":"IF($B2349>$F2349,0,IF($C2349>$G2349,0,ROUND(((($F2349-$B2349)/100)*(IF('DBH-Upgrade'!$K$6='DBH-Upgrade'!$K$8,$BZ2363,($BE2349/(($F2349-18)/100))))*$CH2363)+((($B2349-18)/100)*$CA2363*$CD2363*$CG2363),0)))","v":545},{"$f":"IF($B2349>$F2349,0,IF($C2349>$G2349,0,ROUND(((($F2349-$B2349)/100)*(IF('DBH-Upgrade'!$K$6='DBH-Upgrade'!$K$8,$BZ2363,($BE2349/(($F2349-18)/100))))*$CH2363)+((($B2349-18)/100)*$CA2363*$CG2363),0)))","v":629},9,27,28,32,{"v":2.0427177752762493E-3,"d":"0.00"},{"v":0.014772470300709791,"d":"0.01"},{"v":0.015776771418097302,"d":"0.02"},{"v":0.020089572159809964,"d":"0.02"},3.969E-4,1.7346,4,0.000574288,{"$f":"IF($B2349>$F2349,0,IF($C2349>$G2349,0,ROUND((((($F2349-$B2349)/100)*IF('DBH-Upgrade'!$K$6='DBH-Upgrade'!$K$8,$CC2363,($BF2349/(($F2349-18)/100))))+((($B2349-18)/100)*$CB2363))*IF($E2349>50,IF($G2349=11,(1-(($E2349-50)*0.005)),IF($G2349=16,(1-(($E2349-50)*0.005)),IF($G2349=21,(1-(($E2349-50)*0.005)),1))),1)*$CE2363,0)))","v":300},{"$f":"IF($B2349>$F2349,0,IF($C2349>$G2349,0,ROUND((((($F2349-$B2349)/100)*IF('DBH-Upgrade'!$K$6='DBH-Upgrade'!$K$8,$CC2363,($BF2349/(($F2349-18)/100))))+((($B2349-18)/100)*$CB2363))*IF($E2349>50,IF($G2349=11,(1-(($E2349-50)*0.005)),IF($G2349=16,(1-(($E2349-50)*0.005)),IF($G2349=21,(1-(($E2349-50)*0.005)),1))),1)*$CD2363,0)))","v":328},{"$f":"IF($B2349>$F2349,0,IF($C2349>$G2349,0,ROUND((((($F2349-$B2349)/100)*IF('DBH-Upgrade'!$K$6='DBH-Upgrade'!$K$8,$CC2363,($BF2349/(($F2349-18)/100))))+((($B2349-18)/100)*$CB2363))*IF($E2349>50,IF($G2349=11,(1-(($E2349-50)*0.005)),IF($G2349=16,(1-(($E2349-50)*0.005)),IF($G2349=21,(1-(($E2349-50)*0.005)),1))),1),0)))","v":438},0.95,0.95,0.95,{"$f":"AK2349*POWER(CF_cool,AN2349)","v":238.5615612478202},{"$f":"AL2349*POWER(CF_cool,AO2349)","v":260.8273069642834},{"$f":"AM2349*POWER(CF_cool,AP2349)","v":348.2998794218175},51,56,75,{"v":0.04679415075857141,"d":"0.05"},{"v":0.05546875444568893,"d":"0.06"},{"v":0.09443274269590875,"d":"0.09"},3.2,6,6.7,9,null,3326,null,{"v":0.68,"d":"68%"},null,null,0,11.8,13.7,21.85,null,1,1,1,238.5615612478202,260.8273069642834,348.2998794218175,null,0,0,0,1,{"$error":"#VALUE!"},5340,750,{"$error":"#VALUE!"},0.7015311234086448,0.657069305346098,null,0.1716349180255756,0.08064538055291112,0.8146200327725304,0.8146200327725304,null,0]
["3502601610",{"$f":"'DBH-Upgrade'!$K$8-$CL2357","v":60},10,3,50,260,16,16.5,0,26,30,47.8,{"v":3355.8,"d":"3356"},{"$f":"IF($B2357>$F2357,0,IF($C2357>$G2357,0,ROUND((((($F2357-$B2357)/100)*IF('DBH-Upgrade'!$K$6='DBH-Upgrade'!$K$8,$BZ2371,($BE2357/(($F2357-18)/100))))+((($B2357-18)/100)*$CA2371))*$CE2371,0)))","v":{"$error":"#VALUE!"}},{"$f":"IF($B2357>$F2357,0,IF($C2357>$G2357,0,ROUND((((($F2357-$B2357)/100)*IF('DBH-Upgrade'!$K$6='DBH-Upgrade'!$K$8,$BZ2371,($BE2357/(($F2357-18)/100))))+((($B2357-18)/100)*$CA2371))*$CD2371,0)))","v":{"$error":"#VALUE!"}},{"$f":"IF($B2357>$F2357,0,IF($C2357>$G2357,0,ROUND(((($F2357-$B2357)/100)*IF('DBH-Upgrade'!$K$6='DBH-Upgrade'!$K$8,$BZ2371,($BE2357/(($F2357-18)/100))))+((($B2357-18)/100)*$CA2371),0)))","v":{"$error":"#VALUE!"}},{"v":1.5,"d":"1.500"},1.1,1.1,1.1,271,{"$f":"IF($B2357>$F2357,0,IF($C2357>$G2357,0,ROUND(((($F2357-$B2357)/100)*(IF('DBH-Upgrade'!$K$6='DBH-Upgrade'!$K$8,$BZ2371,($BE2357/(($F2357-18)/100))))*$CH2371)+((($B2357-18)/100)*$CA2371*$CE2371*$CG2371),0)))","v":{"$error":"#VALUE!"}},{"$f":"IF($B2357>$F2357,0,IF($C2357>$G2357,0,ROUND(((($F2357-$B2357)/100)*(IF('DBH-Upgrade'!$K$6='DBH-Upgrade'!$K$8,$BZ2371,($BE2357/(($F2357-18)/100))))*$CH2371)+((($B2357-18)/100)*$CA2371*$CD2371*$CG2371),0)))","v":{"$error":"#VALUE!"}},{"$f":"IF($B2357>$F2357,0,IF($C2357>$G2357,0,ROUND(((($F2357-$B2357)/100)*(IF('DBH-Upgrade'!$K$6='DBH-Upgrade'!$K$8,$BZ2371,($BE2357/(($F2357-18)/100))))*$CH2371)+((($B2357-18)/100)*$CA2371*$CG2371),0)))","v":{"$error":"#VALUE!"}},14,{"$error":"#VALUE!"},{"$error":"#VALUE!"},{"$error":"#VALUE!"},{"v":0.004572549469604644,"d":"0.00"},{"$error":"#VALUE!"},{"$error":"#VALUE!"},{"$error":"#VALUE!"},0.0002083,1.724,4,1.392796E-3,{"$f":"IF($B2357>$F2357,0,IF($C2357>$G2357,0,ROUND((((($F2357-$B2357)/100)*IF('DBH-Upgrade'!$K$6='DBH-Upgrade'!$K$8,$CC2371,($BF2357/(($F2357-18)/100))))+((($B2357-18)/100)*$CB2371))*IF($E2357>50,IF($G2357=11,(1-(($E2357-50)*0.005)),IF($G2357=16,(1-(($E2357-50)*0.005)),IF($G2357=21,(1-(($E2357-50)*0.005)),1))),1)*$CE2371,0)))","v":{"$error":"#VALUE!"}},{"$f":"IF($B2357>$F2357,0,IF($C2357>$G2357,0,ROUND((((($F2357-$B2357)/100)*IF('DBH-Upgrade'!$K$6='DBH-Upgrade'!$K$8,$CC2371,($BF2357/(($F2357-18)/100))))+((($B2357-18)/100)*$CB2371))*IF($E2357>50,IF($G2357=11,(1-(($E2357-50)*0.005)),IF($G2357=16,(1-(($E2357-50)*0.005)),IF($G2357=21,(1-(($E2357-50)*0.005)),1))),1)*$CD2371,0)))","v":{"$error":"#VALUE!"}},{"$f":"IF($B2357>$F2357,0,IF($C2357>$G2357,0,ROUND((((($F2357-$B2357)/100)*IF('DBH-Upgrade'!$K$6='DBH-Upgrade'!$K$8,$CC2371,($BF2357/(($F2357-18)/100))))+((($B2357-18)/100)*$CB2371))*IF($E2357>50,IF($G2357=11,(1-(($E2357-50)*0.005)),IF($G2357=16,(1-(($E2357-50)*0.005)),IF($G2357=21,(1-(($E2357-50)*0.005)),1))),1),0)))","v":{"$error":"#VALUE!"}},0.95,0.95,0.95,{"$f":"AK2357*POWER(CF_cool,AN2357)","v":{"$error":"#VALUE!"}},{"$f":"AL2357*POWER(CF_cool,AO2357)","v":{"$error":"#VALUE!"}},{"$f":"AM2357*POWER(CF_cool,AP2357)","v":{"$error":"#VALUE!"}},{"$error":"#VALUE!"},{"$error":"#VALUE!"},{"$error":"#VALUE!"},{"$error":"#VALUE!"},{"$error":"#VALUE!"},{"$error":"#VALUE!"},5.2,6,6.7,9,null,4935,null,{"v":0.68,"d":"68%"},null,null,0,11.8,13.7,21.85,null,1,1,1,{"$error":"#VALUE!"},{"$error":"#VALUE!"},{"$error":"#VALUE!"},null,{"$error":"#VALUE!"},{"$error":"#VALUE!"},{"$error":"#VALUE!"},{"$error":"#VALUE!"},2263,3445,577,50,0.7585639347228863,0.6942595523857338,null,0.15781864009190116,0.08064538055291112,0.7952052041594007,0.7952052041594007,null,20]
["3502802010",{"$f":"'DBH-Upgrade'!$K$8-$CL2364","v":80},10,3,50,280,20,21.5,0,26,30,47.8,5432,{"$f":"IF($B2364>$F2364,0,IF($C2364>$G2364,0,ROUND((((($F2364-$B2364)/100)*IF('DBH-Upgrade'!$K$6='DBH-Upgrade'!$K$8,$BZ2378,($BE2364/(($F2364-18)/100))))+((($B2364-18)/100)*$CA2378))*$CE2378,0)))","v":{"$error":"#VALUE!"}},{"$f":"IF($B2364>$F2364,0,IF($C2364>$G2364,0,ROUND((((($F2364-$B2364)/100)*IF('DBH-Upgrade'!$K$6='DBH-Upgrade'!$K$8,$BZ2378,($BE2364/(($F2364-18)/100))))+((($B2364-18)/100)*$CA2378))*$CD2378,0)))","v":{"$error":"#VALUE!"}},{"$f":"IF($B2364>$F2364,0,IF($C2364>$G2364,0,ROUND(((($F2364-$B2364)/100)*IF('DBH-Upgrade'!$K$6='DBH-Upgrade'!$K$8,$BZ2378,($BE2364/(($F2364-18)/100))))+((($B2364-18)/100)*$CA2378),0)))","v":{"$error":"#VALUE!"}},{"v":1.5,"d":"1.500"},1.08,1.08,1.08,438,{"$f":"IF($B2364>$F2364,0,IF($C2364>$G2364,0,ROUND(((($F2364-$B2364)/100)*(IF('DBH-Upgrade'!$K$6='DBH-Upgrade'!$K$8,$BZ2378,($BE2364/(($F2364-18)/100))))*$CH2378)+((($B2364-18)/100)*$CA2378*$CE2378*$CG2378),0)))","v":{"$error":"#VALUE!"}},{"$f":"IF($B2364>$F2364,0,IF($C2364>$G2364,0,ROUND(((($F2364-$B2364)/100)*(IF('DBH-Upgrade'!$K$6='DBH-Upgrade'!$K$8,$BZ2378,($BE2364/(($F2364-18)/100))))*$CH2378)+((($B2364-18)/100)*$CA2378*$CD2378*$CG2378),0)))","v":{"$error":"#VALUE!"}},{"$f":"IF($B2364>$F2364,0,IF($C2364>$G2364,0,ROUND(((($F2364-$B2364)/100)*(IF('DBH-Upgrade'!$K$6='DBH-Upgrade'!$K$8,$BZ2378,($BE2364/(($F2364-18)/100))))*$CH2378)+((($B2364-18)/100)*$CA2378*$CG2378),0)))","v":{"$error":"#VALUE!"}},23,{"$error":"#VALUE!"},{"$error":"#VALUE!"},{"$error":"#VALUE!"},{"v":3.421670920186966E-3,"d":"0.00"},{"$error":"#VALUE!"},{"$error":"#VALUE!"},{"$error":"#VALUE!"},0.0001276,1.7219,2,3.76611E-4,{"$f":"IF($B2364>$F2364,0,IF($C2364>$G2364,0,ROUND((((($F2364-$B2364)/100)*IF('DBH-Upgrade'!$K$6='DBH-Upgrade'!$K$8,$CC2378,($BF2364/(($F2364-18)/100))))+((($B2364-18)/100)*$CB2378))*IF($E2364>50,IF($G2364=11,(1-(($E2364-50)*0.005)),IF($G2364=16,(1-(($E2364-50)*0.005)),IF($G2364=21,(1-(($E2364-50)*0.005)),1))),1)*$CE2378,0)))","v":{"$error":"#VALUE!"}},{"$f":"IF($B2364>$F2364,0,IF($C2364>$G2364,0,ROUND((((($F2364-$B2364)/100)*IF('DBH-Upgrade'!$K$6='DBH-Upgrade'!$K$8,$CC2378,($BF2364/(($F2364-18)/100))))+((($B2364-18)/100)*$CB2378))*IF($E2364>50,IF($G2364=11,(1-(($E2364-50)*0.005)),IF($G2364=16,(1-(($E2364-50)*0.005)),IF($G2364=21,(1-(($E2364-50)*0.005)),1))),1)*$CD2378,0)))","v":{"$error":"#VALUE!"}},{"$f":"IF($B2364>$F2364,0,IF($C2364>$G2364,0,ROUND((((($F2364-$B2364)/100)*IF('DBH-Upgrade'!$K$6='DBH-Upgrade'!$K$8,$CC2378,($BF2364/(($F2364-18)/100))))+((($B2364-18)/100)*$CB2378))*IF($E2364>50,IF($G2364=11,(1-(($E2364-50)*0.005)),IF($G2364=16,(1-(($E2364-50)*0.005)),IF($G2364=21,(1-(($E2364-50)*0.005)),1))),1),0)))","v":{"$error":"#VALUE!"}},0.95,0.95,0.95,{"$f":"AK2364*POWER(CF_cool,AN2364)","v":{"$error":"#VALUE!"}},{"$f":"AL2364*POWER(CF_cool,AO2364)","v":{"$error":"#VALUE!"}},{"$f":"AM2364*POWER(CF_cool,AP2364)","v":{"$error":"#VALUE!"}},{"$error":"#VALUE!"},{"$error":"#VALUE!"},{"$error":"#VALUE!"},{"$error":"#VALUE!"},{"$error":"#VALUE!"},{"$error":"#VALUE!"},3.7,6,6.7,9,null,6790,null,{"v":0.8,"d":"80%"},null,null,0,11.8,13.7,21.85,null,1,1,1,{"$error":"#VALUE!"},{"$error":"#VALUE!"},{"$error":"#VALUE!"},null,{"$error":"#VALUE!"},{"$error":"#VALUE!"},{"$error":"#VALUE!"},{"$error":"#VALUE!"},{"$error":"#VALUE!"},3301,508,{"$error":"#VALUE!"},0.681904401633284,0.6579686139337618,null,0.16320641939358696,0.08064538055291112,0.783779121140337,0.783779121140337,null,0]
["3503001610",{"$f":"'DBH-Upgrade'!$K$8-$CL2369","v":60},10,3,50,300,16,16.5,0,26,30,47.8,{"v":3871.92,"d":"3872"},{"$f":"IF($B2369>$F2369,0,IF($C2369>$G2369,0,ROUND((((($F2369-$B2369)/100)*IF('DBH-Upgrade'!$K$6='DBH-Upgrade'!$K$8,$BZ2383,($BE2369/(($F2369-18)/100))))+((($B2369-18)/100)*$CA2383))*$CE2383,0)))","v":{"$error":"#VALUE!"}},{"$f":"IF($B2369>$F2369,0,IF($C2369>$G2369,0,ROUND((((($F2369-$B2369)/100)*IF('DBH-Upgrade'!$K$6='DBH-Upgrade'!$K$8,$BZ2383,($BE2369/(($F2369-18)/100))))+((($B2369-18)/100)*$CA2383))*$CD2383,0)))","v":{"$error":"#VALUE!"}},{"$f":"IF($B2369>$F2369,0,IF($C2369>$G2369,0,ROUND(((($F2369-$B2369)/100)*IF('DBH-Upgrade'!$K$6='DBH-Upgrade'!$K$8,$BZ2383,($BE2369/(($F2369-18)/100))))+((($B2369-18)/100)*$CA2383),0)))","v":{"$error":"#VALUE!"}},{"v":1.5,"d":"1.500"},1.1,1.1,1.1,312,{"$f":"IF($B2369>$F2369,0,IF($C2369>$G2369,0,ROUND(((($F2369-$B2369)/100)*(IF('DBH-Upgrade'!$K$6='DBH-Upgrade'!$K$8,$BZ2383,($BE2369/(($F2369-18)/100))))*$CH2383)+((($B2369-18)/100)*$CA2383*$CE2383*$CG2383),0)))","v":{"$error":"#VALUE!"}},{"$f":"IF($B2369>$F2369,0,IF($C2369>$G2369,0,ROUND(((($F2369-$B2369)/100)*(IF('DBH-Upgrade'!$K$6='DBH-Upgrade'!$K$8,$BZ2383,($BE2369/(($F2369-18)/100))))*$CH2383)+((($B2369-18)/100)*$CA2383*$CD2383*$CG2383),0)))","v":{"$error":"#VALUE!"}},{"$f":"IF($B2369>$F2369,0,IF($C2369>$G2369,0,ROUND(((($F2369-$B2369)/100)*(IF('DBH-Upgrade'!$K$6='DBH-Upgrade'!$K$8,$BZ2383,($BE2369/(($F2369-18)/100))))*$CH2383)+((($B2369-18)/100)*$CA2383*$CG2383),0)))","v":{"$error":"#VALUE!"}},16,{"$error":"#VALUE!"},{"$error":"#VALUE!"},{"$error":"#VALUE!"},{"v":0.006271633552257858,"d":"0.01"},{"$error":"#VALUE!"},{"$error":"#VALUE!"},{"$error":"#VALUE!"},0.0002083,1.724,4,1.392796E-3,{"$f":"IF($B2369>$F2369,0,IF($C2369>$G2369,0,ROUND((((($F2369-$B2369)/100)*IF('DBH-Upgrade'!$K$6='DBH-Upgrade'!$K$8,$CC2383,($BF2369/(($F2369-18)/100))))+((($B2369-18)/100)*$CB2383))*IF($E2369>50,IF($G2369=11,(1-(($E2369-50)*0.005)),IF($G2369=16,(1-(($E2369-50)*0.005)),IF($G2369=21,(1-(($E2369-50)*0.005)),1))),1)*$CE2383,0)))","v":{"$error":"#VALUE!"}},{"$f":"IF($B2369>$F2369,0,IF($C2369>$G2369,0,ROUND((((($F2369-$B2369)/100)*IF('DBH-Upgrade'!$K$6='DBH-Upgrade'!$K$8,$CC2383,($BF2369/(($F2369-18)/100))))+((($B2369-18)/100)*$CB2383))*IF($E2369>50,IF($G2369=11,(1-(($E2369-50)*0.005)),IF($G2369=16,(1-(($E2369-50)*0.005)),IF($G2369=21,(1-(($E2369-50)*0.005)),1))),1)*$CD2383,0)))","v":{"$error":"#VALUE!"}},{"$f":"IF($B2369>$F2369,0,IF($C2369>$G2369,0,ROUND((((($F2369-$B2369)/100)*IF('DBH-Upgrade'!$K$6='DBH-Upgrade'!$K$8,$CC2383,($BF2369/(($F2369-18)/100))))+((($B2369-18)/100)*$CB2383))*IF($E2369>50,IF($G2369=11,(1-(($E2369-50)*0.005)),IF($G2369=16,(1-(($E2369-50)*0.005)),IF($G2369=21,(1-(($E2369-50)*0.005)),1))),1),0)))","v":{"$error":"#VALUE!"}},0.95,0.95,0.95,{"$f":"AK2369*POWER(CF_cool,AN2369)","v":{"$error":"#VALUE!"}},{"$f":"AL2369*POWER(CF_cool,AO2369)","v":{"$error":"#VALUE!"}},{"$f":"AM2369*POWER(CF_cool,AP2369)","v":{"$error":"#VALUE!"}},{"$error":"#VALUE!"},{"$error":"#VALUE!"},{"$error":"#VALUE!"},{"$error":"#VALUE!"},{"$error":"#VALUE!"},{"$error":"#VALUE!"},{"v":6,"d":"6.0"},6,6.7,9,null,5694,null,{"v":0.68,"d":"68%"},null,null,0,11.8,13.7,21.85,null,1,1,1,{"$error":"#VALUE!"},{"$error":"#VALUE!"},{"$error":"#VALUE!"},null,{"$error":"#VALUE!"},{"$error":"#VALUE!"},{"$error":"#VALUE!"},{"$error":"#VALUE!"},2263,3445,577,50,0.75,0.68,null,0.15781864009190116,0.08064538055291112,0.7952052041594007,0.7952052041594007,null,20]
["360601610",{"$f":"'DBH-Upgrade'!$K$8-$CL2377","v":80},10,3,60,60,16,16.5,0,26,30,40,{"v":850.0000000000001,"d":"850"},{"$f":"IF($B2377>$F2377,0,IF($C2377>$G2377,0,ROUND((((($F2377-$B2377)/100)*IF('DBH-Upgrade'!$K$6='DBH-Upgrade'!$K$8,$BZ2391,($BE2377/(($F2377-18)/100))))+((($B2377-18)/100)*$CA2391))*$CE2391,0)))","v":0},{"$f":"IF($B2377>$F2377,0,IF($C2377>$G2377,0,ROUND((((($F2377-$B2377)/100)*IF('DBH-Upgrade'!$K$6='DBH-Upgrade'!$K$8,$BZ2391,($BE2377/(($F2377-18)/100))))+((($B2377-18)/100)*$CA2391))*$CD2391,0)))","v":0},{"$f":"IF($B2377>$F2377,0,IF($C2377>$G2377,0,ROUND(((($F2377-$B2377)/100)*IF('DBH-Upgrade'!$K$6='DBH-Upgrade'!$K$8,$BZ2391,($BE2377/(($F2377-18)/100))))+((($B2377-18)/100)*$CA2391),0)))","v":0},{"v":1.5,"d":"1.500"},1.1,1.1,1.1,69,{"$f":"IF($B2377>$F2377,0,IF($C2377>$G2377,0,ROUND(((($F2377-$B2377)/100)*(IF('DBH-Upgrade'!$K$6='DBH-Upgrade'!$K$8,$BZ2391,($BE2377/(($F2377-18)/100))))*$CH2391)+((($B2377-18)/100)*$CA2391*$CE2391*$CG2391),0)))","v":0},{"$f":"IF($B2377>$F2377,0,IF($C2377>$G2377,0,ROUND(((($F2377-$B2377)/100)*(IF('DBH-Upgrade'!$K$6='DBH-Upgrade'!$K$8,$BZ2391,($BE2377/(($F2377-18)/100))))*$CH2391)+((($B2377-18)/100)*$CA2391*$CD2391*$CG2391),0)))","v":0},{"$f":"IF($B2377>$F2377,0,IF($C2377>$G2377,0,ROUND(((($F2377-$B2377)/100)*(IF('DBH-Upgrade'!$K$6='DBH-Upgrade'!$K$8,$BZ2391,($BE2377/(($F2377-18)/100))))*$CH2391)+((($B2377-18)/100)*$CA2391*$CG2391),0)))","v":0},4,0,0,0,{"v":2.5902460258595824E-4,"d":"0.00"},{"v":0,"d":"0.00"},{"v":0,"d":"0.00"},{"v":0,"d":"0.00"},0.0002083,1.724,4,1.392796E-3,{"$f":"IF($B2377>$F2377,0,IF($C2377>$G2377,0,ROUND((((($F2377-$B2377)/100)*IF('DBH-Upgrade'!$K$6='DBH-Upgrade'!$K$8,$CC2391,($BF2377/(($F2377-18)/100))))+((($B2377-18)/100)*$CB2391))*IF($E2377>50,IF($G2377=11,(1-(($E2377-50)*0.005)),IF($G2377=16,(1-(($E2377-50)*0.005)),IF($G2377=21,(1-(($E2377-50)*0.005)),1))),1)*$CE2391,0)))","v":0},{"$f":"IF($B2377>$F2377,0,IF($C2377>$G2377,0,ROUND((((($F2377-$B2377)/100)*IF('DBH-Upgrade'!$K$6='DBH-Upgrade'!$K$8,$CC2391,($BF2377/(($F2377-18)/100))))+((($B2377-18)/100)*$CB2391))*IF($E2377>50,IF($G2377=11,(1-(($E2377-50)*0.005)),IF($G2377=16,(1-(($E2377-50)*0.005)),IF($G2377=21,(1-(($E2377-50)*0.005)),1))),1)*$CD2391,0)))","v":0},{"$f":"IF($B2377>$F2377,0,IF($C2377>$G2377,0,ROUND((((($F2377-$B2377)/100)*IF('DBH-Upgrade'!$K$6='DBH-Upgrade'!$K$8,$CC2391,($BF2377/(($F2377-18)/100))))+((($B2377-18)/100)*$CB2391))*IF($E2377>50,IF($G2377=11,(1-(($E2377-50)*0.005)),IF($G2377=16,(1-(($E2377-50)*0.005)),IF($G2377=21,(1-(($E2377-50)*0.005)),1))),1),0)))","v":0},0.95,0.95,0.95,{"$f":"AK2377*POWER(CF_cool,AN2377)","v":0},{"$f":"AL2377*POWER(CF_cool,AO2377)","v":0},{"$f":"AM2377*POWER(CF_cool,AP2377)","v":0},0,0,0,{"v":0,"d":"0.00"},{"v":0,"d":"0.00"},{"v":0,"d":"0.00"},1.2,"DBH-unit is te lang!","DBH-unit is te lang!","DBH-unit is te lang!",null,1250,null,{"v":0.68,"d":"68%"},null,null,0,"DBH-unit is te lang!","DBH-unit is te lang!","DBH-unit is te lang!",null,1,1,1,0,0,0,null,0,0,0,1,{"$error":"#VALUE!"},4479,834,{"$error":"#VALUE!"},0.6729424377054166,0.6582099452827469,null,0.15781864009190116,0.08064538055291112,0.7952052041594007,0.7952052041594007,null,0]
["360702110",{"$f":"'DBH-Upgrade'!$K$8-$CL2385","v":70},10,3,60,70,21,21.5,0,26,30,41,{"v":1613.6000000000001,"d":"1614"},{"$f":"IF($B2385>$F2385,0,IF($C2385>$G2385,0,ROUND((((($F2385-$B2385)/100)*IF('DBH-Upgrade'!$K$6='DBH-Upgrade'!$K$8,$BZ2399,($BE2385/(($F2385-18)/100))))+((($B2385-18)/100)*$CA2399))*$CE2399,0)))","v":{"$error":"#VALUE!"}},{"$f":"IF($B2385>$F2385,0,IF($C2385>$G2385,0,ROUND((((($F2385-$B2385)/100)*IF('DBH-Upgrade'!$K$6='DBH-Upgrade'!$K$8,$BZ2399,($BE2385/(($F2385-18)/100))))+((($B2385-18)/100)*$CA2399))*$CD2399,0)))","v":{"$error":"#VALUE!"}},{"$f":"IF($B2385>$F2385,0,IF($C2385>$G2385,0,ROUND(((($F2385-$B2385)/100)*IF('DBH-Upgrade'!$K$6='DBH-Upgrade'!$K$8,$BZ2399,($BE2385/(($F2385-18)/100))))+((($B2385-18)/100)*$CA2399),0)))","v":{"$error":"#VALUE!"}},{"v":1.5,"d":"1.500"},1.05,1.05,1.05,130,{"$f":"IF($B2385>$F2385,0,IF($C2385>$G2385,0,ROUND(((($F2385-$B2385)/100)*(IF('DBH-Upgrade'!$K$6='DBH-Upgrade'!$K$8,$BZ2399,($BE2385/(($F2385-18)/100))))*$CH2399)+((($B2385-18)/100)*$CA2399*$CE2399*$CG2399),0)))","v":{"$error":"#VALUE!"}},{"$f":"IF($B2385>$F2385,0,IF($C2385>$G2385,0,ROUND(((($F2385-$B2385)/100)*(IF('DBH-Upgrade'!$K$6='DBH-Upgrade'!$K$8,$BZ2399,($BE2385/(($F2385-18)/100))))*$CH2399)+((($B2385-18)/100)*$CA2399*$CD2399*$CG2399),0)))","v":{"$error":"#VALUE!"}},{"$f":"IF($B2385>$F2385,0,IF($C2385>$G2385,0,ROUND(((($F2385-$B2385)/100)*(IF('DBH-Upgrade'!$K$6='DBH-Upgrade'!$K$8,$BZ2399,($BE2385/(($F2385-18)/100))))*$CH2399)+((($B2385-18)/100)*$CA2399*$CG2399),0)))","v":{"$error":"#VALUE!"}},7,{"$error":"#VALUE!"},{"$error":"#VALUE!"},{"$error":"#VALUE!"},{"v":3.2623989416160959E-4,"d":"0.00"},{"$error":"#VALUE!"},{"$error":"#VALUE!"},{"$error":"#VALUE!"},0.0001276,1.7219,4,0.000514201,{"$f":"IF($B2385>$F2385,0,IF($C2385>$G2385,0,ROUND((((($F2385-$B2385)/100)*IF('DBH-Upgrade'!$K$6='DBH-Upgrade'!$K$8,$CC2399,($BF2385/(($F2385-18)/100))))+((($B2385-18)/100)*$CB2399))*IF($E2385>50,IF($G2385=11,(1-(($E2385-50)*0.005)),IF($G2385=16,(1-(($E2385-50)*0.005)),IF($G2385=21,(1-(($E2385-50)*0.005)),1))),1)*$CE2399,0)))","v":{"$error":"#VALUE!"}},{"$f":"IF($B2385>$F2385,0,IF($C2385>$G2385,0,ROUND((((($F2385-$B2385)/100)*IF('DBH-Upgrade'!$K$6='DBH-Upgrade'!$K$8,$CC2399,($BF2385/(($F2385-18)/100))))+((($B2385-18)/100)*$CB2399))*IF($E2385>50,IF($G2385=11,(1-(($E2385-50)*0.005)),IF($G2385=16,(1-(($E2385-50)*0.005)),IF($G2385=21,(1-(($E2385-50)*0.005)),1))),1)*$CD2399,0)))","v":{"$error":"#VALUE!"}},{"$f":"IF($B2385>$F2385,0,IF($C2385>$G2385,0,ROUND((((($F2385-$B2385)/100)*IF('DBH-Upgrade'!$K$6='DBH-Upgrade'!$K$8,$CC2399,($BF2385/(($F2385-18)/100))))+((($B2385-18)/100)*$CB2399))*IF($E2385>50,IF($G2385=11,(1-(($E2385-50)*0.005)),IF($G2385=16,(1-(($E2385-50)*0.005)),IF($G2385=21,(1-(($E2385-50)*0.005)),1))),1),0)))","v":{"$error":"#VALUE!"}},0.85,0.85,0.85,{"$f":"AK2385*POWER(CF_cool,AN2385)","v":{"$error":"#VALUE!"}},{"$f":"AL2385*POWER(CF_cool,AO2385)","v":{"$error":"#VALUE!"}},{"$f":"AM2385*POWER(CF_cool,AP2385)","v":{"$error":"#VALUE!"}},{"$error":"#VALUE!"},{"$error":"#VALUE!"},{"$error":"#VALUE!"},{"$error":"#VALUE!"},{"$error":"#VALUE!"},{"$error":"#VALUE!"},1.9,6,6.7,9,null,2017,null,{"v":0.8,"d":"80%"},null,null,0,11.8,13.7,21.85,null,1,1,1,{"$error":"#VALUE!"},{"$error":"#VALUE!"},{"$error":"#VALUE!"},null,{"$error":"#VALUE!"},{"$error":"#VALUE!"},{"$error":"#VALUE!"},{"$error":"#VALUE!"},{"$error":"#VALUE!"},5340,750,{"$error":"#VALUE!"},0.6729424377054166,0.6582099452827469,null,0.1716349180255756,0.08064538055291112,0.8146200327725304,0.8146200327725304,null,10]
["360801110",{"$f":"'DBH-Upgrade'!$K$8-$CL2387","v":80},10,3,60,80,11,11.5,0,26,30,41.8,{"v":812.6,"d":"813"},{"$f":"IF($B2387>$F2387,0,IF($C2387>$G2387,0,ROUND((((($F2387-$B2387)/100)*IF('DBH-Upgrade'!$K$6='DBH-Upgrade'!$K$8,$BZ2401,($BE2387/(($F2387-18)/100))))+((($B2387-18)/100)*$CA2401))*$CE2401,0)))","v":1648},{"$f":"IF($B2387>$F2387,0,IF($C2387>$G2387,0,ROUND((((($F2387-$B2387)/100)*IF('DBH-Upgrade'!$K$6='DBH-Upgrade'!$K$8,$BZ2401,($BE2387/(($F2387-18)/100))))+((($B2387-18)/100)*$CA2401))*$CD2401,0)))","v":1770},{"$f":"IF($B2387>$F2387,0,IF($C2387>$G2387,0,ROUND(((($F2387-$B2387)/100)*IF('DBH-Upgrade'!$K$6='DBH-Upgrade'!$K$8,$BZ2401,($BE2387/(($F2387-18)/100))))+((($B2387-18)/100)*$CA2401),0)))","v":2136},{"v":1.5,"d":"1.500"},1.1,1.1,1.1,66,{"$f":"IF($B2387>$F2387,0,IF($C2387>$G2387,0,ROUND(((($F2387-$B2387)/100)*(IF('DBH-Upgrade'!$K$6='DBH-Upgrade'!$K$8,$BZ2401,($BE2387/(($F2387-18)/100))))*$CH2401)+((($B2387-18)/100)*$CA2401*$CE2401*$CG2401),0)))","v":260},{"$f":"IF($B2387>$F2387,0,IF($C2387>$G2387,0,ROUND(((($F2387-$B2387)/100)*(IF('DBH-Upgrade'!$K$6='DBH-Upgrade'!$K$8,$BZ2401,($BE2387/(($F2387-18)/100))))*$CH2401)+((($B2387-18)/100)*$CA2401*$CD2401*$CG2401),0)))","v":279},{"$f":"IF($B2387>$F2387,0,IF($C2387>$G2387,0,ROUND(((($F2387-$B2387)/100)*(IF('DBH-Upgrade'!$K$6='DBH-Upgrade'!$K$8,$BZ2401,($BE2387/(($F2387-18)/100))))*$CH2401)+((($B2387-18)/100)*$CA2401*$CG2401),0)))","v":337},3,13,14,17,{"v":1.1927770350170207E-4,"d":"0.00"},{"v":1.8243426562634777E-3,"d":"0.00"},{"v":2.0960819813029678E-3,"d":"0.00"},{"v":3.0171160182159186E-3,"d":"0.00"},3.969E-4,1.7346,4,0.000574288,{"$f":"IF($B2387>$F2387,0,IF($C2387>$G2387,0,ROUND((((($F2387-$B2387)/100)*IF('DBH-Upgrade'!$K$6='DBH-Upgrade'!$K$8,$CC2401,($BF2387/(($F2387-18)/100))))+((($B2387-18)/100)*$CB2401))*IF($E2387>50,IF($G2387=11,(1-(($E2387-50)*0.005)),IF($G2387=16,(1-(($E2387-50)*0.005)),IF($G2387=21,(1-(($E2387-50)*0.005)),1))),1)*$CE2401,0)))","v":262},{"$f":"IF($B2387>$F2387,0,IF($C2387>$G2387,0,ROUND((((($F2387-$B2387)/100)*IF('DBH-Upgrade'!$K$6='DBH-Upgrade'!$K$8,$CC2401,($BF2387/(($F2387-18)/100))))+((($B2387-18)/100)*$CB2401))*IF($E2387>50,IF($G2387=11,(1-(($E2387-50)*0.005)),IF($G2387=16,(1-(($E2387-50)*0.005)),IF($G2387=21,(1-(($E2387-50)*0.005)),1))),1)*$CD2401,0)))","v":282},{"$f":"IF($B2387>$F2387,0,IF($C2387>$G2387,0,ROUND((((($F2387-$B2387)/100)*IF('DBH-Upgrade'!$K$6='DBH-Upgrade'!$K$8,$CC2401,($BF2387/(($F2387-18)/100))))+((($B2387-18)/100)*$CB2401))*IF($E2387>50,IF($G2387=11,(1-(($E2387-50)*0.005)),IF($G2387=16,(1-(($E2387-50)*0.005)),IF($G2387=21,(1-(($E2387-50)*0.005)),1))),1),0)))","v":340},0.95,0.95,0.95,{"$f":"AK2387*POWER(CF_cool,AN2387)","v":208.34376348976298},{"$f":"AL2387*POWER(CF_cool,AO2387)","v":224.24786757295098},{"$f":"AM2387*POWER(CF_cool,AP2387)","v":270.36976941419624},45,48,58,{"v":0.018922211944810488,"d":"0.02"},{"v":0.02138386144361774,"d":"0.02"},{"v":0.030619940735898167,"d":"0.03"},1.1,6,6.7,9,null,1195,null,{"v":0.68,"d":"68%"},null,null,0,11.8,13.7,21.85,null,1,1,1,208.34376348976298,224.24786757295098,270.36976941419624,null,0,0,0,1,2263,3445,577,50,0.8551869613368048,0.7991842971835594,null,0.15781864009190116,0.08064538055291112,0.7952052041594007,0.7952052041594007,null,0]
["360902110",{"$f":"'DBH-Upgrade'!$K$8-$CL2397","v":80},10,3,60,90,21,21.5,0,26,30,42.4,{"v":2075.2000000000003,"d":"2075"},{"$f":"IF($B2397>$F2397,0,IF($C2397>$G2397,0,ROUND((((($F2397-$B2397)/100)*IF('DBH-Upgrade'!$K$6='DBH-Upgrade'!$K$8,$BZ2411,($BE2397/(($F2397-18)/100))))+((($B2397-18)/100)*$CA2411))*$CE2411,0)))","v":{"$error":"#VALUE!"}},{"$f":"IF($B2397>$F2397,0,IF($C2397>$G2397,0,ROUND((((($F2397-$B2397)/100)*IF('DBH-Upgrade'!$K$6='DBH-Upgrade'!$K$8,$BZ2411,($BE2397/(($F2397-18)/100))))+((($B2397-18)/100)*$CA2411))*$CD2411,0)))","v":{"$error":"#VALUE!"}},{"$f":"IF($B2397>$F2397,0,IF($C2397>$G2397,0,ROUND(((($F2397-$B2397)/100)*IF('DBH-Upgrade'!$K$6='DBH-Upgrade'!$K$8,$BZ2411,($BE2397/(($F2397-18)/100))))+((($B2397-18)/100)*$CA2411),0)))","v":{"$error":"#VALUE!"}},{"v":1.5,"d":"1.500"},1.05,1.05,1.05,167,{"$f":"IF($B2397>$F2397,0,IF($C2397>$G2397,0,ROUND(((($F2397-$B2397)/100)*(IF('DBH-Upgrade'!$K$6='DBH-Upgrade'!$K$8,$BZ2411,($BE2397/(($F2397-18)/100))))*$CH2411)+((($B2397-18)/100)*$CA2411*$CE2411*$CG2411),0)))","v":{"$error":"#VALUE!"}},{"$f":"IF($B2397>$F2397,0,IF($C2397>$G2397,0,ROUND(((($F2397-$B2397)/100)*(IF('DBH-Upgrade'!$K$6='DBH-Upgrade'!$K$8,$BZ2411,($BE2397/(($F2397-18)/100))))*$CH2411)+((($B2397-18)/100)*$CA2411*$CD2411*$CG2411),0)))","v":{"$error":"#VALUE!"}},{"$f":"IF($B2397>$F2397,0,IF($C2397>$G2397,0,ROUND(((($F2397-$B2397)/100)*(IF('DBH-Upgrade'!$K$6='DBH-Upgrade'!$K$8,$BZ2411,($BE2397/(($F2397-18)/100))))*$CH2411)+((($B2397-18)/100)*$CA2411*$CG2411),0)))","v":{"$error":"#VALUE!"}},9,{"$error":"#VALUE!"},{"$error":"#VALUE!"},{"$error":"#VALUE!"},{"v":5.7442545639886417E-4,"d":"0.00"},{"$error":"#VALUE!"},{"$error":"#VALUE!"},{"$error":"#VALUE!"},0.0001276,1.7219,4,0.000514201,{"$f":"IF($B2397>$F2397,0,IF($C2397>$G2397,0,ROUND((((($F2397-$B2397)/100)*IF('DBH-Upgrade'!$K$6='DBH-Upgrade'!$K$8,$CC2411,($BF2397/(($F2397-18)/100))))+((($B2397-18)/100)*$CB2411))*IF($E2397>50,IF($G2397=11,(1-(($E2397-50)*0.005)),IF($G2397=16,(1-(($E2397-50)*0.005)),IF($G2397=21,(1-(($E2397-50)*0.005)),1))),1)*$CE2411,0)))","v":{"$error":"#VALUE!"}},{"$f":"IF($B2397>$F2397,0,IF($C2397>$G2397,0,ROUND((((($F2397-$B2397)/100)*IF('DBH-Upgrade'!$K$6='DBH-Upgrade'!$K$8,$CC2411,($BF2397/(($F2397-18)/100))))+((($B2397-18)/100)*$CB2411))*IF($E2397>50,IF($G2397=11,(1-(($E2397-50)*0.005)),IF($G2397=16,(1-(($E2397-50)*0.005)),IF($G2397=21,(1-(($E2397-50)*0.005)),1))),1)*$CD2411,0)))","v":{"$error":"#VALUE!"}},{"$f":"IF($B2397>$F2397,0,IF($C2397>$G2397,0,ROUND((((($F2397-$B2397)/100)*IF('DBH-Upgrade'!$K$6='DBH-Upgrade'!$K$8,$CC2411,($BF2397/(($F2397-18)/100))))+((($B2397-18)/100)*$CB2411))*IF($E2397>50,IF($G2397=11,(1-(($E2397-50)*0.005)),IF($G2397=16,(1-(($E2397-50)*0.005)),IF($G2397=21,(1-(($E2397-50)*0.005)),1))),1),0)))","v":{"$error":"#VALUE!"}},0.85,0.85,0.85,{"$f":"AK2397*POWER(CF_cool,AN2397)","v":{"$error":"#VALUE!"}},{"$f":"AL2397*POWER(CF_cool,AO2397)","v":{"$error":"#VALUE!"}},{"$f":"AM2397*POWER(CF_cool,AP2397)","v":{"$error":"#VALUE!"}},{"$error":"#VALUE!"},{"$error":"#VALUE!"},{"$error":"#VALUE!"},{"$error":"#VALUE!"},{"$error":"#VALUE!"},{"$error":"#VALUE!"},2.4,6,6.7,9,null,2594,null,{"v":0.8,"d":"80%"},null,null,0,11.8,13.7,21.85,null,1,1,1,{"$error":"#VALUE!"},{"$error":"#VALUE!"},{"$error":"#VALUE!"},null,{"$error":"#VALUE!"},{"$error":"#VALUE!"},{"$error":"#VALUE!"},{"$error":"#VALUE!"},{"$error":"#VALUE!"},4479,834,{"$error":"#VALUE!"},0.7555553480649244,0.7038387772986681,null,0.15781864009190116,0.08064538055291112,0.7952052041594007,0.7952052041594007,null,0]
["3601002010",{"$f":"'DBH-Upgrade'!$K$8-$CL2402","v":80},10,3,60,100,20,21.5,0,26,30,43,{"v":2086.4,"d":"2086"},{"$f":"IF($B2402>$F2402,0,IF($C2402>$G2402,0,ROUND((((($F2402-$B2402)/100)*IF('DBH-Upgrade'!$K$6='DBH-Upgrade'!$K$8,$BZ2416,($BE2402/(($F2402-18)/100))))+((($B2402-18)/100)*$CA2416))*$CE2416,0)))","v":{"$error":"#VALUE!"}},{"$f":"IF($B2402>$F2402,0,IF($C2402>$G2402,0,ROUND((((($F2402-$B2402)/100)*IF('DBH-Upgrade'!$K$6='DBH-Upgrade'!$K$8,$BZ2416,($BE2402/(($F2402-18)/100))))+((($B2402-18)/100)*$CA2416))*$CD2416,0)))","v":{"$error":"#VALUE!"}},{"$f":"IF($B2402>$F2402,0,IF($C2402>$G2402,0,ROUND(((($F2402-$B2402)/100)*IF('DBH-Upgrade'!$K$6='DBH-Upgrade'!$K$8,$BZ2416,($BE2402/(($F2402-18)/100))))+((($B2402-18)/100)*$CA2416),0)))","v":{"$error":"#VALUE!"}},{"v":1.5,"d":"1.500"},1.08,1.08,1.08,168,{"$f":"IF($B2402>$F2402,0,IF($C2402>$G2402,0,ROUND(((($F2402-$B2402)/100)*(IF('DBH-Upgrade'!$K$6='DBH-Upgrade'!$K$8,$BZ2416,($BE2402/(($F2402-18)/100))))*$CH2416)+((($B2402-18)/100)*$CA2416*$CE2416*$CG2416),0)))","v":{"$error":"#VALUE!"}},{"$f":"IF($B2402>$F2402,0,IF($C2402>$G2402,0,ROUND(((($F2402-$B2402)/100)*(IF('DBH-Upgrade'!$K$6='DBH-Upgrade'!$K$8,$BZ2416,($BE2402/(($F2402-18)/100))))*$CH2416)+((($B2402-18)/100)*$CA2416*$CD2416*$CG2416),0)))","v":{"$error":"#VALUE!"}},{"$f":"IF($B2402>$F2402,0,IF($C2402>$G2402,0,ROUND(((($F2402-$B2402)/100)*(IF('DBH-Upgrade'!$K$6='DBH-Upgrade'!$K$8,$BZ2416,($BE2402/(($F2402-18)/100))))*$CH2416)+((($B2402-18)/100)*$CA2416*$CG2416),0)))","v":{"$error":"#VALUE!"}},9,{"$error":"#VALUE!"},{"$error":"#VALUE!"},{"$error":"#VALUE!"},{"v":3.9307571221311352E-4,"d":"0.00"},{"$error":"#VALUE!"},{"$error":"#VALUE!"},{"$error":"#VALUE!"},0.0001276,1.7219,2,3.76611E-4,{"$f":"IF($B2402>$F2402,0,IF($C2402>$G2402,0,ROUND((((($F2402-$B2402)/100)*IF('DBH-Upgrade'!$K$6='DBH-Upgrade'!$K$8,$CC2416,($BF2402/(($F2402-18)/100))))+((($B2402-18)/100)*$CB2416))*IF($E2402>50,IF($G2402=11,(1-(($E2402-50)*0.005)),IF($G2402=16,(1-(($E2402-50)*0.005)),IF($G2402=21,(1-(($E2402-50)*0.005)),1))),1)*$CE2416,0)))","v":{"$error":"#VALUE!"}},{"$f":"IF($B2402>$F2402,0,IF($C2402>$G2402,0,ROUND((((($F2402-$B2402)/100)*IF('DBH-Upgrade'!$K$6='DBH-Upgrade'!$K$8,$CC2416,($BF2402/(($F2402-18)/100))))+((($B2402-18)/100)*$CB2416))*IF($E2402>50,IF($G2402=11,(1-(($E2402-50)*0.005)),IF($G2402=16,(1-(($E2402-50)*0.005)),IF($G2402=21,(1-(($E2402-50)*0.005)),1))),1)*$CD2416,0)))","v":{"$error":"#VALUE!"}},{"$f":"IF($B2402>$F2402,0,IF($C2402>$G2402,0,ROUND((((($F2402-$B2402)/100)*IF('DBH-Upgrade'!$K$6='DBH-Upgrade'!$K$8,$CC2416,($BF2402/(($F2402-18)/100))))+((($B2402-18)/100)*$CB2416))*IF($E2402>50,IF($G2402=11,(1-(($E2402-50)*0.005)),IF($G2402=16,(1-(($E2402-50)*0.005)),IF($G2402=21,(1-(($E2402-50)*0.005)),1))),1),0)))","v":{"$error":"#VALUE!"}},0.95,0.95,0.95,{"$f":"AK2402*POWER(CF_cool,AN2402)","v":{"$error":"#VALUE!"}},{"$f":"AL2402*POWER(CF_cool,AO2402)","v":{"$error":"#VALUE!"}},{"$f":"AM2402*POWER(CF_cool,AP2402)","v":{"$error":"#VALUE!"}},{"$error":"#VALUE!"},{"$error":"#VALUE!"},{"$error":"#VALUE!"},{"$error":"#VALUE!"},{"$error":"#VALUE!"},{"$error":"#VALUE!"},1.3,6,6.7,9,null,2608,null,{"v":0.8,"d":"80%"},null,null,0,11.8,13.7,21.85,null,1,1,1,{"$error":"#VALUE!"},{"$error":"#VALUE!"},{"$error":"#VALUE!"},null,{"$error":"#VALUE!"},{"$error":"#VALUE!"},{"$error":"#VALUE!"},{"$error":"#VALUE!"},{"$error":"#VALUE!"},3301,508,{"$error":"#VALUE!"},0.7453108993363179,0.6950414455205922,null,0.16320641939358696,0.08064538055291112,0.783779121140337,0.783779121140337,null,0]
["3601102010",{"$f":"'DBH-Upgrade'!$K$8-$CL2408","v":70},10,3,60,110,20,21.5,0,26,30,43.5,{"v":2295.2000000000003,"d":"2295"},{"$f":"IF($B2408>$F2408,0,IF($C2408>$G2408,0,ROUND((((($F2408-$B2408)/100)*IF('DBH-Upgrade'!$K$6='DBH-Upgrade'!$K$8,$BZ2422,($BE2408/(($F2408-18)/100))))+((($B2408-18)/100)*$CA2422))*$CE2422,0)))","v":{"$error":"#VALUE!"}},{"$f":"IF($B2408>$F2408,0,IF($C2408>$G2408,0,ROUND((((($F2408-$B2408)/100)*IF('DBH-Upgrade'!$K$6='DBH-Upgrade'!$K$8,$BZ2422,($BE2408/(($F2408-18)/100))))+((($B2408-18)/100)*$CA2422))*$CD2422,0)))","v":{"$error":"#VALUE!"}},{"$f":"IF($B2408>$F2408,0,IF($C2408>$G2408,0,ROUND(((($F2408-$B2408)/100)*IF('DBH-Upgrade'!$K$6='DBH-Upgrade'!$K$8,$BZ2422,($BE2408/(($F2408-18)/100))))+((($B2408-18)/100)*$CA2422),0)))","v":{"$error":"#VALUE!"}},{"v":1.5,"d":"1.500"},1.08,1.08,1.08,185,{"$f":"IF($B2408>$F2408,0,IF($C2408>$G2408,0,ROUND(((($F2408-$B2408)/100)*(IF('DBH-Upgrade'!$K$6='DBH-Upgrade'!$K$8,$BZ2422,($BE2408/(($F2408-18)/100))))*$CH2422)+((($B2408-18)/100)*$CA2422*$CE2422*$CG2422),0)))","v":{"$error":"#VALUE!"}},{"$f":"IF($B2408>$F2408,0,IF($C2408>$G2408,0,ROUND(((($F2408-$B2408)/100)*(IF('DBH-Upgrade'!$K$6='DBH-Upgrade'!$K$8,$BZ2422,($BE2408/(($F2408-18)/100))))*$CH2422)+((($B2408-18)/100)*$CA2422*$CD2422*$CG2422),0)))","v":{"$error":"#VALUE!"}},{"$f":"IF($B2408>$F2408,0,IF($C2408>$G2408,0,ROUND(((($F2408-$B2408)/100)*(IF('DBH-Upgrade'!$K$6='DBH-Upgrade'!$K$8,$BZ2422,($BE2408/(($F2408-18)/100))))*$CH2422)+((($B2408-18)/100)*$CA2422*$CG2422),0)))","v":{"$error":"#VALUE!"}},10,{"$error":"#VALUE!"},{"$error":"#VALUE!"},{"$error":"#VALUE!"},{"v":4.9510608172801372E-4,"d":"0.00"},{"$error":"#VALUE!"},{"$error":"#VALUE!"},{"$error":"#VALUE!"},0.0001276,1.7219,2,3.76611E-4,{"$f":"IF($B2408>$F2408,0,IF($C2408>$G2408,0,ROUND((((($F2408-$B2408)/100)*IF('DBH-Upgrade'!$K$6='DBH-Upgrade'!$K$8,$CC2422,($BF2408/(($F2408-18)/100))))+((($B2408-18)/100)*$CB2422))*IF($E2408>50,IF($G2408=11,(1-(($E2408-50)*0.005)),IF($G2408=16,(1-(($E2408-50)*0.005)),IF($G2408=21,(1-(($E2408-50)*0.005)),1))),1)*$CE2422,0)))","v":{"$error":"#VALUE!"}},{"$f":"IF($B2408>$F2408,0,IF($C2408>$G2408,0,ROUND((((($F2408-$B2408)/100)*IF('DBH-Upgrade'!$K$6='DBH-Upgrade'!$K$8,$CC2422,($BF2408/(($F2408-18)/100))))+((($B2408-18)/100)*$CB2422))*IF($E2408>50,IF($G2408=11,(1-(($E2408-50)*0.005)),IF($G2408=16,(1-(($E2408-50)*0.005)),IF($G2408=21,(1-(($E2408-50)*0.005)),1))),1)*$CD2422,0)))","v":{"$error":"#VALUE!"}},{"$f":"IF($B2408>$F2408,0,IF($C2408>$G2408,0,ROUND((((($F2408-$B2408)/100)*IF('DBH-Upgrade'!$K$6='DBH-Upgrade'!$K$8,$CC2422,($BF2408/(($F2408-18)/100))))+((($B2408-18)/100)*$CB2422))*IF($E2408>50,IF($G2408=11,(1-(($E2408-50)*0.005)),IF($G2408=16,(1-(($E2408-50)*0.005)),IF($G2408=21,(1-(($E2408-50)*0.005)),1))),1),0)))","v":{"$error":"#VALUE!"}},0.95,0.95,0.95,{"$f":"AK2408*POWER(CF_cool,AN2408)","v":{"$error":"#VALUE!"}},{"$f":"AL2408*POWER(CF_cool,AO2408)","v":{"$error":"#VALUE!"}},{"$f":"AM2408*POWER(CF_cool,AP2408)","v":{"$error":"#VALUE!"}},{"$error":"#VALUE!"},{"$error":"#VALUE!"},{"$error":"#VALUE!"},{"$error":"#VALUE!"},{"$error":"#VALUE!"},{"$error":"#VALUE!"},1.5,6,6.7,9,null,2869,null,{"v":0.8,"d":"80%"},null,null,0,11.8,13.7,21.85,null,1,1,1,{"$error":"#VALUE!"},{"$error":"#VALUE!"},{"$error":"#VALUE!"},null,{"$error":"#VALUE!"},{"$error":"#VALUE!"},{"$error":"#VALUE!"},{"$error":"#VALUE!"},{"$error":"#VALUE!"},3301,508,{"$error":"#VALUE!"},0.7342980293974435,0.6854011253923185,null,0.16320641939358696,0.08064538055291112,0.783779121140337,0.783779121140337,null,10]
["3601401110",{"$f":"'DBH-Upgrade'!$K$8-$CL2417","v":80},10,3,60,140,11,11.5,0,26,30,44.8,{"v":1422.5600000000002,"d":"1423"},{"$f":"IF($B2417>$F2417,0,IF($C2417>$G2417,0,ROUND((((($F2417-$B2417)/100)*IF('DBH-Upgrade'!$K$6='DBH-Upgrade'!$K$8,$BZ2431,($BE2417/(($F2417-18)/100))))+((($B2417-18)/100)*$CA2431))*$CE2431,0)))","v":2558},{"$f":"IF($B2417>$F2417,0,IF($C2417>$G2417,0,ROUND((((($F2417-$B2417)/100)*IF('DBH-Upgrade'!$K$6='DBH-Upgrade'!$K$8,$BZ2431,($BE2417/(($F2417-18)/100))))+((($B2417-18)/100)*$CA2431))*$CD2431,0)))","v":2770},{"$f":"IF($B2417>$F2417,0,IF($C2417>$G2417,0,ROUND(((($F2417-$B2417)/100)*IF('DBH-Upgrade'!$K$6='DBH-Upgrade'!$K$8,$BZ2431,($BE2417/(($F2417-18)/100))))+((($B2417-18)/100)*$CA2431),0)))","v":3494},{"$f":"IF(B2417=0,IF(E2417=20,IF(G2417=10,1.413,IF(G2417=15,1.408,IF(G2417=20,1.408,\"ERROR\"))),IF(E2417=30,IF(G2417=10,1.403,IF(G2417=11,1.44,IF(G2417=15,1.396,IF(G2417=16,1.456,IF(G2417=20,1.396,IF(G2417=21,1.468,\"ERROR\")))))),IF(E2417=40,IF(G2417=10,1.394,IF(G2417=11,1.439,IF(G2417=15,1.385,IF(G2417=16,1.46,IF(G2417=20,1.384,IF(G2417=21,1.477,\"ERROR\")))))),IF(E2417=50,IF(G2417=10,1.385,IF(G2417=11,1.438,IF(G2417=15,1.373,IF(G2417=16,1.464,IF(G2417=20,1.373,IF(G2417=21,1.485,\"ERROR\")))))),IF(E2417=60,IF(G2417=10,1.376,IF(G2417=11,1.437,IF(G2417=15,1.361,IF(G2417=16,1.468,IF(G2417=20,1.361,IF(G2417=21,1.493,\"ERROR\")))))),IF(E2417=70,IF(G2417=10,1.366,IF(G2417=11,1.436,IF(G2417=15,1.35,IF(G2417=16,1.472,IF(G2417=20,1.349,IF(G2417=21,1.501,\"ERROR\")))))),IF(E2417=80,IF(G2417=10,1.366,IF(G2417=11,1.436,IF(G2417=15,1.35,IF(G2417=16,1.472,IF(G2417=20,1.349,IF(G2417=21,1.501,1)))))),IF(E2417=90,IF(G2417=10,1.348,IF(G2417=11,1.434,IF(G2417=15,1.326,IF(G2417=16,1.48,IF(G2417=20,1.326,IF(G2417=21,1.518,1)))))),IF(E2417=100,IF(G2417=10,1.348,IF(G2417=11,1.434,IF(G2417=15,1.326,IF(G2417=16,1.48,IF(G2417=20,1.326,IF(G2417=21,1.518,1)))))),\"ERROR\"))))))))),1.5)","v":{"v":1.5,"d":"1.500"}},1.1,1.1,1.1,115,{"$f":"IF($B2417>$F2417,0,IF($C2417>$G2417,0,ROUND(((($F2417-$B2417)/100)*(IF('DBH-Upgrade'!$K$6='DBH-Upgrade'!$K$8,$BZ2431,($BE2417/(($F2417-18)/100))))*$CH2431)+((($B2417-18)/100)*$CA2431*$CE2431*$CG2431),0)))","v":356},{"$f":"IF($B2417>$F2417,0,IF($C2417>$G2417,0,ROUND(((($F2417-$B2417)/100)*(IF('DBH-Upgrade'!$K$6='DBH-Upgrade'!$K$8,$BZ2431,($BE2417/(($F2417-18)/100))))*$CH2431)+((($B2417-18)/100)*$CA2431*$CD2431*$CG2431),0)))","v":377},{"$f":"IF($B2417>$F2417,0,IF($C2417>$G2417,0,ROUND(((($F2417-$B2417)/100)*(IF('DBH-Upgrade'!$K$6='DBH-Upgrade'!$K$8,$BZ2431,($BE2417/(($F2417-18)/100))))*$CH2431)+((($B2417-18)/100)*$CA2431*$CG2431),0)))","v":447},6,18,19,23,{"v":6.3986700800734112E-4,"d":"0.00"},{"v":0.004763514204303699,"d":"0.00"},{"v":0.005260825803720469,"d":"0.01"},{"v":0.007475125029988737,"d":"0.01"},3.969E-4,1.7346,4,0.000574288,{"$f":"IF($B2417>$F2417,0,IF($C2417>$G2417,0,ROUND((((($F2417-$B2417)/100)*IF('DBH-Upgrade'!$K$6='DBH-Upgrade'!$K$8,$CC2431,($BF2417/(($F2417-18)/100))))+((($B2417-18)/100)*$CB2431))*IF($E2417>50,IF($G2417=11,(1-(($E2417-50)*0.005)),IF($G2417=16,(1-(($E2417-50)*0.005)),IF($G2417=21,(1-(($E2417-50)*0.005)),1))),1)*$CE2431,0)))","v":270},{"$f":"IF($B2417>$F2417,0,IF($C2417>$G2417,0,ROUND((((($F2417-$B2417)/100)*IF('DBH-Upgrade'!$K$6='DBH-Upgrade'!$K$8,$CC2431,($BF2417/(($F2417-18)/100))))+((($B2417-18)/100)*$CB2431))*IF($E2417>50,IF($G2417=11,(1-(($E2417-50)*0.005)),IF($G2417=16,(1-(($E2417-50)*0.005)),IF($G2417=21,(1-(($E2417-50)*0.005)),1))),1)*$CD2431,0)))","v":292},{"$f":"IF($B2417>$F2417,0,IF($C2417>$G2417,0,ROUND((((($F2417-$B2417)/100)*IF('DBH-Upgrade'!$K$6='DBH-Upgrade'!$K$8,$CC2431,($BF2417/(($F2417-18)/100))))+((($B2417-18)/100)*$CB2431))*IF($E2417>50,IF($G2417=11,(1-(($E2417-50)*0.005)),IF($G2417=16,(1-(($E2417-50)*0.005)),IF($G2417=21,(1-(($E2417-50)*0.005)),1))),1),0)))","v":368},0.95,0.95,0.95,{"$f":"AK2417*POWER(CF_cool,AN2417)","v":214.7054051230382},{"$f":"AL2417*POWER(CF_cool,AO2417)","v":232.199919614545},{"$f":"AM2417*POWER(CF_cool,AP2417)","v":292.6355151306594},46,50,63,{"v":0.02687733537493734,"d":"0.03"},{"v":0.031367828256005474,"d":"0.03"},{"v":0.04816574845237127,"d":"0.05"},1.9,6,6.7,9,null,2092,null,{"v":0.68,"d":"68%"},null,null,0,11.8,13.7,21.85,null,1,1,1,214.7054051230382,232.199919614545,292.6355151306594,null,0,0,0,1,{"$error":"#VALUE!"},5340,750,{"$error":"#VALUE!"},0.7254135990953521,0.6774634004202911,null,0.1716349180255756,0.08064538055291112,0.8146200327725304,0.8146200327725304,null,0]
["3601601010",{"$f":"'DBH-Upgrade'!$K$8-$CL2422","v":80},10,3,60,160,10,11.5,0,26,30,45.5,{"v":1684.8,"d":"1685"},{"$f":"IF($B2422>$F2422,0,IF($C2422>$G2422,0,ROUND((((($F2422-$B2422)/100)*IF('DBH-Upgrade'!$K$6='DBH-Upgrade'!$K$8,$BZ2436,($BE2422/(($F2422-18)/100))))+((($B2422-18)/100)*$CA2436))*$CE2436,0)))","v":1788},{"$f":"IF($B2422>$F2422,0,IF($C2422>$G2422,0,ROUND((((($F2422-$B2422)/100)*IF('DBH-Upgrade'!$K$6='DBH-Upgrade'!$K$8,$BZ2436,($BE2422/(($F2422-18)/100))))+((($B2422-18)/100)*$CA2436))*$CD2436,0)))","v":1941},{"$f":"IF($B2422>$F2422,0,IF($C2422>$G2422,0,ROUND(((($F2422-$B2422)/100)*IF('DBH-Upgrade'!$K$6='DBH-Upgrade'!$K$8,$BZ2436,($BE2422/(($F2422-18)/100))))+((($B2422-18)/100)*$CA2436),0)))","v":2476},{"v":1.5,"d":"1.500"},1.08,1.08,1.08,136,{"$f":"IF($B2422>$F2422,0,IF($C2422>$G2422,0,ROUND(((($F2422-$B2422)/100)*(IF('DBH-Upgrade'!$K$6='DBH-Upgrade'!$K$8,$BZ2436,($BE2422/(($F2422-18)/100))))*$CH2436)+((($B2422-18)/100)*$CA2436*$CE2436*$CG2436),0)))","v":258},{"$f":"IF($B2422>$F2422,0,IF($C2422>$G2422,0,ROUND(((($F2422-$B2422)/100)*(IF('DBH-Upgrade'!$K$6='DBH-Upgrade'!$K$8,$BZ2436,($BE2422/(($F2422-18)/100))))*$CH2436)+((($B2422-18)/100)*$CA2436*$CD2436*$CG2436),0)))","v":274},{"$f":"IF($B2422>$F2422,0,IF($C2422>$G2422,0,ROUND(((($F2422-$B2422)/100)*(IF('DBH-Upgrade'!$K$6='DBH-Upgrade'!$K$8,$BZ2436,($BE2422/(($F2422-18)/100))))*$CH2436)+((($B2422-18)/100)*$CA2436*$CG2436),0)))","v":330},7,13,14,17,{"v":5.0753542482757127E-4,"d":"0.00"},{"v":1.5774467505509323E-3,"d":"0.00"},{"v":1.8075763709191474E-3,"d":"0.00"},{"v":2.5836464729127877E-3,"d":"0.00"},3.969E-4,1.7346,2,0.000367347,{"$f":"IF($B2422>$F2422,0,IF($C2422>$G2422,0,ROUND((((($F2422-$B2422)/100)*IF('DBH-Upgrade'!$K$6='DBH-Upgrade'!$K$8,$CC2436,($BF2422/(($F2422-18)/100))))+((($B2422-18)/100)*$CB2436))*IF($E2422>50,IF($G2422=11,(1-(($E2422-50)*0.005)),IF($G2422=16,(1-(($E2422-50)*0.005)),IF($G2422=21,(1-(($E2422-50)*0.005)),1))),1)*$CE2436,0)))","v":193},{"$f":"IF($B2422>$F2422,0,IF($C2422>$G2422,0,ROUND((((($F2422-$B2422)/100)*IF('DBH-Upgrade'!$K$6='DBH-Upgrade'!$K$8,$CC2436,($BF2422/(($F2422-18)/100))))+((($B2422-18)/100)*$CB2436))*IF($E2422>50,IF($G2422=11,(1-(($E2422-50)*0.005)),IF($G2422=16,(1-(($E2422-50)*0.005)),IF($G2422=21,(1-(($E2422-50)*0.005)),1))),1)*$CD2436,0)))","v":210},{"$f":"IF($B2422>$F2422,0,IF($C2422>$G2422,0,ROUND((((($F2422-$B2422)/100)*IF('DBH-Upgrade'!$K$6='DBH-Upgrade'!$K$8,$CC2436,($BF2422/(($F2422-18)/100))))+((($B2422-18)/100)*$CB2436))*IF($E2422>50,IF($G2422=11,(1-(($E2422-50)*0.005)),IF($G2422=16,(1-(($E2422-50)*0.005)),IF($G2422=21,(1-(($E2422-50)*0.005)),1))),1),0)))","v":268},0.98,0.98,0.98,{"$f":"AK2422*POWER(CF_cool,AN2422)","v":152.3679978779625},{"$f":"AL2422*POWER(CF_cool,AO2422)","v":165.78901323508873},{"$f":"AM2422*POWER(CF_cool,AP2422)","v":211.57835974763705},33,36,45,{"v":0.008796952269111934,"d":"0.01"},{"v":0.010336616653301971,"d":"0.01"},{"v":0.01564143364448481,"d":"0.02"},1.1,6,6.7,9,null,1872,null,{"v":0.9,"d":"90%"},null,null,0,11.8,13.7,21.85,null,1,1,1,152.3679978779625,165.78901323508873,211.57835974763705,null,0,0,0,1,{"$error":"#VALUE!"},3682,458,{"$error":"#VALUE!"},0.8146699660963719,0.7561986894808467,null,0.16320641939358696,0.08064538055291112,0.7952052041594007,0.7952052041594007,null,0]
["3601801510",{"$f":"'DBH-Upgrade'!$K$8-$CL2430","v":60},10,3,60,180,15,16.5,0,26,30,46,{"v":2687.2000000000003,"d":"2687"},{"$f":"IF($B2430>$F2430,0,IF($C2430>$G2430,0,ROUND((((($F2430-$B2430)/100)*IF('DBH-Upgrade'!$K$6='DBH-Upgrade'!$K$8,$BZ2444,($BE2430/(($F2430-18)/100))))+((($B2430-18)/100)*$CA2444))*$CE2444,0)))","v":{"$error":"#VALUE!"}},{"$f":"IF($B2430>$F2430,0,IF($C2430>$G2430,0,ROUND((((($F2430-$B2430)/100)*IF('DBH-Upgrade'!$K$6='DBH-Upgrade'!$K$8,$BZ2444,($BE2430/(($F2430-18)/100))))+((($B2430-18)/100)*$CA2444))*$CD2444,0)))","v":{"$error":"#VALUE!"}},{"$f":"IF($B2430>$F2430,0,IF($C2430>$G2430,0,ROUND(((($F2430-$B2430)/100)*IF('DBH-Upgrade'!$K$6='DBH-Upgrade'!$K$8,$BZ2444,($BE2430/(($F2430-18)/100))))+((($B2430-18)/100)*$CA2444),0)))","v":{"$error":"#VALUE!"}},{"v":1.5,"d":"1.500"},1.08,1.08,1.08,217,{"$f":"IF($B2430>$F2430,0,IF($C2430>$G2430,0,ROUND(((($F2430-$B2430)/100)*(IF('DBH-Upgrade'!$K$6='DBH-Upgrade'!$K$8,$BZ2444,($BE2430/(($F2430-18)/100))))*$CH2444)+((($B2430-18)/100)*$CA2444*$CE2444*$CG2444),0)))","v":{"$error":"#VALUE!"}},{"$f":"IF($B2430>$F2430,0,IF($C2430>$G2430,0,ROUND(((($F2430-$B2430)/100)*(IF('DBH-Upgrade'!$K$6='DBH-Upgrade'!$K$8,$BZ2444,($BE2430/(($F2430-18)/100))))*$CH2444)+((($B2430-18)/100)*$CA2444*$CD2444*$CG2444),0)))","v":{"$error":"#VALUE!"}},{"$f":"IF($B2430>$F2430,0,IF($C2430>$G2430,0,ROUND(((($F2430-$B2430)/100)*(IF('DBH-Upgrade'!$K$6='DBH-Upgrade'!$K$8,$BZ2444,($BE2430/(($F2430-18)/100))))*$CH2444)+((($B2430-18)/100)*$CA2444*$CG2444),0)))","v":{"$error":"#VALUE!"}},11,{"$error":"#VALUE!"},{"$error":"#VALUE!"},{"$error":"#VALUE!"},{"v":9.6968950879957466E-4,"d":"0.00"},{"$error":"#VALUE!"},{"$error":"#VALUE!"},{"$error":"#VALUE!"},0.0002083,1.724,2,0.000461829,{"$f":"IF($B2430>$F2430,0,IF($C2430>$G2430,0,ROUND((((($F2430-$B2430)/100)*IF('DBH-Upgrade'!$K$6='DBH-Upgrade'!$K$8,$CC2444,($BF2430/(($F2430-18)/100))))+((($B2430-18)/100)*$CB2444))*IF($E2430>50,IF($G2430=11,(1-(($E2430-50)*0.005)),IF($G2430=16,(1-(($E2430-50)*0.005)),IF($G2430=21,(1-(($E2430-50)*0.005)),1))),1)*$CE2444,0)))","v":{"$error":"#VALUE!"}},{"$f":"IF($B2430>$F2430,0,IF($C2430>$G2430,0,ROUND((((($F2430-$B2430)/100)*IF('DBH-Upgrade'!$K$6='DBH-Upgrade'!$K$8,$CC2444,($BF2430/(($F2430-18)/100))))+((($B2430-18)/100)*$CB2444))*IF($E2430>50,IF($G2430=11,(1-(($E2430-50)*0.005)),IF($G2430=16,(1-(($E2430-50)*0.005)),IF($G2430=21,(1-(($E2430-50)*0.005)),1))),1)*$CD2444,0)))","v":{"$error":"#VALUE!"}},{"$f":"IF($B2430>$F2430,0,IF($C2430>$G2430,0,ROUND((((($F2430-$B2430)/100)*IF('DBH-Upgrade'!$K$6='DBH-Upgrade'!$K$8,$CC2444,($BF2430/(($F2430-18)/100))))+((($B2430-18)/100)*$CB2444))*IF($E2430>50,IF($G2430=11,(1-(($E2430-50)*0.005)),IF($G2430=16,(1-(($E2430-50)*0.005)),IF($G2430=21,(1-(($E2430-50)*0.005)),1))),1),0)))","v":{"$error":"#VALUE!"}},1.01,1.01,1.01,{"$f":"AK2430*POWER(CF_cool,AN2430)","v":{"$error":"#VALUE!"}},{"$f":"AL2430*POWER(CF_cool,AO2430)","v":{"$error":"#VALUE!"}},{"$f":"AM2430*POWER(CF_cool,AP2430)","v":{"$error":"#VALUE!"}},{"$error":"#VALUE!"},{"$error":"#VALUE!"},{"$error":"#VALUE!"},{"$error":"#VALUE!"},{"$error":"#VALUE!"},{"$error":"#VALUE!"},1.8,6,6.7,9,null,3359,null,{"v":0.8,"d":"80%"},null,null,0,11.8,13.7,21.85,null,1,1,1,{"$error":"#VALUE!"},{"$error":"#VALUE!"},{"$error":"#VALUE!"},null,{"$error":"#VALUE!"},{"$error":"#VALUE!"},{"$error":"#VALUE!"},{"$error":"#VALUE!"},1127,2539,352,62,0.7929231278982726,0.732117182845212,null,0.16320641939358696,0.08064538055291112,0.7894714915956607,0.7894714915956607,null,20]
["3602001610",{"$f":"'DBH-Upgrade'!$K$8-$CL2437","v":80},10,3,60,200,16,16.5,0,26,30,46.5,{"v":2834.2400000000002,"d":"2834"},{"$f":"IF($B2437>$F2437,0,IF($C2437>$G2437,0,ROUND((((($F2437-$B2437)/100)*IF('DBH-Upgrade'!$K$6='DBH-Upgrade'!$K$8,$BZ2451,($BE2437/(($F2437-18)/100))))+((($B2437-18)/100)*$CA2451))*$CE2451,0)))","v":{"$error":"#VALUE!"}},{"$f":"IF($B2437>$F2437,0,IF($C2437>$G2437,0,ROUND((((($F2437-$B2437)/100)*IF('DBH-Upgrade'!$K$6='DBH-Upgrade'!$K$8,$BZ2451,($BE2437/(($F2437-18)/100))))+((($B2437-18)/100)*$CA2451))*$CD2451,0)))","v":{"$error":"#VALUE!"}},{"$f":"IF($B2437>$F2437,0,IF($C2437>$G2437,0,ROUND(((($F2437-$B2437)/100)*IF('DBH-Upgrade'!$K$6='DBH-Upgrade'!$K$8,$BZ2451,($BE2437/(($F2437-18)/100))))+((($B2437-18)/100)*$CA2451),0)))","v":{"$error":"#VALUE!"}},{"v":1.5,"d":"1.500"},1.1,1.1,1.1,229,{"$f":"IF($B2437>$F2437,0,IF($C2437>$G2437,0,ROUND(((($F2437-$B2437)/100)*(IF('DBH-Upgrade'!$K$6='DBH-Upgrade'!$K$8,$BZ2451,($BE2437/(($F2437-18)/100))))*$CH2451)+((($B2437-18)/100)*$CA2451*$CE2451*$CG2451),0)))","v":{"$error":"#VALUE!"}},{"$f":"IF($B2437>$F2437,0,IF($C2437>$G2437,0,ROUND(((($F2437-$B2437)/100)*(IF('DBH-Upgrade'!$K$6='DBH-Upgrade'!$K$8,$BZ2451,($BE2437/(($F2437-18)/100))))*$CH2451)+((($B2437-18)/100)*$CA2451*$CD2451*$CG2451),0)))","v":{"$error":"#VALUE!"}},{"$f":"IF($B2437>$F2437,0,IF($C2437>$G2437,0,ROUND(((($F2437-$B2437)/100)*(IF('DBH-Upgrade'!$K$6='DBH-Upgrade'!$K$8,$BZ2451,($BE2437/(($F2437-18)/100))))*$CH2451)+((($B2437-18)/100)*$CA2451*$CG2451),0)))","v":{"$error":"#VALUE!"}},12,{"$error":"#VALUE!"},{"$error":"#VALUE!"},{"$error":"#VALUE!"},{"v":3.0646758959088608E-3,"d":"0.00"},{"$error":"#VALUE!"},{"$error":"#VALUE!"},{"$error":"#VALUE!"},0.0002083,1.724,4,1.392796E-3,{"$f":"IF($B2437>$F2437,0,IF($C2437>$G2437,0,ROUND((((($F2437-$B2437)/100)*IF('DBH-Upgrade'!$K$6='DBH-Upgrade'!$K$8,$CC2451,($BF2437/(($F2437-18)/100))))+((($B2437-18)/100)*$CB2451))*IF($E2437>50,IF($G2437=11,(1-(($E2437-50)*0.005)),IF($G2437=16,(1-(($E2437-50)*0.005)),IF($G2437=21,(1-(($E2437-50)*0.005)),1))),1)*$CE2451,0)))","v":{"$error":"#VALUE!"}},{"$f":"IF($B2437>$F2437,0,IF($C2437>$G2437,0,ROUND((((($F2437-$B2437)/100)*IF('DBH-Upgrade'!$K$6='DBH-Upgrade'!$K$8,$CC2451,($BF2437/(($F2437-18)/100))))+((($B2437-18)/100)*$CB2451))*IF($E2437>50,IF($G2437=11,(1-(($E2437-50)*0.005)),IF($G2437=16,(1-(($E2437-50)*0.005)),IF($G2437=21,(1-(($E2437-50)*0.005)),1))),1)*$CD2451,0)))","v":{"$error":"#VALUE!"}},{"$f":"IF($B2437>$F2437,0,IF($C2437>$G2437,0,ROUND((((($F2437-$B2437)/100)*IF('DBH-Upgrade'!$K$6='DBH-Upgrade'!$K$8,$CC2451,($BF2437/(($F2437-18)/100))))+((($B2437-18)/100)*$CB2451))*IF($E2437>50,IF($G2437=11,(1-(($E2437-50)*0.005)),IF($G2437=16,(1-(($E2437-50)*0.005)),IF($G2437=21,(1-(($E2437-50)*0.005)),1))),1),0)))","v":{"$error":"#VALUE!"}},0.95,0.95,0.95,{"$f":"AK2437*POWER(CF_cool,AN2437)","v":{"$error":"#VALUE!"}},{"$f":"AL2437*POWER(CF_cool,AO2437)","v":{"$error":"#VALUE!"}},{"$f":"AM2437*POWER(CF_cool,AP2437)","v":{"$error":"#VALUE!"}},{"$error":"#VALUE!"},{"$error":"#VALUE!"},{"$error":"#VALUE!"},{"$error":"#VALUE!"},{"$error":"#VALUE!"},{"$error":"#VALUE!"},{"v":4,"d":"4.0"},6,6.7,9,null,4168,null,{"v":0.68,"d":"68%"},null,null,0,11.8,13.7,21.85,null,1,1,1,{"$error":"#VALUE!"},{"$error":"#VALUE!"},{"$error":"#VALUE!"},null,{"$error":"#VALUE!"},{"$error":"#VALUE!"},{"$error":"#VALUE!"},{"$error":"#VALUE!"},2263,3445,577,50,0.7840224333226739,0.7222362755803995,null,0.15781864009190116,0.08064538055291112,0.7952052041594007,0.7952052041594007,null,0]
["3602201510",{"$f":"'DBH-Upgrade'!$K$8-$CL2442","v":80},10,3,60,220,15,16.5,0,26,30,46.9,3284,{"$f":"IF($B2442>$F2442,0,IF($C2442>$G2442,0,ROUND((((($F2442-$B2442)/100)*IF('DBH-Upgrade'!$K$6='DBH-Upgrade'!$K$8,$BZ2456,($BE2442/(($F2442-18)/100))))+((($B2442-18)/100)*$CA2456))*$CE2456,0)))","v":{"$error":"#VALUE!"}},{"$f":"IF($B2442>$F2442,0,IF($C2442>$G2442,0,ROUND((((($F2442-$B2442)/100)*IF('DBH-Upgrade'!$K$6='DBH-Upgrade'!$K$8,$BZ2456,($BE2442/(($F2442-18)/100))))+((($B2442-18)/100)*$CA2456))*$CD2456,0)))","v":{"$error":"#VALUE!"}},{"$f":"IF($B2442>$F2442,0,IF($C2442>$G2442,0,ROUND(((($F2442-$B2442)/100)*IF('DBH-Upgrade'!$K$6='DBH-Upgrade'!$K$8,$BZ2456,($BE2442/(($F2442-18)/100))))+((($B2442-18)/100)*$CA2456),0)))","v":{"$error":"#VALUE!"}},{"v":1.5,"d":"1.500"},{"$f":"IF($G2442=10,1.08,IF($G2442=11,1.1,IF($G2442=15,1.08,IF($G2442=16,1.1,IF($G2442=20,1.08,IF($G2442=21,1.05))))))","v":1.08},1.08,1.08,265,{"$f":"IF($B2442>$F2442,0,IF($C2442>$G2442,0,ROUND(((($F2442-$B2442)/100)*(IF('DBH-Upgrade'!$K$6='DBH-Upgrade'!$K$8,$BZ2456,($BE2442/(($F2442-18)/100))))*$CH2456)+((($B2442-18)/100)*$CA2456*$CE2456*$CG2456),0)))","v":{"$error":"#VALUE!"}},{"$f":"IF($B2442>$F2442,0,IF($C2442>$G2442,0,ROUND(((($F2442-$B2442)/100)*(IF('DBH-Upgrade'!$K$6='DBH-Upgrade'!$K$8,$BZ2456,($BE2442/(($F2442-18)/100))))*$CH2456)+((($B2442-18)/100)*$CA2456*$CD2456*$CG2456),0)))","v":{"$error":"#VALUE!"}},{"$f":"IF($B2442>$F2442,0,IF($C2442>$G2442,0,ROUND(((($F2442-$B2442)/100)*(IF('DBH-Upgrade'!$K$6='DBH-Upgrade'!$K$8,$BZ2456,($BE2442/(($F2442-18)/100))))*$CH2456)+((($B2442-18)/100)*$CA2456*$CG2456),0)))","v":{"$error":"#VALUE!"}},14,{"$error":"#VALUE!"},{"$error":"#VALUE!"},{"$error":"#VALUE!"},{"v":1.6812140366703479E-3,"d":"0.00"},{"$error":"#VALUE!"},{"$error":"#VALUE!"},{"$error":"#VALUE!"},{"$f":"IF($G2442=$CO$103,CP$103,IF($G2442=$CO$104,CP$104,IF($G2442=$CO$105,CP$105,IF($G2442=$CO$107,CP$107,IF($G2442=$CO$108,CP$108,IF($G2442=$CO$109,CP$109,IF($G2442=$CO$111,CP$111,IF($G2442=$CO$112,CP$112,IF($G2442=$CO$113,CP$113,IF($G2442=$CO$115,CP$115,IF($G2442=$CO$116,CP$116,IF($G2442=$CO$117,CP$117,IF($G2442=$CO$119,CP$119,IF($G2442=$CO$120,CP$120,))))))))))))))","v":0.0002083},{"$f":"IF($G2442=$CO$103,CQ$103,IF($G2442=$CO$104,CQ$104,IF($G2442=$CO$105,CQ$105,IF($G2442=$CO$107,CQ$107,IF($G2442=$CO$108,CQ$108,IF($G2442=$CO$109,CQ$109,IF($G2442=$CO$111,CQ$111,IF($G2442=$CO$112,CQ$112,IF($G2442=$CO$113,CQ$113,IF($G2442=$CO$115,CQ$115,IF($G2442=$CO$116,CQ$116,IF($G2442=$CO$117,CQ$117,IF($G2442=$CO$119,CQ$119,IF($G2442=$CO$120,CQ$120,))))))))))))))","v":1.724},{"$f":"IF($G2442=$CO$103,CR$103,IF($G2442=$CO$104,CR$104,IF($G2442=$CO$105,CR$105,IF($G2442=$CO$107,CR$107,IF($G2442=$CO$108,CR$108,IF($G2442=$CO$109,CR$109,IF($G2442=$CO$111,CR$111,IF($G2442=$CO$112,CR$112,IF($G2442=$CO$113,CR$113,IF($G2442=$CO$115,CR$115,IF($G2442=$CO$116,CR$116,IF($G2442=$CO$117,CR$117,IF($G2442=$CO$119,CR$119,IF($G2442=$CO$120,CR$120,))))))))))))))","v":2},{"$f":"IF($G2442=$CO$103,CS$103,IF($G2442=$CO$104,CS$104,IF($G2442=$CO$105,CS$105,IF($G2442=$CO$107,CS$107,IF($G2442=$CO$108,CS$108,IF($G2442=$CO$109,CS$109,IF($G2442=$CO$111,CS$111,IF($G2442=$CO$112,CS$112,IF($G2442=$CO$113,CS$113,IF($G2442=$CO$115,CS$115,IF($G2442=$CO$116,CS$116,IF($G2442=$CO$117,CS$117,IF($G2442=$CO$119,CS$119,IF($G2442=$CO$120,CS$120,))))))))))))))","v":0.000461829},{"$f":"IF($B2442>$F2442,0,IF($C2442>$G2442,0,ROUND((((($F2442-$B2442)/100)*IF('DBH-Upgrade'!$K$6='DBH-Upgrade'!$K$8,$CC2456,($BF2442/(($F2442-18)/100))))+((($B2442-18)/100)*$CB2456))*IF($E2442>50,IF($G2442=11,(1-(($E2442-50)*0.005)),IF($G2442=16,(1-(($E2442-50)*0.005)),IF($G2442=21,(1-(($E2442-50)*0.005)),1))),1)*$CE2456,0)))","v":{"$error":"#VALUE!"}},{"$f":"IF($B2442>$F2442,0,IF($C2442>$G2442,0,ROUND((((($F2442-$B2442)/100)*IF('DBH-Upgrade'!$K$6='DBH-Upgrade'!$K$8,$CC2456,($BF2442/(($F2442-18)/100))))+((($B2442-18)/100)*$CB2456))*IF($E2442>50,IF($G2442=11,(1-(($E2442-50)*0.005)),IF($G2442=16,(1-(($E2442-50)*0.005)),IF($G2442=21,(1-(($E2442-50)*0.005)),1))),1)*$CD2456,0)))","v":{"$error":"#VALUE!"}},{"$f":"IF($B2442>$F2442,0,IF($C2442>$G2442,0,ROUND((((($F2442-$B2442)/100)*IF('DBH-Upgrade'!$K$6='DBH-Upgrade'!$K$8,$CC2456,($BF2442/(($F2442-18)/100))))+((($B2442-18)/100)*$CB2456))*IF($E2442>50,IF($G2442=11,(1-(($E2442-50)*0.005)),IF($G2442=16,(1-(($E2442-50)*0.005)),IF($G2442=21,(1-(($E2442-50)*0.005)),1))),1),0)))","v":{"$error":"#VALUE!"}},1.01,1.01,1.01,{"$f":"AK2442*POWER(CF_cool,AN2442)","v":{"$error":"#VALUE!"}},{"$f":"AL2442*POWER(CF_cool,AO2442)","v":{"$error":"#VALUE!"}},{"$f":"AM2442*POWER(CF_cool,AP2442)","v":{"$error":"#VALUE!"}},{"$error":"#VALUE!"},{"$error":"#VALUE!"},{"$error":"#VALUE!"},{"$error":"#VALUE!"},{"$error":"#VALUE!"},{"$error":"#VALUE!"},{"$f":"ROUND(IF(G2442=10,$CO$92*F2442,IF(G2442=11,$CO$93*F2442,IF(G2442=15,$CO$94*F2442,IF(G2442=16,$CO$95*F2442,IF(G2442=20,$CO$96*F2442,IF(G2442=21,$CO$97*F2442,)))))),1)","v":2.2},6,6.7,9,null,4105,null,{"v":0.8,"d":"80%"},null,null,0,11.8,13.7,21.85,null,{"$f":"IF((237.3*LN(($AV$1*EXP(17.27*($AS$3/($AS$3+237.3))))))/(17.27-LN(($AV$1*EXP(17.27*($AS$3/($AS$3+237.3))))))<(($AS$1+$AS$2)/2),1,IF(1/(1+((2258*((0.622/((101325/(1*611*EXP(17.27*((($AS$1+$AS$2)/2)/((($AS$1+$AS$2)/2)+237.3))))))-1)*1000-(0.622/((101325/($AV$1*611*EXP(17.27*($AS$3/($AS$3+237.3))))))-1)*1000))/(1005*((($AS$1+$AS$2)/2)-$AS$3))))>1,1,1/(1+((2258*((0.622/((101325/(1*611*EXP(17.27*((($AT$1+$AT$2)/2)/((($AT$1+$AT$2)/2)+237.3))))))-1)*1000-(0.622/((101325/($AV$1*611*EXP(17.27*($AT$3/($AT$3+237.3))))))-1)*1000))/(1005*((($AT$1+$AT$2)/2)-$AT$3))))))","v":1},1,1,{"$f":"AQ2442/BO2442","v":{"$error":"#VALUE!"}},{"$f":"AR2442/BP2442","v":{"$error":"#VALUE!"}},{"$f":"AS2442/BQ2442","v":{"$error":"#VALUE!"}},null,{"$f":"BR2442-AQ2442","v":{"$error":"#VALUE!"}},{"$f":"BS2442-AR2442","v":{"$error":"#VALUE!"}},{"$f":"BT2442-AS2442","v":{"$error":"#VALUE!"}},{"$error":"#VALUE!"},1127,2539,352,62,0.7840224333226739,0.7222362755803995,null,0.16320641939358696,0.08064538055291112,0.7894714915956607,0.7894714915956607,null,0]
["3602402010",{"$f":"'DBH-Upgrade'!$K$8-$CL2450","v":80},10,3,60,240,20,21.5,0,26,30,47.2,{"v":5007.200000000001,"d":"5007"},{"$f":"IF($B2450>$F2450,0,IF($C2450>$G2450,0,ROUND((((($F2450-$B2450)/100)*IF('DBH-Upgrade'!$K$6='DBH-Upgrade'!$K$8,$BZ2464,($BE2450/(($F2450-18)/100))))+((($B2450-18)/100)*$CA2464))*$CE2464,0)))","v":{"$error":"#VALUE!"}},{"$f":"IF($B2450>$F2450,0,IF($C2450>$G2450,0,ROUND((((($F2450-$B2450)/100)*IF('DBH-Upgrade'!$K$6='DBH-Upgrade'!$K$8,$BZ2464,($BE2450/(($F2450-18)/100))))+((($B2450-18)/100)*$CA2464))*$CD2464,0)))","v":{"$error":"#VALUE!"}},{"$f":"IF($B2450>$F2450,0,IF($C2450>$G2450,0,ROUND(((($F2450-$B2450)/100)*IF('DBH-Upgrade'!$K$6='DBH-Upgrade'!$K$8,$BZ2464,($BE2450/(($F2450-18)/100))))+((($B2450-18)/100)*$CA2464),0)))","v":{"$error":"#VALUE!"}},{"v":1.5,"d":"1.500"},1.08,1.08,1.08,404,{"$f":"IF($B2450>$F2450,0,IF($C2450>$G2450,0,ROUND(((($F2450-$B2450)/100)*(IF('DBH-Upgrade'!$K$6='DBH-Upgrade'!$K$8,$BZ2464,($BE2450/(($F2450-18)/100))))*$CH2464)+((($B2450-18)/100)*$CA2464*$CE2464*$CG2464),0)))","v":{"$error":"#VALUE!"}},{"$f":"IF($B2450>$F2450,0,IF($C2450>$G2450,0,ROUND(((($F2450-$B2450)/100)*(IF('DBH-Upgrade'!$K$6='DBH-Upgrade'!$K$8,$BZ2464,($BE2450/(($F2450-18)/100))))*$CH2464)+((($B2450-18)/100)*$CA2464*$CD2464*$CG2464),0)))","v":{"$error":"#VALUE!"}},{"$f":"IF($B2450>$F2450,0,IF($C2450>$G2450,0,ROUND(((($F2450-$B2450)/100)*(IF('DBH-Upgrade'!$K$6='DBH-Upgrade'!$K$8,$BZ2464,($BE2450/(($F2450-18)/100))))*$CH2464)+((($B2450-18)/100)*$CA2464*$CG2464),0)))","v":{"$error":"#VALUE!"}},21,{"$error":"#VALUE!"},{"$error":"#VALUE!"},{"$error":"#VALUE!"},{"v":0.002694664016189522,"d":"0.00"},{"$error":"#VALUE!"},{"$error":"#VALUE!"},{"$error":"#VALUE!"},0.0001276,1.7219,2,3.76611E-4,{"$f":"IF($B2450>$F2450,0,IF($C2450>$G2450,0,ROUND((((($F2450-$B2450)/100)*IF('DBH-Upgrade'!$K$6='DBH-Upgrade'!$K$8,$CC2464,($BF2450/(($F2450-18)/100))))+((($B2450-18)/100)*$CB2464))*IF($E2450>50,IF($G2450=11,(1-(($E2450-50)*0.005)),IF($G2450=16,(1-(($E2450-50)*0.005)),IF($G2450=21,(1-(($E2450-50)*0.005)),1))),1)*$CE2464,0)))","v":{"$error":"#VALUE!"}},{"$f":"IF($B2450>$F2450,0,IF($C2450>$G2450,0,ROUND((((($F2450-$B2450)/100)*IF('DBH-Upgrade'!$K$6='DBH-Upgrade'!$K$8,$CC2464,($BF2450/(($F2450-18)/100))))+((($B2450-18)/100)*$CB2464))*IF($E2450>50,IF($G2450=11,(1-(($E2450-50)*0.005)),IF($G2450=16,(1-(($E2450-50)*0.005)),IF($G2450=21,(1-(($E2450-50)*0.005)),1))),1)*$CD2464,0)))","v":{"$error":"#VALUE!"}},{"$f":"IF($B2450>$F2450,0,IF($C2450>$G2450,0,ROUND((((($F2450-$B2450)/100)*IF('DBH-Upgrade'!$K$6='DBH-Upgrade'!$K$8,$CC2464,($BF2450/(($F2450-18)/100))))+((($B2450-18)/100)*$CB2464))*IF($E2450>50,IF($G2450=11,(1-(($E2450-50)*0.005)),IF($G2450=16,(1-(($E2450-50)*0.005)),IF($G2450=21,(1-(($E2450-50)*0.005)),1))),1),0)))","v":{"$error":"#VALUE!"}},0.95,0.95,0.95,{"$f":"AK2450*POWER(CF_cool,AN2450)","v":{"$error":"#VALUE!"}},{"$f":"AL2450*POWER(CF_cool,AO2450)","v":{"$error":"#VALUE!"}},{"$f":"AM2450*POWER(CF_cool,AP2450)","v":{"$error":"#VALUE!"}},{"$error":"#VALUE!"},{"$error":"#VALUE!"},{"$error":"#VALUE!"},{"$error":"#VALUE!"},{"$error":"#VALUE!"},{"$error":"#VALUE!"},3.2,6,6.7,9,null,6259,null,{"v":0.8,"d":"80%"},null,null,0,11.8,13.7,21.85,null,1,1,1,{"$error":"#VALUE!"},{"$error":"#VALUE!"},{"$error":"#VALUE!"},null,{"$error":"#VALUE!"},{"$error":"#VALUE!"},{"$error":"#VALUE!"},{"$error":"#VALUE!"},{"$error":"#VALUE!"},3301,508,{"$error":"#VALUE!"},0.6929174768045717,0.6576204296006558,null,0.16320641939358696,0.08064538055291112,0.783779121140337,0.783779121140337,null,0]
["3602801010",{"$f":"'DBH-Upgrade'!$K$8-$CL2458","v":60},10,3,60,280,10,11.5,0,26,30,47.8,{"v":2948.4,"d":"2948"},{"$f":"IF($B2458>$F2458,0,IF($C2458>$G2458,0,ROUND((((($F2458-$B2458)/100)*IF('DBH-Upgrade'!$K$6='DBH-Upgrade'!$K$8,$BZ2472,($BE2458/(($F2458-18)/100))))+((($B2458-18)/100)*$CA2472))*$CE2472,0)))","v":2411},{"$f":"IF($B2458>$F2458,0,IF($C2458>$G2458,0,ROUND((((($F2458-$B2458)/100)*IF('DBH-Upgrade'!$K$6='DBH-Upgrade'!$K$8,$BZ2472,($BE2458/(($F2458-18)/100))))+((($B2458-18)/100)*$CA2472))*$CD2472,0)))","v":2662},{"$f":"IF($B2458>$F2458,0,IF($C2458>$G2458,0,ROUND(((($F2458-$B2458)/100)*IF('DBH-Upgrade'!$K$6='DBH-Upgrade'!$K$8,$BZ2472,($BE2458/(($F2458-18)/100))))+((($B2458-18)/100)*$CA2472),0)))","v":3546},{"v":1.5,"d":"1.500"},1.08,1.08,1.08,238,{"$f":"IF($B2458>$F2458,0,IF($C2458>$G2458,0,ROUND(((($F2458-$B2458)/100)*(IF('DBH-Upgrade'!$K$6='DBH-Upgrade'!$K$8,$BZ2472,($BE2458/(($F2458-18)/100))))*$CH2472)+((($B2458-18)/100)*$CA2472*$CE2472*$CG2472),0)))","v":318},{"$f":"IF($B2458>$F2458,0,IF($C2458>$G2458,0,ROUND(((($F2458-$B2458)/100)*(IF('DBH-Upgrade'!$K$6='DBH-Upgrade'!$K$8,$BZ2472,($BE2458/(($F2458-18)/100))))*$CH2472)+((($B2458-18)/100)*$CA2472*$CD2472*$CG2472),0)))","v":331},{"$f":"IF($B2458>$F2458,0,IF($C2458>$G2458,0,ROUND(((($F2458-$B2458)/100)*(IF('DBH-Upgrade'!$K$6='DBH-Upgrade'!$K$8,$BZ2472,($BE2458/(($F2458-18)/100))))*$CH2472)+((($B2458-18)/100)*$CA2472*$CG2472),0)))","v":374},12,16,17,19,{"v":2.056955102016983E-3,"d":"0.00"},{"v":3.455746915406498E-3,"d":"0.00"},{"v":3.8555527637200307E-3,"d":"0.00"},{"v":0.00471381813427642,"d":"0.00"},3.969E-4,1.7346,2,0.000367347,{"$f":"IF($B2458>$F2458,0,IF($C2458>$G2458,0,ROUND((((($F2458-$B2458)/100)*IF('DBH-Upgrade'!$K$6='DBH-Upgrade'!$K$8,$CC2472,($BF2458/(($F2458-18)/100))))+((($B2458-18)/100)*$CB2472))*IF($E2458>50,IF($G2458=11,(1-(($E2458-50)*0.005)),IF($G2458=16,(1-(($E2458-50)*0.005)),IF($G2458=21,(1-(($E2458-50)*0.005)),1))),1)*$CE2472,0)))","v":193},{"$f":"IF($B2458>$F2458,0,IF($C2458>$G2458,0,ROUND((((($F2458-$B2458)/100)*IF('DBH-Upgrade'!$K$6='DBH-Upgrade'!$K$8,$CC2472,($BF2458/(($F2458-18)/100))))+((($B2458-18)/100)*$CB2472))*IF($E2458>50,IF($G2458=11,(1-(($E2458-50)*0.005)),IF($G2458=16,(1-(($E2458-50)*0.005)),IF($G2458=21,(1-(($E2458-50)*0.005)),1))),1)*$CD2472,0)))","v":213},{"$f":"IF($B2458>$F2458,0,IF($C2458>$G2458,0,ROUND((((($F2458-$B2458)/100)*IF('DBH-Upgrade'!$K$6='DBH-Upgrade'!$K$8,$CC2472,($BF2458/(($F2458-18)/100))))+((($B2458-18)/100)*$CB2472))*IF($E2458>50,IF($G2458=11,(1-(($E2458-50)*0.005)),IF($G2458=16,(1-(($E2458-50)*0.005)),IF($G2458=21,(1-(($E2458-50)*0.005)),1))),1),0)))","v":284},0.98,0.98,0.98,{"$f":"AK2458*POWER(CF_cool,AN2458)","v":152.3679978779625},{"$f":"AL2458*POWER(CF_cool,AO2458)","v":168.15742770987572},{"$f":"AM2458*POWER(CF_cool,AP2458)","v":224.20990361316763},33,36,48,{"v":0.012816088216127267,"d":"0.01"},{"v":0.015010530836572826,"d":"0.02"},{"v":0.025333487241509096,"d":"0.03"},1.9,6,6.7,9,null,3276,null,{"v":0.9,"d":"90%"},null,null,0,11.8,13.7,21.85,null,1,1,1,152.3679978779625,168.15742770987572,224.20990361316763,null,0,0,0,1,{"$error":"#VALUE!"},3682,458,{"$error":"#VALUE!"},0.7585639347228863,0.6942595523857338,null,0.16320641939358696,0.08064538055291112,0.7952052041594007,0.7952052041594007,null,20]
["3602802010",{"$f":"'DBH-Upgrade'!$K$8-$CL2462","v":80},10,3,60,280,20,21.5,0,26,30,47.8,{"v":5841.6,"d":"5842"},{"$f":"IF($B2462>$F2462,0,IF($C2462>$G2462,0,ROUND((((($F2462-$B2462)/100)*IF('DBH-Upgrade'!$K$6='DBH-Upgrade'!$K$8,$BZ2476,($BE2462/(($F2462-18)/100))))+((($B2462-18)/100)*$CA2476))*$CE2476,0)))","v":{"$error":"#VALUE!"}},{"$f":"IF($B2462>$F2462,0,IF($C2462>$G2462,0,ROUND((((($F2462-$B2462)/100)*IF('DBH-Upgrade'!$K$6='DBH-Upgrade'!$K$8,$BZ2476,($BE2462/(($F2462-18)/100))))+((($B2462-18)/100)*$CA2476))*$CD2476,0)))","v":{"$error":"#VALUE!"}},{"$f":"IF($B2462>$F2462,0,IF($C2462>$G2462,0,ROUND(((($F2462-$B2462)/100)*IF('DBH-Upgrade'!$K$6='DBH-Upgrade'!$K$8,$BZ2476,($BE2462/(($F2462-18)/100))))+((($B2462-18)/100)*$CA2476),0)))","v":{"$error":"#VALUE!"}},{"v":1.5,"d":"1.500"},1.08,1.08,1.08,471,{"$f":"IF($B2462>$F2462,0,IF($C2462>$G2462,0,ROUND(((($F2462-$B2462)/100)*(IF('DBH-Upgrade'!$K$6='DBH-Upgrade'!$K$8,$BZ2476,($BE2462/(($F2462-18)/100))))*$CH2476)+((($B2462-18)/100)*$CA2476*$CE2476*$CG2476),0)))","v":{"$error":"#VALUE!"}},{"$f":"IF($B2462>$F2462,0,IF($C2462>$G2462,0,ROUND(((($F2462-$B2462)/100)*(IF('DBH-Upgrade'!$K$6='DBH-Upgrade'!$K$8,$BZ2476,($BE2462/(($F2462-18)/100))))*$CH2476)+((($B2462-18)/100)*$CA2476*$CD2476*$CG2476),0)))","v":{"$error":"#VALUE!"}},{"$f":"IF($B2462>$F2462,0,IF($C2462>$G2462,0,ROUND(((($F2462-$B2462)/100)*(IF('DBH-Upgrade'!$K$6='DBH-Upgrade'!$K$8,$BZ2476,($BE2462/(($F2462-18)/100))))*$CH2476)+((($B2462-18)/100)*$CA2476*$CG2476),0)))","v":{"$error":"#VALUE!"}},24,{"$error":"#VALUE!"},{"$error":"#VALUE!"},{"$error":"#VALUE!"},{"v":3.7068525772922323E-3,"d":"0.00"},{"$error":"#VALUE!"},{"$error":"#VALUE!"},{"$error":"#VALUE!"},0.0001276,1.7219,2,3.76611E-4,{"$f":"IF($B2462>$F2462,0,IF($C2462>$G2462,0,ROUND((((($F2462-$B2462)/100)*IF('DBH-Upgrade'!$K$6='DBH-Upgrade'!$K$8,$CC2476,($BF2462/(($F2462-18)/100))))+((($B2462-18)/100)*$CB2476))*IF($E2462>50,IF($G2462=11,(1-(($E2462-50)*0.005)),IF($G2462=16,(1-(($E2462-50)*0.005)),IF($G2462=21,(1-(($E2462-50)*0.005)),1))),1)*$CE2476,0)))","v":{"$error":"#VALUE!"}},{"$f":"IF($B2462>$F2462,0,IF($C2462>$G2462,0,ROUND((((($F2462-$B2462)/100)*IF('DBH-Upgrade'!$K$6='DBH-Upgrade'!$K$8,$CC2476,($BF2462/(($F2462-18)/100))))+((($B2462-18)/100)*$CB2476))*IF($E2462>50,IF($G2462=11,(1-(($E2462-50)*0.005)),IF($G2462=16,(1-(($E2462-50)*0.005)),IF($G2462=21,(1-(($E2462-50)*0.005)),1))),1)*$CD2476,0)))","v":{"$error":"#VALUE!"}},{"$f":"IF($B2462>$F2462,0,IF($C2462>$G2462,0,ROUND((((($F2462-$B2462)/100)*IF('DBH-Upgrade'!$K$6='DBH-Upgrade'!$K$8,$CC2476,($BF2462/(($F2462-18)/100))))+((($B2462-18)/100)*$CB2476))*IF($E2462>50,IF($G2462=11,(1-(($E2462-50)*0.005)),IF($G2462=16,(1-(($E2462-50)*0.005)),IF($G2462=21,(1-(($E2462-50)*0.005)),1))),1),0)))","v":{"$error":"#VALUE!"}},0.95,0.95,0.95,{"$f":"AK2462*POWER(CF_cool,AN2462)","v":{"$error":"#VALUE!"}},{"$f":"AL2462*POWER(CF_cool,AO2462)","v":{"$error":"#VALUE!"}},{"$f":"AM2462*POWER(CF_cool,AP2462)","v":{"$error":"#VALUE!"}},{"$error":"#VALUE!"},{"$error":"#VALUE!"},{"$error":"#VALUE!"},{"$error":"#VALUE!"},{"$error":"#VALUE!"},{"$error":"#VALUE!"},3.7,6,6.7,9,null,7302,null,{"v":0.8,"d":"80%"},null,null,0,11.8,13.7,21.85,null,1,1,1,{"$error":"#VALUE!"},{"$error":"#VALUE!"},{"$error":"#VALUE!"},null,{"$error":"#VALUE!"},{"$error":"#VALUE!"},{"$error":"#VALUE!"},{"$error":"#VALUE!"},{"$error":"#VALUE!"},3301,508,{"$error":"#VALUE!"},0.681904401633284,0.6579686139337618,null,0.16320641939358696,0.08064538055291112,0.783779121140337,0.783779121140337,null,0]
["370501010",{"$f":"'DBH-Upgrade'!$K$8-$CL2470","v":80},10,3,70,50,10,11.5,0,26,30,38.8,{"v":561.6,"d":"562"},{"$f":"IF($B2470>$F2470,0,IF($C2470>$G2470,0,ROUND((((($F2470-$B2470)/100)*IF('DBH-Upgrade'!$K$6='DBH-Upgrade'!$K$8,$BZ2484,($BE2470/(($F2470-18)/100))))+((($B2470-18)/100)*$CA2484))*$CE2484,0)))","v":0},{"$f":"IF($B2470>$F2470,0,IF($C2470>$G2470,0,ROUND((((($F2470-$B2470)/100)*IF('DBH-Upgrade'!$K$6='DBH-Upgrade'!$K$8,$BZ2484,($BE2470/(($F2470-18)/100))))+((($B2470-18)/100)*$CA2484))*$CD2484,0)))","v":0},{"$f":"IF($B2470>$F2470,0,IF($C2470>$G2470,0,ROUND(((($F2470-$B2470)/100)*IF('DBH-Upgrade'!$K$6='DBH-Upgrade'!$K$8,$BZ2484,($BE2470/(($F2470-18)/100))))+((($B2470-18)/100)*$CA2484),0)))","v":0},{"v":1.5,"d":"1.500"},1.08,1.08,1.08,45,{"$f":"IF($B2470>$F2470,0,IF($C2470>$G2470,0,ROUND(((($F2470-$B2470)/100)*(IF('DBH-Upgrade'!$K$6='DBH-Upgrade'!$K$8,$BZ2484,($BE2470/(($F2470-18)/100))))*$CH2484)+((($B2470-18)/100)*$CA2484*$CE2484*$CG2484),0)))","v":0},{"$f":"IF($B2470>$F2470,0,IF($C2470>$G2470,0,ROUND(((($F2470-$B2470)/100)*(IF('DBH-Upgrade'!$K$6='DBH-Upgrade'!$K$8,$BZ2484,($BE2470/(($F2470-18)/100))))*$CH2484)+((($B2470-18)/100)*$CA2484*$CD2484*$CG2484),0)))","v":0},{"$f":"IF($B2470>$F2470,0,IF($C2470>$G2470,0,ROUND(((($F2470-$B2470)/100)*(IF('DBH-Upgrade'!$K$6='DBH-Upgrade'!$K$8,$BZ2484,($BE2470/(($F2470-18)/100))))*$CH2484)+((($B2470-18)/100)*$CA2484*$CG2484),0)))","v":0},2,0,0,0,{"v":2.3616242888750171E-5,"d":"0.00"},{"v":0,"d":"0.00"},{"v":0,"d":"0.00"},{"v":0,"d":"0.00"},3.969E-4,1.7346,2,0.000367347,{"$f":"IF($B2470>$F2470,0,IF($C2470>$G2470,0,ROUND((((($F2470-$B2470)/100)*IF('DBH-Upgrade'!$K$6='DBH-Upgrade'!$K$8,$CC2484,($BF2470/(($F2470-18)/100))))+((($B2470-18)/100)*$CB2484))*IF($E2470>50,IF($G2470=11,(1-(($E2470-50)*0.005)),IF($G2470=16,(1-(($E2470-50)*0.005)),IF($G2470=21,(1-(($E2470-50)*0.005)),1))),1)*$CE2484,0)))","v":0},{"$f":"IF($B2470>$F2470,0,IF($C2470>$G2470,0,ROUND((((($F2470-$B2470)/100)*IF('DBH-Upgrade'!$K$6='DBH-Upgrade'!$K$8,$CC2484,($BF2470/(($F2470-18)/100))))+((($B2470-18)/100)*$CB2484))*IF($E2470>50,IF($G2470=11,(1-(($E2470-50)*0.005)),IF($G2470=16,(1-(($E2470-50)*0.005)),IF($G2470=21,(1-(($E2470-50)*0.005)),1))),1)*$CD2484,0)))","v":0},{"$f":"IF($B2470>$F2470,0,IF($C2470>$G2470,0,ROUND((((($F2470-$B2470)/100)*IF('DBH-Upgrade'!$K$6='DBH-Upgrade'!$K$8,$CC2484,($BF2470/(($F2470-18)/100))))+((($B2470-18)/100)*$CB2484))*IF($E2470>50,IF($G2470=11,(1-(($E2470-50)*0.005)),IF($G2470=16,(1-(($E2470-50)*0.005)),IF($G2470=21,(1-(($E2470-50)*0.005)),1))),1),0)))","v":0},0.98,0.98,0.98,{"$f":"AK2470*POWER(CF_cool,AN2470)","v":0},{"$f":"AL2470*POWER(CF_cool,AO2470)","v":0},{"$f":"AM2470*POWER(CF_cool,AP2470)","v":0},0,0,0,{"v":0,"d":"0.00"},{"v":0,"d":"0.00"},{"v":0,"d":"0.00"},0.3,"DBH-unit is te lang!","DBH-unit is te lang!","DBH-unit is te lang!",null,624,null,{"v":0.9,"d":"90%"},null,null,0,"DBH-unit is te lang!","DBH-unit is te lang!","DBH-unit is te lang!",null,1,1,1,0,0,0,null,0,0,0,1,{"$error":"#VALUE!"},3682,458,{"$error":"#VALUE!"},0.75,0.68,null,0.16320641939358696,0.08064538055291112,0.7952052041594007,0.7952052041594007,null,0]
["370601610",{"$f":"'DBH-Upgrade'!$K$8-$CL2475","v":80},10,3,70,60,16,16.5,0,26,30,40,{"v":922.08,"d":"922"},{"$f":"IF($B2475>$F2475,0,IF($C2475>$G2475,0,ROUND((((($F2475-$B2475)/100)*IF('DBH-Upgrade'!$K$6='DBH-Upgrade'!$K$8,$BZ2489,($BE2475/(($F2475-18)/100))))+((($B2475-18)/100)*$CA2489))*$CE2489,0)))","v":0},{"$f":"IF($B2475>$F2475,0,IF($C2475>$G2475,0,ROUND((((($F2475-$B2475)/100)*IF('DBH-Upgrade'!$K$6='DBH-Upgrade'!$K$8,$BZ2489,($BE2475/(($F2475-18)/100))))+((($B2475-18)/100)*$CA2489))*$CD2489,0)))","v":0},{"$f":"IF($B2475>$F2475,0,IF($C2475>$G2475,0,ROUND(((($F2475-$B2475)/100)*IF('DBH-Upgrade'!$K$6='DBH-Upgrade'!$K$8,$BZ2489,($BE2475/(($F2475-18)/100))))+((($B2475-18)/100)*$CA2489),0)))","v":0},{"v":1.5,"d":"1.500"},1.1,1.1,1.1,74,{"$f":"IF($B2475>$F2475,0,IF($C2475>$G2475,0,ROUND(((($F2475-$B2475)/100)*(IF('DBH-Upgrade'!$K$6='DBH-Upgrade'!$K$8,$BZ2489,($BE2475/(($F2475-18)/100))))*$CH2489)+((($B2475-18)/100)*$CA2489*$CE2489*$CG2489),0)))","v":0},{"$f":"IF($B2475>$F2475,0,IF($C2475>$G2475,0,ROUND(((($F2475-$B2475)/100)*(IF('DBH-Upgrade'!$K$6='DBH-Upgrade'!$K$8,$BZ2489,($BE2475/(($F2475-18)/100))))*$CH2489)+((($B2475-18)/100)*$CA2489*$CD2489*$CG2489),0)))","v":0},{"$f":"IF($B2475>$F2475,0,IF($C2475>$G2475,0,ROUND(((($F2475-$B2475)/100)*(IF('DBH-Upgrade'!$K$6='DBH-Upgrade'!$K$8,$BZ2489,($BE2475/(($F2475-18)/100))))*$CH2489)+((($B2475-18)/100)*$CA2489*$CG2489),0)))","v":0},4,0,0,0,{"v":2.5902460258595824E-4,"d":"0.00"},{"v":0,"d":"0.00"},{"v":0,"d":"0.00"},{"v":0,"d":"0.00"},0.0002083,1.724,4,1.392796E-3,{"$f":"IF($B2475>$F2475,0,IF($C2475>$G2475,0,ROUND((((($F2475-$B2475)/100)*IF('DBH-Upgrade'!$K$6='DBH-Upgrade'!$K$8,$CC2489,($BF2475/(($F2475-18)/100))))+((($B2475-18)/100)*$CB2489))*IF($E2475>50,IF($G2475=11,(1-(($E2475-50)*0.005)),IF($G2475=16,(1-(($E2475-50)*0.005)),IF($G2475=21,(1-(($E2475-50)*0.005)),1))),1)*$CE2489,0)))","v":0},{"$f":"IF($B2475>$F2475,0,IF($C2475>$G2475,0,ROUND((((($F2475-$B2475)/100)*IF('DBH-Upgrade'!$K$6='DBH-Upgrade'!$K$8,$CC2489,($BF2475/(($F2475-18)/100))))+((($B2475-18)/100)*$CB2489))*IF($E2475>50,IF($G2475=11,(1-(($E2475-50)*0.005)),IF($G2475=16,(1-(($E2475-50)*0.005)),IF($G2475=21,(1-(($E2475-50)*0.005)),1))),1)*$CD2489,0)))","v":0},{"$f":"IF($B2475>$F2475,0,IF($C2475>$G2475,0,ROUND((((($F2475-$B2475)/100)*IF('DBH-Upgrade'!$K$6='DBH-Upgrade'!$K$8,$CC2489,($BF2475/(($F2475-18)/100))))+((($B2475-18)/100)*$CB2489))*IF($E2475>50,IF($G2475=11,(1-(($E2475-50)*0.005)),IF($G2475=16,(1-(($E2475-50)*0.005)),IF($G2475=21,(1-(($E2475-50)*0.005)),1))),1),0)))","v":0},0.95,0.95,0.95,{"$f":"AK2475*POWER(CF_cool,AN2475)","v":0},{"$f":"AL2475*POWER(CF_cool,AO2475)","v":0},{"$f":"AM2475*POWER(CF_cool,AP2475)","v":0},0,0,0,{"v":0,"d":"0.00"},{"v":0,"d":"0.00"},{"v":0,"d":"0.00"},1.2,"DBH-unit is te lang!","DBH-unit is te lang!","DBH-unit is te lang!",null,1356,null,{"v":0.68,"d":"68%"},null,null,0,"DBH-unit is te lang!","DBH-unit is te lang!","DBH-unit is te lang!",null,1,1,1,0,0,0,null,0,0,0,1,{"$error":"#VALUE!"},4479,834,{"$error":"#VALUE!"},0.6729424377054166,0.6582099452827469,null,0.15781864009190116,0.08064538055291112,0.7952052041594007,0.7952052041594007,null,0]
["370702110",{"$f":"'DBH-Upgrade'!$K$8-$CL2483","v":70},10,3,70,70,21,{"$f":"IF(G2483=10,11.5,IF(G2483=11,11.5,IF(G2483=15,16.5,IF(G2483=16,16.5,IF(G2483=20,21.5,IF(G2483=21,21.5,))))))","v":21.5},0,26,30,41,{"v":1779.2,"d":"1779"},{"$f":"IF($B2483>$F2483,0,IF($C2483>$G2483,0,ROUND((((($F2483-$B2483)/100)*IF('DBH-Upgrade'!$K$6='DBH-Upgrade'!$K$8,$BZ2497,($BE2483/(($F2483-18)/100))))+((($B2483-18)/100)*$CA2497))*$CE2497,0)))","v":{"$error":"#VALUE!"}},{"$f":"IF($B2483>$F2483,0,IF($C2483>$G2483,0,ROUND((((($F2483-$B2483)/100)*IF('DBH-Upgrade'!$K$6='DBH-Upgrade'!$K$8,$BZ2497,($BE2483/(($F2483-18)/100))))+((($B2483-18)/100)*$CA2497))*$CD2497,0)))","v":{"$error":"#VALUE!"}},{"$f":"IF($B2483>$F2483,0,IF($C2483>$G2483,0,ROUND(((($F2483-$B2483)/100)*IF('DBH-Upgrade'!$K$6='DBH-Upgrade'!$K$8,$BZ2497,($BE2483/(($F2483-18)/100))))+((($B2483-18)/100)*$CA2497),0)))","v":{"$error":"#VALUE!"}},{"v":1.5,"d":"1.500"},1.05,1.05,1.05,143,{"$f":"IF($B2483>$F2483,0,IF($C2483>$G2483,0,ROUND(((($F2483-$B2483)/100)*(IF('DBH-Upgrade'!$K$6='DBH-Upgrade'!$K$8,$BZ2497,($BE2483/(($F2483-18)/100))))*$CH2497)+((($B2483-18)/100)*$CA2497*$CE2497*$CG2497),0)))","v":{"$error":"#VALUE!"}},{"$f":"IF($B2483>$F2483,0,IF($C2483>$G2483,0,ROUND(((($F2483-$B2483)/100)*(IF('DBH-Upgrade'!$K$6='DBH-Upgrade'!$K$8,$BZ2497,($BE2483/(($F2483-18)/100))))*$CH2497)+((($B2483-18)/100)*$CA2497*$CD2497*$CG2497),0)))","v":{"$error":"#VALUE!"}},{"$f":"IF($B2483>$F2483,0,IF($C2483>$G2483,0,ROUND(((($F2483-$B2483)/100)*(IF('DBH-Upgrade'!$K$6='DBH-Upgrade'!$K$8,$BZ2497,($BE2483/(($F2483-18)/100))))*$CH2497)+((($B2483-18)/100)*$CA2497*$CG2497),0)))","v":{"$error":"#VALUE!"}},7,{"$error":"#VALUE!"},{"$error":"#VALUE!"},{"$error":"#VALUE!"},{"v":3.2623989416160959E-4,"d":"0.00"},{"$error":"#VALUE!"},{"$error":"#VALUE!"},{"$error":"#VALUE!"},0.0001276,1.7219,4,0.000514201,{"$f":"IF($B2483>$F2483,0,IF($C2483>$G2483,0,ROUND((((($F2483-$B2483)/100)*IF('DBH-Upgrade'!$K$6='DBH-Upgrade'!$K$8,$CC2497,($BF2483/(($F2483-18)/100))))+((($B2483-18)/100)*$CB2497))*IF($E2483>50,IF($G2483=11,(1-(($E2483-50)*0.005)),IF($G2483=16,(1-(($E2483-50)*0.005)),IF($G2483=21,(1-(($E2483-50)*0.005)),1))),1)*$CE2497,0)))","v":{"$error":"#VALUE!"}},{"$f":"IF($B2483>$F2483,0,IF($C2483>$G2483,0,ROUND((((($F2483-$B2483)/100)*IF('DBH-Upgrade'!$K$6='DBH-Upgrade'!$K$8,$CC2497,($BF2483/(($F2483-18)/100))))+((($B2483-18)/100)*$CB2497))*IF($E2483>50,IF($G2483=11,(1-(($E2483-50)*0.005)),IF($G2483=16,(1-(($E2483-50)*0.005)),IF($G2483=21,(1-(($E2483-50)*0.005)),1))),1)*$CD2497,0)))","v":{"$error":"#VALUE!"}},{"$f":"IF($B2483>$F2483,0,IF($C2483>$G2483,0,ROUND((((($F2483-$B2483)/100)*IF('DBH-Upgrade'!$K$6='DBH-Upgrade'!$K$8,$CC2497,($BF2483/(($F2483-18)/100))))+((($B2483-18)/100)*$CB2497))*IF($E2483>50,IF($G2483=11,(1-(($E2483-50)*0.005)),IF($G2483=16,(1-(($E2483-50)*0.005)),IF($G2483=21,(1-(($E2483-50)*0.005)),1))),1),0)))","v":{"$error":"#VALUE!"}},0.85,0.85,0.85,{"$f":"AK2483*POWER(CF_cool,AN2483)","v":{"$error":"#VALUE!"}},{"$f":"AL2483*POWER(CF_cool,AO2483)","v":{"$error":"#VALUE!"}},{"$f":"AM2483*POWER(CF_cool,AP2483)","v":{"$error":"#VALUE!"}},{"$error":"#VALUE!"},{"$error":"#VALUE!"},{"$error":"#VALUE!"},{"$error":"#VALUE!"},{"$error":"#VALUE!"},{"$error":"#VALUE!"},1.9,6,6.7,9,null,2224,null,{"v":0.8,"d":"80%"},null,null,0,11.8,13.7,21.85,null,1,1,1,{"$error":"#VALUE!"},{"$error":"#VALUE!"},{"$error":"#VALUE!"},null,{"$error":"#VALUE!"},{"$error":"#VALUE!"},{"$error":"#VALUE!"},{"$error":"#VALUE!"},{"$error":"#VALUE!"},5340,750,{"$error":"#VALUE!"},0.6729424377054166,0.6582099452827469,null,0.1716349180255756,0.08064538055291112,0.8146200327725304,0.8146200327725304,null,10]
["370801610",{"$f":"'DBH-Upgrade'!$K$8-$CL2487","v":80},10,3,70,80,16,16.5,0,26,30,41.8,{"v":1229.44,"d":"1229"},{"$f":"IF($B2487>$F2487,0,IF($C2487>$G2487,0,ROUND((((($F2487-$B2487)/100)*IF('DBH-Upgrade'!$K$6='DBH-Upgrade'!$K$8,$BZ2501,($BE2487/(($F2487-18)/100))))+((($B2487-18)/100)*$CA2501))*$CE2501,0)))","v":{"$error":"#VALUE!"}},{"$f":"IF($B2487>$F2487,0,IF($C2487>$G2487,0,ROUND((((($F2487-$B2487)/100)*IF('DBH-Upgrade'!$K$6='DBH-Upgrade'!$K$8,$BZ2501,($BE2487/(($F2487-18)/100))))+((($B2487-18)/100)*$CA2501))*$CD2501,0)))","v":{"$error":"#VALUE!"}},{"$f":"IF($B2487>$F2487,0,IF($C2487>$G2487,0,ROUND(((($F2487-$B2487)/100)*IF('DBH-Upgrade'!$K$6='DBH-Upgrade'!$K$8,$BZ2501,($BE2487/(($F2487-18)/100))))+((($B2487-18)/100)*$CA2501),0)))","v":{"$error":"#VALUE!"}},{"v":1.5,"d":"1.500"},1.1,1.1,1.1,99,{"$f":"IF($B2487>$F2487,0,IF($C2487>$G2487,0,ROUND(((($F2487-$B2487)/100)*(IF('DBH-Upgrade'!$K$6='DBH-Upgrade'!$K$8,$BZ2501,($BE2487/(($F2487-18)/100))))*$CH2501)+((($B2487-18)/100)*$CA2501*$CE2501*$CG2501),0)))","v":{"$error":"#VALUE!"}},{"$f":"IF($B2487>$F2487,0,IF($C2487>$G2487,0,ROUND(((($F2487-$B2487)/100)*(IF('DBH-Upgrade'!$K$6='DBH-Upgrade'!$K$8,$BZ2501,($BE2487/(($F2487-18)/100))))*$CH2501)+((($B2487-18)/100)*$CA2501*$CD2501*$CG2501),0)))","v":{"$error":"#VALUE!"}},{"$f":"IF($B2487>$F2487,0,IF($C2487>$G2487,0,ROUND(((($F2487-$B2487)/100)*(IF('DBH-Upgrade'!$K$6='DBH-Upgrade'!$K$8,$BZ2501,($BE2487/(($F2487-18)/100))))*$CH2501)+((($B2487-18)/100)*$CA2501*$CG2501),0)))","v":{"$error":"#VALUE!"}},5,{"$error":"#VALUE!"},{"$error":"#VALUE!"},{"$error":"#VALUE!"},{"v":4.2711727988197607E-4,"d":"0.00"},{"$error":"#VALUE!"},{"$error":"#VALUE!"},{"$error":"#VALUE!"},0.0002083,1.724,4,1.392796E-3,{"$f":"IF($B2487>$F2487,0,IF($C2487>$G2487,0,ROUND((((($F2487-$B2487)/100)*IF('DBH-Upgrade'!$K$6='DBH-Upgrade'!$K$8,$CC2501,($BF2487/(($F2487-18)/100))))+((($B2487-18)/100)*$CB2501))*IF($E2487>50,IF($G2487=11,(1-(($E2487-50)*0.005)),IF($G2487=16,(1-(($E2487-50)*0.005)),IF($G2487=21,(1-(($E2487-50)*0.005)),1))),1)*$CE2501,0)))","v":{"$error":"#VALUE!"}},{"$f":"IF($B2487>$F2487,0,IF($C2487>$G2487,0,ROUND((((($F2487-$B2487)/100)*IF('DBH-Upgrade'!$K$6='DBH-Upgrade'!$K$8,$CC2501,($BF2487/(($F2487-18)/100))))+((($B2487-18)/100)*$CB2501))*IF($E2487>50,IF($G2487=11,(1-(($E2487-50)*0.005)),IF($G2487=16,(1-(($E2487-50)*0.005)),IF($G2487=21,(1-(($E2487-50)*0.005)),1))),1)*$CD2501,0)))","v":{"$error":"#VALUE!"}},{"$f":"IF($B2487>$F2487,0,IF($C2487>$G2487,0,ROUND((((($F2487-$B2487)/100)*IF('DBH-Upgrade'!$K$6='DBH-Upgrade'!$K$8,$CC2501,($BF2487/(($F2487-18)/100))))+((($B2487-18)/100)*$CB2501))*IF($E2487>50,IF($G2487=11,(1-(($E2487-50)*0.005)),IF($G2487=16,(1-(($E2487-50)*0.005)),IF($G2487=21,(1-(($E2487-50)*0.005)),1))),1),0)))","v":{"$error":"#VALUE!"}},0.95,0.95,0.95,{"$f":"AK2487*POWER(CF_cool,AN2487)","v":{"$error":"#VALUE!"}},{"$f":"AL2487*POWER(CF_cool,AO2487)","v":{"$error":"#VALUE!"}},{"$f":"AM2487*POWER(CF_cool,AP2487)","v":{"$error":"#VALUE!"}},{"$error":"#VALUE!"},{"$error":"#VALUE!"},{"$error":"#VALUE!"},{"$error":"#VALUE!"},{"$error":"#VALUE!"},{"$error":"#VALUE!"},1.6,6,6.7,9,null,1808,null,{"v":0.68,"d":"68%"},null,null,0,11.8,13.7,21.85,null,1,1,1,{"$error":"#VALUE!"},{"$error":"#VALUE!"},{"$error":"#VALUE!"},null,{"$error":"#VALUE!"},{"$error":"#VALUE!"},{"$error":"#VALUE!"},{"$error":"#VALUE!"},2263,3445,577,50,0.8452517014716241,0.78929861482599,null,0.15781864009190116,0.08064538055291112,0.7952052041594007,0.7952052041594007,null,0]
["370902110",{"$f":"'DBH-Upgrade'!$K$8-$CL2495","v":80},10,3,70,90,21,21.5,0,26,30,42.4,{"v":2287.2000000000003,"d":"2287"},{"$f":"IF($B2495>$F2495,0,IF($C2495>$G2495,0,ROUND((((($F2495-$B2495)/100)*IF('DBH-Upgrade'!$K$6='DBH-Upgrade'!$K$8,$BZ2509,($BE2495/(($F2495-18)/100))))+((($B2495-18)/100)*$CA2509))*$CE2509,0)))","v":{"$error":"#VALUE!"}},{"$f":"IF($B2495>$F2495,0,IF($C2495>$G2495,0,ROUND((((($F2495-$B2495)/100)*IF('DBH-Upgrade'!$K$6='DBH-Upgrade'!$K$8,$BZ2509,($BE2495/(($F2495-18)/100))))+((($B2495-18)/100)*$CA2509))*$CD2509,0)))","v":{"$error":"#VALUE!"}},{"$f":"IF($B2495>$F2495,0,IF($C2495>$G2495,0,ROUND(((($F2495-$B2495)/100)*IF('DBH-Upgrade'!$K$6='DBH-Upgrade'!$K$8,$BZ2509,($BE2495/(($F2495-18)/100))))+((($B2495-18)/100)*$CA2509),0)))","v":{"$error":"#VALUE!"}},{"v":1.5,"d":"1.500"},1.05,1.05,1.05,184,{"$f":"IF($B2495>$F2495,0,IF($C2495>$G2495,0,ROUND(((($F2495-$B2495)/100)*(IF('DBH-Upgrade'!$K$6='DBH-Upgrade'!$K$8,$BZ2509,($BE2495/(($F2495-18)/100))))*$CH2509)+((($B2495-18)/100)*$CA2509*$CE2509*$CG2509),0)))","v":{"$error":"#VALUE!"}},{"$f":"IF($B2495>$F2495,0,IF($C2495>$G2495,0,ROUND(((($F2495-$B2495)/100)*(IF('DBH-Upgrade'!$K$6='DBH-Upgrade'!$K$8,$BZ2509,($BE2495/(($F2495-18)/100))))*$CH2509)+((($B2495-18)/100)*$CA2509*$CD2509*$CG2509),0)))","v":{"$error":"#VALUE!"}},{"$f":"IF($B2495>$F2495,0,IF($C2495>$G2495,0,ROUND(((($F2495-$B2495)/100)*(IF('DBH-Upgrade'!$K$6='DBH-Upgrade'!$K$8,$BZ2509,($BE2495/(($F2495-18)/100))))*$CH2509)+((($B2495-18)/100)*$CA2509*$CG2509),0)))","v":{"$error":"#VALUE!"}},9,{"$error":"#VALUE!"},{"$error":"#VALUE!"},{"$error":"#VALUE!"},{"v":5.7442545639886417E-4,"d":"0.00"},{"$error":"#VALUE!"},{"$error":"#VALUE!"},{"$error":"#VALUE!"},0.0001276,1.7219,4,0.000514201,{"$f":"IF($B2495>$F2495,0,IF($C2495>$G2495,0,ROUND((((($F2495-$B2495)/100)*IF('DBH-Upgrade'!$K$6='DBH-Upgrade'!$K$8,$CC2509,($BF2495/(($F2495-18)/100))))+((($B2495-18)/100)*$CB2509))*IF($E2495>50,IF($G2495=11,(1-(($E2495-50)*0.005)),IF($G2495=16,(1-(($E2495-50)*0.005)),IF($G2495=21,(1-(($E2495-50)*0.005)),1))),1)*$CE2509,0)))","v":{"$error":"#VALUE!"}},{"$f":"IF($B2495>$F2495,0,IF($C2495>$G2495,0,ROUND((((($F2495-$B2495)/100)*IF('DBH-Upgrade'!$K$6='DBH-Upgrade'!$K$8,$CC2509,($BF2495/(($F2495-18)/100))))+((($B2495-18)/100)*$CB2509))*IF($E2495>50,IF($G2495=11,(1-(($E2495-50)*0.005)),IF($G2495=16,(1-(($E2495-50)*0.005)),IF($G2495=21,(1-(($E2495-50)*0.005)),1))),1)*$CD2509,0)))","v":{"$error":"#VALUE!"}},{"$f":"IF($B2495>$F2495,0,IF($C2495>$G2495,0,ROUND((((($F2495-$B2495)/100)*IF('DBH-Upgrade'!$K$6='DBH-Upgrade'!$K$8,$CC2509,($BF2495/(($F2495-18)/100))))+((($B2495-18)/100)*$CB2509))*IF($E2495>50,IF($G2495=11,(1-(($E2495-50)*0.005)),IF($G2495=16,(1-(($E2495-50)*0.005)),IF($G2495=21,(1-(($E2495-50)*0.005)),1))),1),0)))","v":{"$error":"#VALUE!"}},0.85,0.85,0.85,{"$f":"AK2495*POWER(CF_cool,AN2495)","v":{"$error":"#VALUE!"}},{"$f":"AL2495*POWER(CF_cool,AO2495)","v":{"$error":"#VALUE!"}},{"$f":"AM2495*POWER(CF_cool,AP2495)","v":{"$error":"#VALUE!"}},{"$error":"#VALUE!"},{"$error":"#VALUE!"},{"$error":"#VALUE!"},{"$error":"#VALUE!"},{"$error":"#VALUE!"},{"$error":"#VALUE!"},2.4,6,6.7,9,null,2859,null,{"v":0.8,"d":"80%"},null,null,0,11.8,13.7,21.85,null,1,1,1,{"$error":"#VALUE!"},{"$error":"#VALUE!"},{"$error":"#VALUE!"},null,{"$error":"#VALUE!"},{"$error":"#VALUE!"},{"$error":"#VALUE!"},{"$error":"#VALUE!"},{"$error":"#VALUE!"},4479,834,{"$error":"#VALUE!"},0.7555553480649244,0.7038387772986681,null,0.15781864009190116,0.08064538055291112,0.7952052041594007,0.7952052041594007,null,0]
["3701101510",{"$f":"'DBH-Upgrade'!$K$8-$CL2504","v":70},10,3,70,110,15,16.5,0,26,30,43.5,{"v":1735.2,"d":"1735"},{"$f":"IF($B2504>$F2504,0,IF($C2504>$G2504,0,ROUND((((($F2504-$B2504)/100)*IF('DBH-Upgrade'!$K$6='DBH-Upgrade'!$K$8,$BZ2518,($BE2504/(($F2504-18)/100))))+((($B2504-18)/100)*$CA2518))*$CE2518,0)))","v":{"$error":"#VALUE!"}},{"$f":"IF($B2504>$F2504,0,IF($C2504>$G2504,0,ROUND((((($F2504-$B2504)/100)*IF('DBH-Upgrade'!$K$6='DBH-Upgrade'!$K$8,$BZ2518,($BE2504/(($F2504-18)/100))))+((($B2504-18)/100)*$CA2518))*$CD2518,0)))","v":{"$error":"#VALUE!"}},{"$f":"IF($B2504>$F2504,0,IF($C2504>$G2504,0,ROUND(((($F2504-$B2504)/100)*IF('DBH-Upgrade'!$K$6='DBH-Upgrade'!$K$8,$BZ2518,($BE2504/(($F2504-18)/100))))+((($B2504-18)/100)*$CA2518),0)))","v":{"$error":"#VALUE!"}},{"v":1.5,"d":"1.500"},1.08,1.08,1.08,140,{"$f":"IF($B2504>$F2504,0,IF($C2504>$G2504,0,ROUND(((($F2504-$B2504)/100)*(IF('DBH-Upgrade'!$K$6='DBH-Upgrade'!$K$8,$BZ2518,($BE2504/(($F2504-18)/100))))*$CH2518)+((($B2504-18)/100)*$CA2518*$CE2518*$CG2518),0)))","v":{"$error":"#VALUE!"}},{"$f":"IF($B2504>$F2504,0,IF($C2504>$G2504,0,ROUND(((($F2504-$B2504)/100)*(IF('DBH-Upgrade'!$K$6='DBH-Upgrade'!$K$8,$BZ2518,($BE2504/(($F2504-18)/100))))*$CH2518)+((($B2504-18)/100)*$CA2518*$CD2518*$CG2518),0)))","v":{"$error":"#VALUE!"}},{"$f":"IF($B2504>$F2504,0,IF($C2504>$G2504,0,ROUND(((($F2504-$B2504)/100)*(IF('DBH-Upgrade'!$K$6='DBH-Upgrade'!$K$8,$BZ2518,($BE2504/(($F2504-18)/100))))*$CH2518)+((($B2504-18)/100)*$CA2518*$CG2518),0)))","v":{"$error":"#VALUE!"}},7,{"$error":"#VALUE!"},{"$error":"#VALUE!"},{"$error":"#VALUE!"},{"v":3.3354723566949391E-4,"d":"0.00"},{"$error":"#VALUE!"},{"$error":"#VALUE!"},{"$error":"#VALUE!"},0.0002083,1.724,2,0.000461829,{"$f":"IF($B2504>$F2504,0,IF($C2504>$G2504,0,ROUND((((($F2504-$B2504)/100)*IF('DBH-Upgrade'!$K$6='DBH-Upgrade'!$K$8,$CC2518,($BF2504/(($F2504-18)/100))))+((($B2504-18)/100)*$CB2518))*IF($E2504>50,IF($G2504=11,(1-(($E2504-50)*0.005)),IF($G2504=16,(1-(($E2504-50)*0.005)),IF($G2504=21,(1-(($E2504-50)*0.005)),1))),1)*$CE2518,0)))","v":{"$error":"#VALUE!"}},{"$f":"IF($B2504>$F2504,0,IF($C2504>$G2504,0,ROUND((((($F2504-$B2504)/100)*IF('DBH-Upgrade'!$K$6='DBH-Upgrade'!$K$8,$CC2518,($BF2504/(($F2504-18)/100))))+((($B2504-18)/100)*$CB2518))*IF($E2504>50,IF($G2504=11,(1-(($E2504-50)*0.005)),IF($G2504=16,(1-(($E2504-50)*0.005)),IF($G2504=21,(1-(($E2504-50)*0.005)),1))),1)*$CD2518,0)))","v":{"$error":"#VALUE!"}},{"$f":"IF($B2504>$F2504,0,IF($C2504>$G2504,0,ROUND((((($F2504-$B2504)/100)*IF('DBH-Upgrade'!$K$6='DBH-Upgrade'!$K$8,$CC2518,($BF2504/(($F2504-18)/100))))+((($B2504-18)/100)*$CB2518))*IF($E2504>50,IF($G2504=11,(1-(($E2504-50)*0.005)),IF($G2504=16,(1-(($E2504-50)*0.005)),IF($G2504=21,(1-(($E2504-50)*0.005)),1))),1),0)))","v":{"$error":"#VALUE!"}},1.01,1.01,1.01,{"$f":"AK2504*POWER(CF_cool,AN2504)","v":{"$error":"#VALUE!"}},{"$f":"AL2504*POWER(CF_cool,AO2504)","v":{"$error":"#VALUE!"}},{"$f":"AM2504*POWER(CF_cool,AP2504)","v":{"$error":"#VALUE!"}},{"$error":"#VALUE!"},{"$error":"#VALUE!"},{"$error":"#VALUE!"},{"$error":"#VALUE!"},{"$error":"#VALUE!"},{"$error":"#VALUE!"},1.1,6,6.7,9,null,2169,null,{"v":0.8,"d":"80%"},null,null,0,11.8,13.7,21.85,null,1,1,1,{"$error":"#VALUE!"},{"$error":"#VALUE!"},{"$error":"#VALUE!"},null,{"$error":"#VALUE!"},{"$error":"#VALUE!"},{"$error":"#VALUE!"},{"$error":"#VALUE!"},1127,{"$f":"ROUND(IF($C2490=10,IF($G2490=10,2539,IF($G2490=11,3445,IF($G2490=15,2539*1.3,IF($G2490=16,3445*1.3,IF($G2490=20,(2539*1.45),IF($G2490=21,(3445*1.55))))))),IF($C2490=15,IF($G2490=10,0,IF($G2490=11,0,IF($G2490=15,3238,IF($G2490=16,4735,IF($G2490=20,4062,IF($G2490=21,6098)))))))),0)","v":2539},{"$f":"ROUND(IF($C2490=10,IF($G2490=10,352,IF($G2490=11,577,IF($G2490=15,442*1.15,IF($G2490=16,725*1.15,IF($G2490=20,(352*1.3),IF($G2490=21,(577*1.3))))))),IF($C2490=15,IF($G2490=10,0,IF($G2490=11,0,IF($G2490=15,442,IF($G2490=16,725,IF($G2490=20,502,IF($G2490=21,791)))))))),0)","v":352},62,0.8212441545440573,0.7634388097075354,null,{"$f":"POWER((($S$1-$S$2)/LN(($S$1-$S$3)/($S$2-$S$3)))/((75-65)/LN((75-20)/(65-20))),R2490)","v":0.16320641939358696},{"$f":"POWER((($S$1-$S$2)/LN(($S$1-$S$3)/($S$2-$S$3)))/((75-65)/LN((75-20)/(65-20))),Q2490)","v":0.08064538055291112},{"$f":"POWER((($AT$1-$AT$2)/LN(($AT$1-$AT$3)/($AT$2-$AT$3)))/((16-18)/LN((16-27)/(18-27))),AP2490)","v":0.7894714915956607},{"$f":"POWER((($AT$1-$AT$2)/LN(($AT$1-$AT$3)/($AT$2-$AT$3)))/((16-18)/LN((16-27)/(18-27))),AP2490)","v":0.7894714915956607},null,10]
["3701102110",{"$f":"'DBH-Upgrade'!$K$8-$CL2507","v":70},10,3,70,110,21,21.5,0,26,30,43.5,2796,{"$f":"IF($B2507>$F2507,0,IF($C2507>$G2507,0,ROUND((((($F2507-$B2507)/100)*IF('DBH-Upgrade'!$K$6='DBH-Upgrade'!$K$8,$BZ2521,($BE2507/(($F2507-18)/100))))+((($B2507-18)/100)*$CA2521))*$CE2521,0)))","v":{"$error":"#VALUE!"}},{"$f":"IF($B2507>$F2507,0,IF($C2507>$G2507,0,ROUND((((($F2507-$B2507)/100)*IF('DBH-Upgrade'!$K$6='DBH-Upgrade'!$K$8,$BZ2521,($BE2507/(($F2507-18)/100))))+((($B2507-18)/100)*$CA2521))*$CD2521,0)))","v":{"$error":"#VALUE!"}},{"$f":"IF($B2507>$F2507,0,IF($C2507>$G2507,0,ROUND(((($F2507-$B2507)/100)*IF('DBH-Upgrade'!$K$6='DBH-Upgrade'!$K$8,$BZ2521,($BE2507/(($F2507-18)/100))))+((($B2507-18)/100)*$CA2521),0)))","v":{"$error":"#VALUE!"}},{"v":1.5,"d":"1.500"},1.05,1.05,1.05,{"$f":"ROUND(M2507*POWER((($S$1-$S$2)/LN(($S$1-$S$3)/($S$2-$S$3)))/((75-65)/LN((75-20)/(65-20))),Q2507),0)","v":225},{"$f":"IF($B2507>$F2507,0,IF($C2507>$G2507,0,ROUND(((($F2507-$B2507)/100)*(IF('DBH-Upgrade'!$K$6='DBH-Upgrade'!$K$8,$BZ2521,($BE2507/(($F2507-18)/100))))*$CH2521)+((($B2507-18)/100)*$CA2521*$CE2521*$CG2521),0)))","v":{"$error":"#VALUE!"}},{"$f":"IF($B2507>$F2507,0,IF($C2507>$G2507,0,ROUND(((($F2507-$B2507)/100)*(IF('DBH-Upgrade'!$K$6='DBH-Upgrade'!$K$8,$BZ2521,($BE2507/(($F2507-18)/100))))*$CH2521)+((($B2507-18)/100)*$CA2521*$CD2521*$CG2521),0)))","v":{"$error":"#VALUE!"}},{"$f":"IF($B2507>$F2507,0,IF($C2507>$G2507,0,ROUND(((($F2507-$B2507)/100)*(IF('DBH-Upgrade'!$K$6='DBH-Upgrade'!$K$8,$BZ2521,($BE2507/(($F2507-18)/100))))*$CH2521)+((($B2507-18)/100)*$CA2521*$CG2521),0)))","v":{"$error":"#VALUE!"}},{"$f":"ROUND(U2507*3600/(4186*ABS($S$1-$S$2)),0)","v":12},{"$f":"ROUND(V2507*3600/(4186*ABS($S$1-$S$2)),0)","v":{"$error":"#VALUE!"}},{"$f":"ROUND(W2507*3600/(4186*ABS($S$1-$S$2)),0)","v":{"$error":"#VALUE!"}},{"$f":"ROUND(X2507*3600/(4186*ABS($S$1-$S$2)),0)","v":{"$error":"#VALUE!"}},{"$f":"(($AG2507*(Y2507^$AH2507)*((($F2507-14.4)*$AI2507)/100))+($AJ2507*(Y2507^2)))*0.0098","v":{"v":1.0706545330187072E-3,"d":"0.00"}},{"$f":"(($AG2507*(Z2507^$AH2507)*((($F2507-14.4)*$AI2507)/100))+($AJ2507*(Z2507^2)))*0.0098","v":{"$error":"#VALUE!"}},{"$f":"(($AG2507*(AA2507^$AH2507)*((($F2507-14.4)*$AI2507)/100))+($AJ2507*(AA2507^2)))*0.0098","v":{"$error":"#VALUE!"}},{"$f":"(($AG2507*(AB2507^$AH2507)*((($F2507-14.4)*$AI2507)/100))+($AJ2507*(AB2507^2)))*0.0098","v":{"$error":"#VALUE!"}},0.0001276,1.7219,4,0.000514201,{"$f":"IF($B2507>$F2507,0,IF($C2507>$G2507,0,ROUND((((($F2507-$B2507)/100)*IF('DBH-Upgrade'!$K$6='DBH-Upgrade'!$K$8,$CC2521,($BF2507/(($F2507-18)/100))))+((($B2507-18)/100)*$CB2521))*IF($E2507>50,IF($G2507=11,(1-(($E2507-50)*0.005)),IF($G2507=16,(1-(($E2507-50)*0.005)),IF($G2507=21,(1-(($E2507-50)*0.005)),1))),1)*$CE2521,0)))","v":{"$error":"#VALUE!"}},{"$f":"IF($B2507>$F2507,0,IF($C2507>$G2507,0,ROUND((((($F2507-$B2507)/100)*IF('DBH-Upgrade'!$K$6='DBH-Upgrade'!$K$8,$CC2521,($BF2507/(($F2507-18)/100))))+((($B2507-18)/100)*$CB2521))*IF($E2507>50,IF($G2507=11,(1-(($E2507-50)*0.005)),IF($G2507=16,(1-(($E2507-50)*0.005)),IF($G2507=21,(1-(($E2507-50)*0.005)),1))),1)*$CD2521,0)))","v":{"$error":"#VALUE!"}},{"$f":"IF($B2507>$F2507,0,IF($C2507>$G2507,0,ROUND((((($F2507-$B2507)/100)*IF('DBH-Upgrade'!$K$6='DBH-Upgrade'!$K$8,$CC2521,($BF2507/(($F2507-18)/100))))+((($B2507-18)/100)*$CB2521))*IF($E2507>50,IF($G2507=11,(1-(($E2507-50)*0.005)),IF($G2507=16,(1-(($E2507-50)*0.005)),IF($G2507=21,(1-(($E2507-50)*0.005)),1))),1),0)))","v":{"$error":"#VALUE!"}},{"$f":"IF($G2507=10,0.98,IF($G2507=11,0.95,IF($G2507=15,1.01,IF($G2507=16,0.95,IF($G2507=20,0.95,IF($G2507=21,0.85))))))","v":0.85},0.85,0.85,{"$f":"AK2507*POWER(CF_cool,AN2507)","v":{"$error":"#VALUE!"}},{"$f":"AL2507*POWER(CF_cool,AO2507)","v":{"$error":"#VALUE!"}},{"$f":"AM2507*POWER(CF_cool,AP2507)","v":{"$error":"#VALUE!"}},{"$f":"ROUND(AQ2507*3600/(4186*ABS($AT$1-$AT$2)),0)","v":{"$error":"#VALUE!"}},{"$f":"ROUND(AR2507*3600/(4186*ABS($AT$1-$AT$2)),0)","v":{"$error":"#VALUE!"}},{"$f":"ROUND(AS2507*3600/(4186*ABS($AT$1-$AT$2)),0)","v":{"$error":"#VALUE!"}},{"$f":"(($AG2507*(AT2507^$AH2507)*((($F2507-14.4)*$AI2507)/100))+($AJ2507*(AT2507^2)))*0.0098","v":{"$error":"#VALUE!"}},{"$f":"(($AG2507*(AU2507^$AH2507)*((($F2507-14.4)*$AI2507)/100))+($AJ2507*(AU2507^2)))*0.0098","v":{"$error":"#VALUE!"}},{"$f":"(($AG2507*(AV2507^$AH2507)*((($F2507-14.4)*$AI2507)/100))+($AJ2507*(AV2507^2)))*0.0098","v":{"$error":"#VALUE!"}},2.9,6,6.7,9,null,3495,null,{"v":0.8,"d":"80%"},null,null,0,11.8,13.7,21.85,null,1,1,1,{"$error":"#VALUE!"},{"$error":"#VALUE!"},{"$error":"#VALUE!"},null,{"$error":"#VALUE!"},{"$error":"#VALUE!"},{"$error":"#VALUE!"},{"$error":"#VALUE!"},{"$error":"#VALUE!"},4479,834,{"$error":"#VALUE!"},0.7342980293974435,0.6854011253923185,null,0.15781864009190116,0.08064538055291112,0.7952052041594007,0.7952052041594007,null,10]
["3701401110",{"$f":"'DBH-Upgrade'!$K$8-$CL2515","v":80},10,3,70,140,11,11.5,0,26,30,44.8,{"v":1513.68,"d":"1514"},{"$f":"IF($B2515>$F2515,0,IF($C2515>$G2515,0,ROUND((((($F2515-$B2515)/100)*IF('DBH-Upgrade'!$K$6='DBH-Upgrade'!$K$8,$BZ2529,($BE2515/(($F2515-18)/100))))+((($B2515-18)/100)*$CA2529))*$CE2529,0)))","v":2558},{"$f":"IF($B2515>$F2515,0,IF($C2515>$G2515,0,ROUND((((($F2515-$B2515)/100)*IF('DBH-Upgrade'!$K$6='DBH-Upgrade'!$K$8,$BZ2529,($BE2515/(($F2515-18)/100))))+((($B2515-18)/100)*$CA2529))*$CD2529,0)))","v":2770},{"$f":"IF($B2515>$F2515,0,IF($C2515>$G2515,0,ROUND(((($F2515-$B2515)/100)*IF('DBH-Upgrade'!$K$6='DBH-Upgrade'!$K$8,$BZ2529,($BE2515/(($F2515-18)/100))))+((($B2515-18)/100)*$CA2529),0)))","v":3494},{"v":1.5,"d":"1.500"},1.1,1.1,1.1,122,{"$f":"IF($B2515>$F2515,0,IF($C2515>$G2515,0,ROUND(((($F2515-$B2515)/100)*(IF('DBH-Upgrade'!$K$6='DBH-Upgrade'!$K$8,$BZ2529,($BE2515/(($F2515-18)/100))))*$CH2529)+((($B2515-18)/100)*$CA2529*$CE2529*$CG2529),0)))","v":356},{"$f":"IF($B2515>$F2515,0,IF($C2515>$G2515,0,ROUND(((($F2515-$B2515)/100)*(IF('DBH-Upgrade'!$K$6='DBH-Upgrade'!$K$8,$BZ2529,($BE2515/(($F2515-18)/100))))*$CH2529)+((($B2515-18)/100)*$CA2529*$CD2529*$CG2529),0)))","v":377},{"$f":"IF($B2515>$F2515,0,IF($C2515>$G2515,0,ROUND(((($F2515-$B2515)/100)*(IF('DBH-Upgrade'!$K$6='DBH-Upgrade'!$K$8,$BZ2529,($BE2515/(($F2515-18)/100))))*$CH2529)+((($B2515-18)/100)*$CA2529*$CG2529),0)))","v":447},6,18,19,23,{"v":6.3986700800734112E-4,"d":"0.00"},{"v":0.004763514204303699,"d":"0.00"},{"v":0.005260825803720469,"d":"0.01"},{"v":0.007475125029988737,"d":"0.01"},3.969E-4,1.7346,4,0.000574288,{"$f":"IF($B2515>$F2515,0,IF($C2515>$G2515,0,ROUND((((($F2515-$B2515)/100)*IF('DBH-Upgrade'!$K$6='DBH-Upgrade'!$K$8,$CC2529,($BF2515/(($F2515-18)/100))))+((($B2515-18)/100)*$CB2529))*IF($E2515>50,IF($G2515=11,(1-(($E2515-50)*0.005)),IF($G2515=16,(1-(($E2515-50)*0.005)),IF($G2515=21,(1-(($E2515-50)*0.005)),1))),1)*$CE2529,0)))","v":255},{"$f":"IF($B2515>$F2515,0,IF($C2515>$G2515,0,ROUND((((($F2515-$B2515)/100)*IF('DBH-Upgrade'!$K$6='DBH-Upgrade'!$K$8,$CC2529,($BF2515/(($F2515-18)/100))))+((($B2515-18)/100)*$CB2529))*IF($E2515>50,IF($G2515=11,(1-(($E2515-50)*0.005)),IF($G2515=16,(1-(($E2515-50)*0.005)),IF($G2515=21,(1-(($E2515-50)*0.005)),1))),1)*$CD2529,0)))","v":277},{"$f":"IF($B2515>$F2515,0,IF($C2515>$G2515,0,ROUND((((($F2515-$B2515)/100)*IF('DBH-Upgrade'!$K$6='DBH-Upgrade'!$K$8,$CC2529,($BF2515/(($F2515-18)/100))))+((($B2515-18)/100)*$CB2529))*IF($E2515>50,IF($G2515=11,(1-(($E2515-50)*0.005)),IF($G2515=16,(1-(($E2515-50)*0.005)),IF($G2515=21,(1-(($E2515-50)*0.005)),1))),1),0)))","v":349},0.95,0.95,0.95,{"$f":"AK2515*POWER(CF_cool,AN2515)","v":202.77732706064717},{"$f":"AL2515*POWER(CF_cool,AO2515)","v":220.27184155215397},{"$f":"AM2515*POWER(CF_cool,AP2515)","v":277.52661625163086},44,47,60,{"v":0.0247535086963402,"d":"0.02"},{"v":0.02796968013041717,"d":"0.03"},{"v":0.043993078705754446,"d":"0.04"},1.9,6,6.7,9,null,2226,null,{"v":0.68,"d":"68%"},null,null,0,11.8,13.7,21.85,null,1,1,1,202.77732706064717,220.27184155215397,277.52661625163086,null,0,0,0,1,{"$error":"#VALUE!"},5340,750,{"$error":"#VALUE!"},0.7254135990953521,0.6774634004202911,null,0.1716349180255756,0.08064538055291112,0.8146200327725304,0.8146200327725304,null,0]
["3701601610",{"$f":"'DBH-Upgrade'!$K$8-$CL2523","v":80},10,3,70,160,16,16.5,0,26,30,45.5,{"v":2458.88,"d":"2459"},{"$f":"IF($B2523>$F2523,0,IF($C2523>$G2523,0,ROUND((((($F2523-$B2523)/100)*IF('DBH-Upgrade'!$K$6='DBH-Upgrade'!$K$8,$BZ2537,($BE2523/(($F2523-18)/100))))+((($B2523-18)/100)*$CA2537))*$CE2537,0)))","v":{"$error":"#VALUE!"}},{"$f":"IF($B2523>$F2523,0,IF($C2523>$G2523,0,ROUND((((($F2523-$B2523)/100)*IF('DBH-Upgrade'!$K$6='DBH-Upgrade'!$K$8,$BZ2537,($BE2523/(($F2523-18)/100))))+((($B2523-18)/100)*$CA2537))*$CD2537,0)))","v":{"$error":"#VALUE!"}},{"$f":"IF($B2523>$F2523,0,IF($C2523>$G2523,0,ROUND(((($F2523-$B2523)/100)*IF('DBH-Upgrade'!$K$6='DBH-Upgrade'!$K$8,$BZ2537,($BE2523/(($F2523-18)/100))))+((($B2523-18)/100)*$CA2537),0)))","v":{"$error":"#VALUE!"}},{"v":1.5,"d":"1.500"},1.1,1.1,1.1,198,{"$f":"IF($B2523>$F2523,0,IF($C2523>$G2523,0,ROUND(((($F2523-$B2523)/100)*(IF('DBH-Upgrade'!$K$6='DBH-Upgrade'!$K$8,$BZ2537,($BE2523/(($F2523-18)/100))))*$CH2537)+((($B2523-18)/100)*$CA2537*$CE2537*$CG2537),0)))","v":{"$error":"#VALUE!"}},{"$f":"IF($B2523>$F2523,0,IF($C2523>$G2523,0,ROUND(((($F2523-$B2523)/100)*(IF('DBH-Upgrade'!$K$6='DBH-Upgrade'!$K$8,$BZ2537,($BE2523/(($F2523-18)/100))))*$CH2537)+((($B2523-18)/100)*$CA2537*$CD2537*$CG2537),0)))","v":{"$error":"#VALUE!"}},{"$f":"IF($B2523>$F2523,0,IF($C2523>$G2523,0,ROUND(((($F2523-$B2523)/100)*(IF('DBH-Upgrade'!$K$6='DBH-Upgrade'!$K$8,$BZ2537,($BE2523/(($F2523-18)/100))))*$CH2537)+((($B2523-18)/100)*$CA2537*$CG2537),0)))","v":{"$error":"#VALUE!"}},10,{"$error":"#VALUE!"},{"$error":"#VALUE!"},{"$error":"#VALUE!"},{"v":0.001994644456860131,"d":"0.00"},{"$error":"#VALUE!"},{"$error":"#VALUE!"},{"$error":"#VALUE!"},0.0002083,1.724,4,1.392796E-3,{"$f":"IF($B2523>$F2523,0,IF($C2523>$G2523,0,ROUND((((($F2523-$B2523)/100)*IF('DBH-Upgrade'!$K$6='DBH-Upgrade'!$K$8,$CC2537,($BF2523/(($F2523-18)/100))))+((($B2523-18)/100)*$CB2537))*IF($E2523>50,IF($G2523=11,(1-(($E2523-50)*0.005)),IF($G2523=16,(1-(($E2523-50)*0.005)),IF($G2523=21,(1-(($E2523-50)*0.005)),1))),1)*$CE2537,0)))","v":{"$error":"#VALUE!"}},{"$f":"IF($B2523>$F2523,0,IF($C2523>$G2523,0,ROUND((((($F2523-$B2523)/100)*IF('DBH-Upgrade'!$K$6='DBH-Upgrade'!$K$8,$CC2537,($BF2523/(($F2523-18)/100))))+((($B2523-18)/100)*$CB2537))*IF($E2523>50,IF($G2523=11,(1-(($E2523-50)*0.005)),IF($G2523=16,(1-(($E2523-50)*0.005)),IF($G2523=21,(1-(($E2523-50)*0.005)),1))),1)*$CD2537,0)))","v":{"$error":"#VALUE!"}},{"$f":"IF($B2523>$F2523,0,IF($C2523>$G2523,0,ROUND((((($F2523-$B2523)/100)*IF('DBH-Upgrade'!$K$6='DBH-Upgrade'!$K$8,$CC2537,($BF2523/(($F2523-18)/100))))+((($B2523-18)/100)*$CB2537))*IF($E2523>50,IF($G2523=11,(1-(($E2523-50)*0.005)),IF($G2523=16,(1-(($E2523-50)*0.005)),IF($G2523=21,(1-(($E2523-50)*0.005)),1))),1),0)))","v":{"$error":"#VALUE!"}},0.95,0.95,0.95,{"$f":"AK2523*POWER(CF_cool,AN2523)","v":{"$error":"#VALUE!"}},{"$f":"AL2523*POWER(CF_cool,AO2523)","v":{"$error":"#VALUE!"}},{"$f":"AM2523*POWER(CF_cool,AP2523)","v":{"$error":"#VALUE!"}},{"$error":"#VALUE!"},{"$error":"#VALUE!"},{"$error":"#VALUE!"},{"$error":"#VALUE!"},{"$error":"#VALUE!"},{"$error":"#VALUE!"},3.2,6,6.7,9,null,3616,null,{"v":0.68,"d":"68%"},null,null,0,11.8,13.7,21.85,null,1,1,1,{"$error":"#VALUE!"},{"$error":"#VALUE!"},{"$error":"#VALUE!"},null,{"$error":"#VALUE!"},{"$error":"#VALUE!"},{"$error":"#VALUE!"},{"$error":"#VALUE!"},2263,3445,577,50,0.8030103878625993,0.7433030653966308,null,0.15781864009190116,0.08064538055291112,0.7952052041594007,0.7952052041594007,null,0]
["3702001110",{"$f":"'DBH-Upgrade'!$K$8-$CL2533","v":80},10,3,70,200,11,11.5,0,26,30,46.5,{"v":2162.4,"d":"2162"},{"$f":"IF($B2533>$F2533,0,IF($C2533>$G2533,0,ROUND((((($F2533-$B2533)/100)*IF('DBH-Upgrade'!$K$6='DBH-Upgrade'!$K$8,$BZ2547,($BE2533/(($F2533-18)/100))))+((($B2533-18)/100)*$CA2547))*$CE2547,0)))","v":3422},{"$f":"IF($B2533>$F2533,0,IF($C2533>$G2533,0,ROUND((((($F2533-$B2533)/100)*IF('DBH-Upgrade'!$K$6='DBH-Upgrade'!$K$8,$BZ2547,($BE2533/(($F2533-18)/100))))+((($B2533-18)/100)*$CA2547))*$CD2547,0)))","v":3730},{"$f":"IF($B2533>$F2533,0,IF($C2533>$G2533,0,ROUND(((($F2533-$B2533)/100)*IF('DBH-Upgrade'!$K$6='DBH-Upgrade'!$K$8,$BZ2547,($BE2533/(($F2533-18)/100))))+((($B2533-18)/100)*$CA2547),0)))","v":4852},{"v":1.5,"d":"1.500"},1.1,1.1,1.1,174,{"$f":"IF($B2533>$F2533,0,IF($C2533>$G2533,0,ROUND(((($F2533-$B2533)/100)*(IF('DBH-Upgrade'!$K$6='DBH-Upgrade'!$K$8,$BZ2547,($BE2533/(($F2533-18)/100))))*$CH2547)+((($B2533-18)/100)*$CA2547*$CE2547*$CG2547),0)))","v":457},{"$f":"IF($B2533>$F2533,0,IF($C2533>$G2533,0,ROUND(((($F2533-$B2533)/100)*(IF('DBH-Upgrade'!$K$6='DBH-Upgrade'!$K$8,$BZ2547,($BE2533/(($F2533-18)/100))))*$CH2547)+((($B2533-18)/100)*$CA2547*$CD2547*$CG2547),0)))","v":478},{"$f":"IF($B2533>$F2533,0,IF($C2533>$G2533,0,ROUND(((($F2533-$B2533)/100)*(IF('DBH-Upgrade'!$K$6='DBH-Upgrade'!$K$8,$BZ2547,($BE2533/(($F2533-18)/100))))*$CH2547)+((($B2533-18)/100)*$CA2547*$CG2547),0)))","v":556},9,24,25,29,{"v":1.7613617538442903E-3,"d":"0.00"},{"v":0.010397563374691624,"d":"0.01"},{"v":0.011198409860056612,"d":"0.01"},{"v":0.014669375541190435,"d":"0.01"},3.969E-4,1.7346,4,0.000574288,{"$f":"IF($B2533>$F2533,0,IF($C2533>$G2533,0,ROUND((((($F2533-$B2533)/100)*IF('DBH-Upgrade'!$K$6='DBH-Upgrade'!$K$8,$CC2547,($BF2533/(($F2533-18)/100))))+((($B2533-18)/100)*$CB2547))*IF($E2533>50,IF($G2533=11,(1-(($E2533-50)*0.005)),IF($G2533=16,(1-(($E2533-50)*0.005)),IF($G2533=21,(1-(($E2533-50)*0.005)),1))),1)*$CE2547,0)))","v":265},{"$f":"IF($B2533>$F2533,0,IF($C2533>$G2533,0,ROUND((((($F2533-$B2533)/100)*IF('DBH-Upgrade'!$K$6='DBH-Upgrade'!$K$8,$CC2547,($BF2533/(($F2533-18)/100))))+((($B2533-18)/100)*$CB2547))*IF($E2533>50,IF($G2533=11,(1-(($E2533-50)*0.005)),IF($G2533=16,(1-(($E2533-50)*0.005)),IF($G2533=21,(1-(($E2533-50)*0.005)),1))),1)*$CD2547,0)))","v":289},{"$f":"IF($B2533>$F2533,0,IF($C2533>$G2533,0,ROUND((((($F2533-$B2533)/100)*IF('DBH-Upgrade'!$K$6='DBH-Upgrade'!$K$8,$CC2547,($BF2533/(($F2533-18)/100))))+((($B2533-18)/100)*$CB2547))*IF($E2533>50,IF($G2533=11,(1-(($E2533-50)*0.005)),IF($G2533=16,(1-(($E2533-50)*0.005)),IF($G2533=21,(1-(($E2533-50)*0.005)),1))),1),0)))","v":376},0.95,0.95,0.95,{"$f":"AK2533*POWER(CF_cool,AN2533)","v":210.72937910224118},{"$f":"AL2533*POWER(CF_cool,AO2533)","v":229.8143040020668},{"$f":"AM2533*POWER(CF_cool,AP2533)","v":298.99715676393464},45,49,64,{"v":0.03268830935604918,"d":"0.03"},{"v":0.03819368323030336,"d":"0.04"},{"v":0.06227575119208855,"d":"0.06"},2.7,6,6.7,9,null,3180,null,{"v":0.68,"d":"68%"},null,null,0,11.8,13.7,21.85,null,1,1,1,210.72937910224118,229.8143040020668,298.99715676393464,null,0,0,0,1,{"$error":"#VALUE!"},5340,750,{"$error":"#VALUE!"},0.7127093372490777,0.6655050705360576,null,0.1716349180255756,0.08064538055291112,0.8146200327725304,0.8146200327725304,null,0]
["3702001610",{"$f":"'DBH-Upgrade'!$K$8-$CL2535","v":80},10,3,70,200,16,16.5,0,26,30,46.5,{"v":3073.6000000000004,"d":"3074"},{"$f":"IF($B2535>$F2535,0,IF($C2535>$G2535,0,ROUND((((($F2535-$B2535)/100)*IF('DBH-Upgrade'!$K$6='DBH-Upgrade'!$K$8,$BZ2549,($BE2535/(($F2535-18)/100))))+((($B2535-18)/100)*$CA2549))*$CE2549,0)))","v":{"$error":"#VALUE!"}},{"$f":"IF($B2535>$F2535,0,IF($C2535>$G2535,0,ROUND((((($F2535-$B2535)/100)*IF('DBH-Upgrade'!$K$6='DBH-Upgrade'!$K$8,$BZ2549,($BE2535/(($F2535-18)/100))))+((($B2535-18)/100)*$CA2549))*$CD2549,0)))","v":{"$error":"#VALUE!"}},{"$f":"IF($B2535>$F2535,0,IF($C2535>$G2535,0,ROUND(((($F2535-$B2535)/100)*IF('DBH-Upgrade'!$K$6='DBH-Upgrade'!$K$8,$BZ2549,($BE2535/(($F2535-18)/100))))+((($B2535-18)/100)*$CA2549),0)))","v":{"$error":"#VALUE!"}},{"v":1.5,"d":"1.500"},1.1,1.1,1.1,248,{"$f":"IF($B2535>$F2535,0,IF($C2535>$G2535,0,ROUND(((($F2535-$B2535)/100)*(IF('DBH-Upgrade'!$K$6='DBH-Upgrade'!$K$8,$BZ2549,($BE2535/(($F2535-18)/100))))*$CH2549)+((($B2535-18)/100)*$CA2549*$CE2549*$CG2549),0)))","v":{"$error":"#VALUE!"}},{"$f":"IF($B2535>$F2535,0,IF($C2535>$G2535,0,ROUND(((($F2535-$B2535)/100)*(IF('DBH-Upgrade'!$K$6='DBH-Upgrade'!$K$8,$BZ2549,($BE2535/(($F2535-18)/100))))*$CH2549)+((($B2535-18)/100)*$CA2549*$CD2549*$CG2549),0)))","v":{"$error":"#VALUE!"}},{"$f":"IF($B2535>$F2535,0,IF($C2535>$G2535,0,ROUND(((($F2535-$B2535)/100)*(IF('DBH-Upgrade'!$K$6='DBH-Upgrade'!$K$8,$BZ2549,($BE2535/(($F2535-18)/100))))*$CH2549)+((($B2535-18)/100)*$CA2549*$CG2549),0)))","v":{"$error":"#VALUE!"}},13,{"$error":"#VALUE!"},{"$error":"#VALUE!"},{"$error":"#VALUE!"},{"v":3.5685520042405897E-3,"d":"0.00"},{"$error":"#VALUE!"},{"$error":"#VALUE!"},{"$error":"#VALUE!"},0.0002083,1.724,4,1.392796E-3,{"$f":"IF($B2535>$F2535,0,IF($C2535>$G2535,0,ROUND((((($F2535-$B2535)/100)*IF('DBH-Upgrade'!$K$6='DBH-Upgrade'!$K$8,$CC2549,($BF2535/(($F2535-18)/100))))+((($B2535-18)/100)*$CB2549))*IF($E2535>50,IF($G2535=11,(1-(($E2535-50)*0.005)),IF($G2535=16,(1-(($E2535-50)*0.005)),IF($G2535=21,(1-(($E2535-50)*0.005)),1))),1)*$CE2549,0)))","v":{"$error":"#VALUE!"}},{"$f":"IF($B2535>$F2535,0,IF($C2535>$G2535,0,ROUND((((($F2535-$B2535)/100)*IF('DBH-Upgrade'!$K$6='DBH-Upgrade'!$K$8,$CC2549,($BF2535/(($F2535-18)/100))))+((($B2535-18)/100)*$CB2549))*IF($E2535>50,IF($G2535=11,(1-(($E2535-50)*0.005)),IF($G2535=16,(1-(($E2535-50)*0.005)),IF($G2535=21,(1-(($E2535-50)*0.005)),1))),1)*$CD2549,0)))","v":{"$error":"#VALUE!"}},{"$f":"IF($B2535>$F2535,0,IF($C2535>$G2535,0,ROUND((((($F2535-$B2535)/100)*IF('DBH-Upgrade'!$K$6='DBH-Upgrade'!$K$8,$CC2549,($BF2535/(($F2535-18)/100))))+((($B2535-18)/100)*$CB2549))*IF($E2535>50,IF($G2535=11,(1-(($E2535-50)*0.005)),IF($G2535=16,(1-(($E2535-50)*0.005)),IF($G2535=21,(1-(($E2535-50)*0.005)),1))),1),0)))","v":{"$error":"#VALUE!"}},0.95,0.95,0.95,{"$f":"AK2535*POWER(CF_cool,AN2535)","v":{"$error":"#VALUE!"}},{"$f":"AL2535*POWER(CF_cool,AO2535)","v":{"$error":"#VALUE!"}},{"$f":"AM2535*POWER(CF_cool,AP2535)","v":{"$error":"#VALUE!"}},{"$error":"#VALUE!"},{"$error":"#VALUE!"},{"$error":"#VALUE!"},{"$error":"#VALUE!"},{"$error":"#VALUE!"},{"$error":"#VALUE!"},{"v":4,"d":"4.0"},6,6.7,9,null,4520,null,{"v":0.68,"d":"68%"},null,null,0,11.8,13.7,21.85,null,1,1,1,{"$error":"#VALUE!"},{"$error":"#VALUE!"},{"$error":"#VALUE!"},null,{"$error":"#VALUE!"},{"$error":"#VALUE!"},{"$error":"#VALUE!"},{"$error":"#VALUE!"},2263,3445,577,50,0.7840224333226739,0.7222362755803995,null,0.15781864009190116,0.08064538055291112,0.7952052041594007,0.7952052041594007,null,0]
["3702401610",{"$f":"'DBH-Upgrade'!$K$8-$CL2547","v":80},10,3,70,240,16,{"$f":"IF(G2547=10,11.5,IF(G2547=11,11.5,IF(G2547=15,16.5,IF(G2547=16,16.5,IF(G2547=20,21.5,IF(G2547=21,21.5,))))))","v":16.5},0,26,30,47.2,{"v":3688.32,"d":"3688"},{"$f":"IF($B2547>$F2547,0,IF($C2547>$G2547,0,ROUND((((($F2547-$B2547)/100)*IF('DBH-Upgrade'!$K$6='DBH-Upgrade'!$K$8,$BZ2561,($BE2547/(($F2547-18)/100))))+((($B2547-18)/100)*$CA2561))*$CE2561,0)))","v":{"$error":"#VALUE!"}},{"$f":"IF($B2547>$F2547,0,IF($C2547>$G2547,0,ROUND((((($F2547-$B2547)/100)*IF('DBH-Upgrade'!$K$6='DBH-Upgrade'!$K$8,$BZ2561,($BE2547/(($F2547-18)/100))))+((($B2547-18)/100)*$CA2561))*$CD2561,0)))","v":{"$error":"#VALUE!"}},{"$f":"IF($B2547>$F2547,0,IF($C2547>$G2547,0,ROUND(((($F2547-$B2547)/100)*IF('DBH-Upgrade'!$K$6='DBH-Upgrade'!$K$8,$BZ2561,($BE2547/(($F2547-18)/100))))+((($B2547-18)/100)*$CA2561),0)))","v":{"$error":"#VALUE!"}},{"v":1.5,"d":"1.500"},1.1,1.1,1.1,297,{"$f":"IF($B2547>$F2547,0,IF($C2547>$G2547,0,ROUND(((($F2547-$B2547)/100)*(IF('DBH-Upgrade'!$K$6='DBH-Upgrade'!$K$8,$BZ2561,($BE2547/(($F2547-18)/100))))*$CH2561)+((($B2547-18)/100)*$CA2561*$CE2561*$CG2561),0)))","v":{"$error":"#VALUE!"}},{"$f":"IF($B2547>$F2547,0,IF($C2547>$G2547,0,ROUND(((($F2547-$B2547)/100)*(IF('DBH-Upgrade'!$K$6='DBH-Upgrade'!$K$8,$BZ2561,($BE2547/(($F2547-18)/100))))*$CH2561)+((($B2547-18)/100)*$CA2561*$CD2561*$CG2561),0)))","v":{"$error":"#VALUE!"}},{"$f":"IF($B2547>$F2547,0,IF($C2547>$G2547,0,ROUND(((($F2547-$B2547)/100)*(IF('DBH-Upgrade'!$K$6='DBH-Upgrade'!$K$8,$BZ2561,($BE2547/(($F2547-18)/100))))*$CH2561)+((($B2547-18)/100)*$CA2561*$CG2561),0)))","v":{"$error":"#VALUE!"}},15,{"$error":"#VALUE!"},{"$error":"#VALUE!"},{"$error":"#VALUE!"},{"v":0.005034004277835223,"d":"0.01"},{"$error":"#VALUE!"},{"$error":"#VALUE!"},{"$error":"#VALUE!"},0.0002083,1.724,4,1.392796E-3,{"$f":"IF($B2547>$F2547,0,IF($C2547>$G2547,0,ROUND((((($F2547-$B2547)/100)*IF('DBH-Upgrade'!$K$6='DBH-Upgrade'!$K$8,$CC2561,($BF2547/(($F2547-18)/100))))+((($B2547-18)/100)*$CB2561))*IF($E2547>50,IF($G2547=11,(1-(($E2547-50)*0.005)),IF($G2547=16,(1-(($E2547-50)*0.005)),IF($G2547=21,(1-(($E2547-50)*0.005)),1))),1)*$CE2561,0)))","v":{"$error":"#VALUE!"}},{"$f":"IF($B2547>$F2547,0,IF($C2547>$G2547,0,ROUND((((($F2547-$B2547)/100)*IF('DBH-Upgrade'!$K$6='DBH-Upgrade'!$K$8,$CC2561,($BF2547/(($F2547-18)/100))))+((($B2547-18)/100)*$CB2561))*IF($E2547>50,IF($G2547=11,(1-(($E2547-50)*0.005)),IF($G2547=16,(1-(($E2547-50)*0.005)),IF($G2547=21,(1-(($E2547-50)*0.005)),1))),1)*$CD2561,0)))","v":{"$error":"#VALUE!"}},{"$f":"IF($B2547>$F2547,0,IF($C2547>$G2547,0,ROUND((((($F2547-$B2547)/100)*IF('DBH-Upgrade'!$K$6='DBH-Upgrade'!$K$8,$CC2561,($BF2547/(($F2547-18)/100))))+((($B2547-18)/100)*$CB2561))*IF($E2547>50,IF($G2547=11,(1-(($E2547-50)*0.005)),IF($G2547=16,(1-(($E2547-50)*0.005)),IF($G2547=21,(1-(($E2547-50)*0.005)),1))),1),0)))","v":{"$error":"#VALUE!"}},0.95,0.95,0.95,{"$f":"AK2547*POWER(CF_cool,AN2547)","v":{"$error":"#VALUE!"}},{"$f":"AL2547*POWER(CF_cool,AO2547)","v":{"$error":"#VALUE!"}},{"$f":"AM2547*POWER(CF_cool,AP2547)","v":{"$error":"#VALUE!"}},{"$error":"#VALUE!"},{"$error":"#VALUE!"},{"$error":"#VALUE!"},{"$error":"#VALUE!"},{"$error":"#VALUE!"},{"$error":"#VALUE!"},4.8,6,6.7,9,null,5424,null,{"v":0.68,"d":"68%"},null,null,0,11.8,13.7,21.85,null,1,1,1,{"$error":"#VALUE!"},{"$error":"#VALUE!"},{"$error":"#VALUE!"},null,{"$error":"#VALUE!"},{"$error":"#VALUE!"},{"$error":"#VALUE!"},{"$error":"#VALUE!"},2263,3445,577,50,0.7688559120374613,0.7053868583882835,null,0.15781864009190116,0.08064538055291112,0.7952052041594007,0.7952052041594007,null,0]
["3702402010",{"$f":"'DBH-Upgrade'!$K$8-$CL2548","v":80},10,3,70,240,20,21.5,0,26,30,47.2,{"v":5285.6,"d":"5286"},{"$f":"IF($B2548>$F2548,0,IF($C2548>$G2548,0,ROUND((((($F2548-$B2548)/100)*IF('DBH-Upgrade'!$K$6='DBH-Upgrade'!$K$8,$BZ2562,($BE2548/(($F2548-18)/100))))+((($B2548-18)/100)*$CA2562))*$CE2562,0)))","v":{"$error":"#VALUE!"}},{"$f":"IF($B2548>$F2548,0,IF($C2548>$G2548,0,ROUND((((($F2548-$B2548)/100)*IF('DBH-Upgrade'!$K$6='DBH-Upgrade'!$K$8,$BZ2562,($BE2548/(($F2548-18)/100))))+((($B2548-18)/100)*$CA2562))*$CD2562,0)))","v":{"$error":"#VALUE!"}},{"$f":"IF($B2548>$F2548,0,IF($C2548>$G2548,0,ROUND(((($F2548-$B2548)/100)*IF('DBH-Upgrade'!$K$6='DBH-Upgrade'!$K$8,$BZ2562,($BE2548/(($F2548-18)/100))))+((($B2548-18)/100)*$CA2562),0)))","v":{"$error":"#VALUE!"}},{"v":1.5,"d":"1.500"},1.08,1.08,1.08,426,{"$f":"IF($B2548>$F2548,0,IF($C2548>$G2548,0,ROUND(((($F2548-$B2548)/100)*(IF('DBH-Upgrade'!$K$6='DBH-Upgrade'!$K$8,$BZ2562,($BE2548/(($F2548-18)/100))))*$CH2562)+((($B2548-18)/100)*$CA2562*$CE2562*$CG2562),0)))","v":{"$error":"#VALUE!"}},{"$f":"IF($B2548>$F2548,0,IF($C2548>$G2548,0,ROUND(((($F2548-$B2548)/100)*(IF('DBH-Upgrade'!$K$6='DBH-Upgrade'!$K$8,$BZ2562,($BE2548/(($F2548-18)/100))))*$CH2562)+((($B2548-18)/100)*$CA2562*$CD2562*$CG2562),0)))","v":{"$error":"#VALUE!"}},{"$f":"IF($B2548>$F2548,0,IF($C2548>$G2548,0,ROUND(((($F2548-$B2548)/100)*(IF('DBH-Upgrade'!$K$6='DBH-Upgrade'!$K$8,$BZ2562,($BE2548/(($F2548-18)/100))))*$CH2562)+((($B2548-18)/100)*$CA2562*$CG2562),0)))","v":{"$error":"#VALUE!"}},22,{"$error":"#VALUE!"},{"$error":"#VALUE!"},{"$error":"#VALUE!"},{"v":2.9423562574119925E-3,"d":"0.00"},{"$error":"#VALUE!"},{"$error":"#VALUE!"},{"$error":"#VALUE!"},0.0001276,1.7219,2,3.76611E-4,{"$f":"IF($B2548>$F2548,0,IF($C2548>$G2548,0,ROUND((((($F2548-$B2548)/100)*IF('DBH-Upgrade'!$K$6='DBH-Upgrade'!$K$8,$CC2562,($BF2548/(($F2548-18)/100))))+((($B2548-18)/100)*$CB2562))*IF($E2548>50,IF($G2548=11,(1-(($E2548-50)*0.005)),IF($G2548=16,(1-(($E2548-50)*0.005)),IF($G2548=21,(1-(($E2548-50)*0.005)),1))),1)*$CE2562,0)))","v":{"$error":"#VALUE!"}},{"$f":"IF($B2548>$F2548,0,IF($C2548>$G2548,0,ROUND((((($F2548-$B2548)/100)*IF('DBH-Upgrade'!$K$6='DBH-Upgrade'!$K$8,$CC2562,($BF2548/(($F2548-18)/100))))+((($B2548-18)/100)*$CB2562))*IF($E2548>50,IF($G2548=11,(1-(($E2548-50)*0.005)),IF($G2548=16,(1-(($E2548-50)*0.005)),IF($G2548=21,(1-(($E2548-50)*0.005)),1))),1)*$CD2562,0)))","v":{"$error":"#VALUE!"}},{"$f":"IF($B2548>$F2548,0,IF($C2548>$G2548,0,ROUND((((($F2548-$B2548)/100)*IF('DBH-Upgrade'!$K$6='DBH-Upgrade'!$K$8,$CC2562,($BF2548/(($F2548-18)/100))))+((($B2548-18)/100)*$CB2562))*IF($E2548>50,IF($G2548=11,(1-(($E2548-50)*0.005)),IF($G2548=16,(1-(($E2548-50)*0.005)),IF($G2548=21,(1-(($E2548-50)*0.005)),1))),1),0)))","v":{"$error":"#VALUE!"}},0.95,0.95,0.95,{"$f":"AK2548*POWER(CF_cool,AN2548)","v":{"$error":"#VALUE!"}},{"$f":"AL2548*POWER(CF_cool,AO2548)","v":{"$error":"#VALUE!"}},{"$f":"AM2548*POWER(CF_cool,AP2548)","v":{"$error":"#VALUE!"}},{"$error":"#VALUE!"},{"$error":"#VALUE!"},{"$error":"#VALUE!"},{"$error":"#VALUE!"},{"$error":"#VALUE!"},{"$error":"#VALUE!"},3.2,6,6.7,9,null,6607,null,{"v":0.8,"d":"80%"},null,null,0,11.8,13.7,21.85,null,1,1,1,{"$error":"#VALUE!"},{"$error":"#VALUE!"},{"$error":"#VALUE!"},null,{"$error":"#VALUE!"},{"$error":"#VALUE!"},{"$error":"#VALUE!"},{"$error":"#VALUE!"},{"$error":"#VALUE!"},3301,508,{"$error":"#VALUE!"},0.6929174768045717,0.6576204296006558,null,0.16320641939358696,0.08064538055291112,0.783779121140337,0.783779121140337,null,0]
[{"$f":"CONCATENATE(D2555,E2555,F2555,G2555,C2555)","v":"3702602110"},{"$f":"'DBH-Upgrade'!$K$8-$CL2555","v":60},10,3,70,260,21,21.5,0,26,30,47.8,6608,{"$f":"IF($B2555>$F2555,0,IF($C2555>$G2555,0,ROUND((((($F2555-$B2555)/100)*IF('DBH-Upgrade'!$K$6='DBH-Upgrade'!$K$8,$BZ2569,($BE2555/(($F2555-18)/100))))+((($B2555-18)/100)*$CA2569))*$CE2569,0)))","v":{"$error":"#VALUE!"}},{"$f":"IF($B2555>$F2555,0,IF($C2555>$G2555,0,ROUND((((($F2555-$B2555)/100)*IF('DBH-Upgrade'!$K$6='DBH-Upgrade'!$K$8,$BZ2569,($BE2555/(($F2555-18)/100))))+((($B2555-18)/100)*$CA2569))*$CD2569,0)))","v":{"$error":"#VALUE!"}},{"$f":"IF($B2555>$F2555,0,IF($C2555>$G2555,0,ROUND(((($F2555-$B2555)/100)*IF('DBH-Upgrade'!$K$6='DBH-Upgrade'!$K$8,$BZ2569,($BE2555/(($F2555-18)/100))))+((($B2555-18)/100)*$CA2569),0)))","v":{"$error":"#VALUE!"}},{"v":1.5,"d":"1.500"},1.05,1.05,1.05,533,{"$f":"IF($B2555>$F2555,0,IF($C2555>$G2555,0,ROUND(((($F2555-$B2555)/100)*(IF('DBH-Upgrade'!$K$6='DBH-Upgrade'!$K$8,$BZ2569,($BE2555/(($F2555-18)/100))))*$CH2569)+((($B2555-18)/100)*$CA2569*$CE2569*$CG2569),0)))","v":{"$error":"#VALUE!"}},{"$f":"IF($B2555>$F2555,0,IF($C2555>$G2555,0,ROUND(((($F2555-$B2555)/100)*(IF('DBH-Upgrade'!$K$6='DBH-Upgrade'!$K$8,$BZ2569,($BE2555/(($F2555-18)/100))))*$CH2569)+((($B2555-18)/100)*$CA2569*$CD2569*$CG2569),0)))","v":{"$error":"#VALUE!"}},{"$f":"IF($B2555>$F2555,0,IF($C2555>$G2555,0,ROUND(((($F2555-$B2555)/100)*(IF('DBH-Upgrade'!$K$6='DBH-Upgrade'!$K$8,$BZ2569,($BE2555/(($F2555-18)/100))))*$CH2569)+((($B2555-18)/100)*$CA2569*$CG2569),0)))","v":{"$error":"#VALUE!"}},28,{"$error":"#VALUE!"},{"$error":"#VALUE!"},{"$error":"#VALUE!"},{"v":0.007763355427510749,"d":"0.01"},{"$error":"#VALUE!"},{"$error":"#VALUE!"},{"$error":"#VALUE!"},0.0001276,1.7219,4,0.000514201,{"$f":"IF($B2555>$F2555,0,IF($C2555>$G2555,0,ROUND((((($F2555-$B2555)/100)*IF('DBH-Upgrade'!$K$6='DBH-Upgrade'!$K$8,$CC2569,($BF2555/(($F2555-18)/100))))+((($B2555-18)/100)*$CB2569))*IF($E2555>50,IF($G2555=11,(1-(($E2555-50)*0.005)),IF($G2555=16,(1-(($E2555-50)*0.005)),IF($G2555=21,(1-(($E2555-50)*0.005)),1))),1)*$CE2569,0)))","v":{"$error":"#VALUE!"}},{"$f":"IF($B2555>$F2555,0,IF($C2555>$G2555,0,ROUND((((($F2555-$B2555)/100)*IF('DBH-Upgrade'!$K$6='DBH-Upgrade'!$K$8,$CC2569,($BF2555/(($F2555-18)/100))))+((($B2555-18)/100)*$CB2569))*IF($E2555>50,IF($G2555=11,(1-(($E2555-50)*0.005)),IF($G2555=16,(1-(($E2555-50)*0.005)),IF($G2555=21,(1-(($E2555-50)*0.005)),1))),1)*$CD2569,0)))","v":{"$error":"#VALUE!"}},{"$f":"IF($B2555>$F2555,0,IF($C2555>$G2555,0,ROUND((((($F2555-$B2555)/100)*IF('DBH-Upgrade'!$K$6='DBH-Upgrade'!$K$8,$CC2569,($BF2555/(($F2555-18)/100))))+((($B2555-18)/100)*$CB2569))*IF($E2555>50,IF($G2555=11,(1-(($E2555-50)*0.005)),IF($G2555=16,(1-(($E2555-50)*0.005)),IF($G2555=21,(1-(($E2555-50)*0.005)),1))),1),0)))","v":{"$error":"#VALUE!"}},0.85,0.85,0.85,{"$f":"AK2555*POWER(CF_cool,AN2555)","v":{"$error":"#VALUE!"}},{"$f":"AL2555*POWER(CF_cool,AO2555)","v":{"$error":"#VALUE!"}},{"$f":"AM2555*POWER(CF_cool,AP2555)","v":{"$error":"#VALUE!"}},{"$error":"#VALUE!"},{"$error":"#VALUE!"},{"$error":"#VALUE!"},{"$error":"#VALUE!"},{"$error":"#VALUE!"},{"$error":"#VALUE!"},6.9,6,6.7,9,null,8260,null,{"v":0.8,"d":"80%"},null,null,0,11.8,13.7,21.85,null,1,1,1,{"$error":"#VALUE!"},{"$error":"#VALUE!"},{"$error":"#VALUE!"},null,{"$error":"#VALUE!"},{"$error":"#VALUE!"},{"$error":"#VALUE!"},{"$error":"#VALUE!"},{"$error":"#VALUE!"},4479,834,{"$error":"#VALUE!"},0.6852107186854955,0.6578068517992561,null,0.15781864009190116,0.08064538055291112,0.7952052041594007,0.7952052041594007,null,{"$f":"IF($G2555=10,IF($F2555=280,20,IF($F2555=300,40,0)),IF($G2555=11,IF($F2555=280,20,IF($F2555=300,40,0)),IF($G2555=15,IF($F2555=70,10,IF($F2555=110,10,IF($F2555=180,20,IF($F2555=260,20,IF($F2555=300,20,0))))),IF($G2555=16,IF($F2555=70,10,IF($F2555=110,10,IF($F2555=180,20,IF($F2555=260,20,IF($F2555=300,20,0))))),IF($G2555=20,IF($F2555=70,10,IF($F2555=110,10,IF($F2555=180,20,IF($F2555=260,20,IF($F2555=300,20,0))))),IF($G2555=21,IF($F2555=70,10,IF($F2555=110,10,IF($F2555=180,20,IF($F2555=260,20,IF($F2555=300,20,0))))),\"Error\"))))))","v":20}]
["3703002110",{"$f":"'DBH-Upgrade'!$K$8-$CL2567","v":60},10,3,70,300,21,21.5,0,26,30,47.8,{"v":7624.8,"d":"7625"},{"$f":"IF($B2567>$F2567,0,IF($C2567>$G2567,0,ROUND((((($F2567-$B2567)/100)*IF('DBH-Upgrade'!$K$6='DBH-Upgrade'!$K$8,$BZ2581,($BE2567/(($F2567-18)/100))))+((($B2567-18)/100)*$CA2581))*$CE2581,0)))","v":{"$error":"#VALUE!"}},{"$f":"IF($B2567>$F2567,0,IF($C2567>$G2567,0,ROUND((((($F2567-$B2567)/100)*IF('DBH-Upgrade'!$K$6='DBH-Upgrade'!$K$8,$BZ2581,($BE2567/(($F2567-18)/100))))+((($B2567-18)/100)*$CA2581))*$CD2581,0)))","v":{"$error":"#VALUE!"}},{"$f":"IF($B2567>$F2567,0,IF($C2567>$G2567,0,ROUND(((($F2567-$B2567)/100)*IF('DBH-Upgrade'!$K$6='DBH-Upgrade'!$K$8,$BZ2581,($BE2567/(($F2567-18)/100))))+((($B2567-18)/100)*$CA2581),0)))","v":{"$error":"#VALUE!"}},{"v":1.5,"d":"1.500"},1.05,1.05,1.05,615,{"$f":"IF($B2567>$F2567,0,IF($C2567>$G2567,0,ROUND(((($F2567-$B2567)/100)*(IF('DBH-Upgrade'!$K$6='DBH-Upgrade'!$K$8,$BZ2581,($BE2567/(($F2567-18)/100))))*$CH2581)+((($B2567-18)/100)*$CA2581*$CE2581*$CG2581),0)))","v":{"$error":"#VALUE!"}},{"$f":"IF($B2567>$F2567,0,IF($C2567>$G2567,0,ROUND(((($F2567-$B2567)/100)*(IF('DBH-Upgrade'!$K$6='DBH-Upgrade'!$K$8,$BZ2581,($BE2567/(($F2567-18)/100))))*$CH2581)+((($B2567-18)/100)*$CA2581*$CD2581*$CG2581),0)))","v":{"$error":"#VALUE!"}},{"$f":"IF($B2567>$F2567,0,IF($C2567>$G2567,0,ROUND(((($F2567-$B2567)/100)*(IF('DBH-Upgrade'!$K$6='DBH-Upgrade'!$K$8,$BZ2581,($BE2567/(($F2567-18)/100))))*$CH2581)+((($B2567-18)/100)*$CA2581*$CG2581),0)))","v":{"$error":"#VALUE!"}},32,{"$error":"#VALUE!"},{"$error":"#VALUE!"},{"$error":"#VALUE!"},{"v":0.010739833554068448,"d":"0.01"},{"$error":"#VALUE!"},{"$error":"#VALUE!"},{"$error":"#VALUE!"},0.0001276,1.7219,4,0.000514201,{"$f":"IF($B2567>$F2567,0,IF($C2567>$G2567,0,ROUND((((($F2567-$B2567)/100)*IF('DBH-Upgrade'!$K$6='DBH-Upgrade'!$K$8,$CC2581,($BF2567/(($F2567-18)/100))))+((($B2567-18)/100)*$CB2581))*IF($E2567>50,IF($G2567=11,(1-(($E2567-50)*0.005)),IF($G2567=16,(1-(($E2567-50)*0.005)),IF($G2567=21,(1-(($E2567-50)*0.005)),1))),1)*$CE2581,0)))","v":{"$error":"#VALUE!"}},{"$f":"IF($B2567>$F2567,0,IF($C2567>$G2567,0,ROUND((((($F2567-$B2567)/100)*IF('DBH-Upgrade'!$K$6='DBH-Upgrade'!$K$8,$CC2581,($BF2567/(($F2567-18)/100))))+((($B2567-18)/100)*$CB2581))*IF($E2567>50,IF($G2567=11,(1-(($E2567-50)*0.005)),IF($G2567=16,(1-(($E2567-50)*0.005)),IF($G2567=21,(1-(($E2567-50)*0.005)),1))),1)*$CD2581,0)))","v":{"$error":"#VALUE!"}},{"$f":"IF($B2567>$F2567,0,IF($C2567>$G2567,0,ROUND((((($F2567-$B2567)/100)*IF('DBH-Upgrade'!$K$6='DBH-Upgrade'!$K$8,$CC2581,($BF2567/(($F2567-18)/100))))+((($B2567-18)/100)*$CB2581))*IF($E2567>50,IF($G2567=11,(1-(($E2567-50)*0.005)),IF($G2567=16,(1-(($E2567-50)*0.005)),IF($G2567=21,(1-(($E2567-50)*0.005)),1))),1),0)))","v":{"$error":"#VALUE!"}},0.85,0.85,0.85,{"$f":"AK2567*POWER(CF_cool,AN2567)","v":{"$error":"#VALUE!"}},{"$f":"AL2567*POWER(CF_cool,AO2567)","v":{"$error":"#VALUE!"}},{"$f":"AM2567*POWER(CF_cool,AP2567)","v":{"$error":"#VALUE!"}},{"$error":"#VALUE!"},{"$error":"#VALUE!"},{"$error":"#VALUE!"},{"$error":"#VALUE!"},{"$error":"#VALUE!"},{"$error":"#VALUE!"},{"v":8,"d":"8.0"},6,6.7,9,null,9531,null,{"v":0.8,"d":"80%"},null,null,0,11.8,13.7,21.85,null,1,1,1,{"$error":"#VALUE!"},{"$error":"#VALUE!"},{"$error":"#VALUE!"},null,{"$error":"#VALUE!"},{"$error":"#VALUE!"},{"$error":"#VALUE!"},{"$error":"#VALUE!"},{"$error":"#VALUE!"},4479,834,{"$error":"#VALUE!"},0.681904493845304,0.6579686139337618,null,0.15781864009190116,0.08064538055291112,0.7952052041594007,0.7952052041594007,null,20]
["390501010",{"$f":"'DBH-Upgrade'!$K$8-$CL2568","v":80},10,3,90,50,10,11.5,0,26,30,38.8,{"v":616.5,"d":"617"},{"$f":"IF($B2568>$F2568,0,IF($C2568>$G2568,0,ROUND((((($F2568-$B2568)/100)*IF('DBH-Upgrade'!$K$6='DBH-Upgrade'!$K$8,$BZ2582,($BE2568/(($F2568-18)/100))))+((($B2568-18)/100)*$CA2582))*$CE2582,0)))","v":0},{"$f":"IF($B2568>$F2568,0,IF($C2568>$G2568,0,ROUND((((($F2568-$B2568)/100)*IF('DBH-Upgrade'!$K$6='DBH-Upgrade'!$K$8,$BZ2582,($BE2568/(($F2568-18)/100))))+((($B2568-18)/100)*$CA2582))*$CD2582,0)))","v":0},{"$f":"IF($B2568>$F2568,0,IF($C2568>$G2568,0,ROUND(((($F2568-$B2568)/100)*IF('DBH-Upgrade'!$K$6='DBH-Upgrade'!$K$8,$BZ2582,($BE2568/(($F2568-18)/100))))+((($B2568-18)/100)*$CA2582),0)))","v":0},{"v":1.5,"d":"1.500"},1.08,1.08,1.08,50,{"$f":"IF($B2568>$F2568,0,IF($C2568>$G2568,0,ROUND(((($F2568-$B2568)/100)*(IF('DBH-Upgrade'!$K$6='DBH-Upgrade'!$K$8,$BZ2582,($BE2568/(($F2568-18)/100))))*$CH2582)+((($B2568-18)/100)*$CA2582*$CE2582*$CG2582),0)))","v":0},{"$f":"IF($B2568>$F2568,0,IF($C2568>$G2568,0,ROUND(((($F2568-$B2568)/100)*(IF('DBH-Upgrade'!$K$6='DBH-Upgrade'!$K$8,$BZ2582,($BE2568/(($F2568-18)/100))))*$CH2582)+((($B2568-18)/100)*$CA2582*$CD2582*$CG2582),0)))","v":0},{"$f":"IF($B2568>$F2568,0,IF($C2568>$G2568,0,ROUND(((($F2568-$B2568)/100)*(IF('DBH-Upgrade'!$K$6='DBH-Upgrade'!$K$8,$BZ2582,($BE2568/(($F2568-18)/100))))*$CH2582)+((($B2568-18)/100)*$CA2582*$CG2582),0)))","v":0},3,0,0,0,{"v":5.10209495135716e-05,"d":"0.00"},{"v":0,"d":"0.00"},{"v":0,"d":"0.00"},{"v":0,"d":"0.00"},3.969E-4,1.7346,2,0.000367347,{"$f":"IF($B2568>$F2568,0,IF($C2568>$G2568,0,ROUND((((($F2568-$B2568)/100)*IF('DBH-Upgrade'!$K$6='DBH-Upgrade'!$K$8,$CC2582,($BF2568/(($F2568-18)/100))))+((($B2568-18)/100)*$CB2582))*IF($E2568>50,IF($G2568=11,(1-(($E2568-50)*0.005)),IF($G2568=16,(1-(($E2568-50)*0.005)),IF($G2568=21,(1-(($E2568-50)*0.005)),1))),1)*$CE2582,0)))","v":0},{"$f":"IF($B2568>$F2568,0,IF($C2568>$G2568,0,ROUND((((($F2568-$B2568)/100)*IF('DBH-Upgrade'!$K$6='DBH-Upgrade'!$K$8,$CC2582,($BF2568/(($F2568-18)/100))))+((($B2568-18)/100)*$CB2582))*IF($E2568>50,IF($G2568=11,(1-(($E2568-50)*0.005)),IF($G2568=16,(1-(($E2568-50)*0.005)),IF($G2568=21,(1-(($E2568-50)*0.005)),1))),1)*$CD2582,0)))","v":0},{"$f":"IF($B2568>$F2568,0,IF($C2568>$G2568,0,ROUND((((($F2568-$B2568)/100)*IF('DBH-Upgrade'!$K$6='DBH-Upgrade'!$K$8,$CC2582,($BF2568/(($F2568-18)/100))))+((($B2568-18)/100)*$CB2582))*IF($E2568>50,IF($G2568=11,(1-(($E2568-50)*0.005)),IF($G2568=16,(1-(($E2568-50)*0.005)),IF($G2568=21,(1-(($E2568-50)*0.005)),1))),1),0)))","v":0},0.98,0.98,0.98,{"$f":"AK2568*POWER(CF_cool,AN2568)","v":0},{"$f":"AL2568*POWER(CF_cool,AO2568)","v":0},{"$f":"AM2568*POWER(CF_cool,AP2568)","v":0},0,0,0,{"v":0,"d":"0.00"},{"v":0,"d":"0.00"},{"v":0,"d":"0.00"},0.3,"DBH-unit is te lang!","DBH-unit is te lang!","DBH-unit is te lang!",null,685,null,{"v":0.9,"d":"90%"},null,null,0,"DBH-unit is te lang!","DBH-unit is te lang!","DBH-unit is te lang!",null,1,1,1,0,0,0,null,0,0,0,1,{"$error":"#VALUE!"},{"$f":"ROUND(IF($C2554=10,IF($G2554=10,2539,IF($G2554=11,3445,IF($G2554=15,2539*1.3,IF($G2554=16,3445*1.3,IF($G2554=20,(2539*1.45),IF($G2554=21,(3445*1.55))))))),IF($C2554=15,IF($G2554=10,0,IF($G2554=11,0,IF($G2554=15,3238,IF($G2554=16,4735,IF($G2554=20,4062,IF($G2554=21,6098)))))))),0)","v":3682},{"$f":"ROUND(IF($C2554=10,IF($G2554=10,352,IF($G2554=11,577,IF($G2554=15,442*1.15,IF($G2554=16,725*1.15,IF($G2554=20,(352*1.3),IF($G2554=21,(577*1.3))))))),IF($C2554=15,IF($G2554=10,0,IF($G2554=11,0,IF($G2554=15,442,IF($G2554=16,725,IF($G2554=20,502,IF($G2554=21,791)))))))),0)","v":458},{"$error":"#VALUE!"},0.75,0.68,null,{"$f":"POWER((($S$1-$S$2)/LN(($S$1-$S$3)/($S$2-$S$3)))/((75-65)/LN((75-20)/(65-20))),R2554)","v":0.16320641939358696},{"$f":"POWER((($S$1-$S$2)/LN(($S$1-$S$3)/($S$2-$S$3)))/((75-65)/LN((75-20)/(65-20))),Q2554)","v":0.08064538055291112},{"$f":"POWER((($AT$1-$AT$2)/LN(($AT$1-$AT$3)/($AT$2-$AT$3)))/((16-18)/LN((16-27)/(18-27))),AP2554)","v":0.7952052041594007},{"$f":"POWER((($AT$1-$AT$2)/LN(($AT$1-$AT$3)/($AT$2-$AT$3)))/((16-18)/LN((16-27)/(18-27))),AP2554)","v":0.7952052041594007},null,0]
["390701110",{"$f":"'DBH-Upgrade'!$K$8-$CL2577","v":80},10,3,90,70,11,11.5,0,26,30,41,{"v":837.08,"d":"837"},{"$f":"IF($B2577>$F2577,0,IF($C2577>$G2577,0,ROUND((((($F2577-$B2577)/100)*IF('DBH-Upgrade'!$K$6='DBH-Upgrade'!$K$8,$BZ2591,($BE2577/(($F2577-18)/100))))+((($B2577-18)/100)*$CA2591))*$CE2591,0)))","v":0},{"$f":"IF($B2577>$F2577,0,IF($C2577>$G2577,0,ROUND((((($F2577-$B2577)/100)*IF('DBH-Upgrade'!$K$6='DBH-Upgrade'!$K$8,$BZ2591,($BE2577/(($F2577-18)/100))))+((($B2577-18)/100)*$CA2591))*$CD2591,0)))","v":0},{"$f":"IF($B2577>$F2577,0,IF($C2577>$G2577,0,ROUND(((($F2577-$B2577)/100)*IF('DBH-Upgrade'!$K$6='DBH-Upgrade'!$K$8,$BZ2591,($BE2577/(($F2577-18)/100))))+((($B2577-18)/100)*$CA2591),0)))","v":0},{"v":1.5,"d":"1.500"},1.1,1.1,1.1,68,{"$f":"IF($B2577>$F2577,0,IF($C2577>$G2577,0,ROUND(((($F2577-$B2577)/100)*(IF('DBH-Upgrade'!$K$6='DBH-Upgrade'!$K$8,$BZ2591,($BE2577/(($F2577-18)/100))))*$CH2591)+((($B2577-18)/100)*$CA2591*$CE2591*$CG2591),0)))","v":0},{"$f":"IF($B2577>$F2577,0,IF($C2577>$G2577,0,ROUND(((($F2577-$B2577)/100)*(IF('DBH-Upgrade'!$K$6='DBH-Upgrade'!$K$8,$BZ2591,($BE2577/(($F2577-18)/100))))*$CH2591)+((($B2577-18)/100)*$CA2591*$CD2591*$CG2591),0)))","v":0},{"$f":"IF($B2577>$F2577,0,IF($C2577>$G2577,0,ROUND(((($F2577-$B2577)/100)*(IF('DBH-Upgrade'!$K$6='DBH-Upgrade'!$K$8,$BZ2591,($BE2577/(($F2577-18)/100))))*$CH2591)+((($B2577-18)/100)*$CA2591*$CG2591),0)))","v":0},4,0,0,0,{"v":1.8585050019517818E-4,"d":"0.00"},{"v":0,"d":"0.00"},{"v":0,"d":"0.00"},{"v":0,"d":"0.00"},3.969E-4,1.7346,4,0.000574288,{"$f":"IF($B2577>$F2577,0,IF($C2577>$G2577,0,ROUND((((($F2577-$B2577)/100)*IF('DBH-Upgrade'!$K$6='DBH-Upgrade'!$K$8,$CC2591,($BF2577/(($F2577-18)/100))))+((($B2577-18)/100)*$CB2591))*IF($E2577>50,IF($G2577=11,(1-(($E2577-50)*0.005)),IF($G2577=16,(1-(($E2577-50)*0.005)),IF($G2577=21,(1-(($E2577-50)*0.005)),1))),1)*$CE2591,0)))","v":0},{"$f":"IF($B2577>$F2577,0,IF($C2577>$G2577,0,ROUND((((($F2577-$B2577)/100)*IF('DBH-Upgrade'!$K$6='DBH-Upgrade'!$K$8,$CC2591,($BF2577/(($F2577-18)/100))))+((($B2577-18)/100)*$CB2591))*IF($E2577>50,IF($G2577=11,(1-(($E2577-50)*0.005)),IF($G2577=16,(1-(($E2577-50)*0.005)),IF($G2577=21,(1-(($E2577-50)*0.005)),1))),1)*$CD2591,0)))","v":0},{"$f":"IF($B2577>$F2577,0,IF($C2577>$G2577,0,ROUND((((($F2577-$B2577)/100)*IF('DBH-Upgrade'!$K$6='DBH-Upgrade'!$K$8,$CC2591,($BF2577/(($F2577-18)/100))))+((($B2577-18)/100)*$CB2591))*IF($E2577>50,IF($G2577=11,(1-(($E2577-50)*0.005)),IF($G2577=16,(1-(($E2577-50)*0.005)),IF($G2577=21,(1-(($E2577-50)*0.005)),1))),1),0)))","v":0},0.95,0.95,0.95,{"$f":"AK2577*POWER(CF_cool,AN2577)","v":0},{"$f":"AL2577*POWER(CF_cool,AO2577)","v":0},{"$f":"AM2577*POWER(CF_cool,AP2577)","v":0},0,0,0,{"v":0,"d":"0.00"},{"v":0,"d":"0.00"},{"v":0,"d":"0.00"},0.9,"DBH-unit is te lang!","DBH-unit is te lang!","DBH-unit is te lang!",null,1231,null,{"v":0.68,"d":"68%"},null,null,0,"DBH-unit is te lang!","DBH-unit is te lang!","DBH-unit is te lang!",null,1,1,1,0,0,0,null,0,0,0,1,2263,3445,577,50,0.7507794609544182,0.68,null,0.15781864009190116,0.08064538055291112,0.7952052041594007,0.7952052041594007,null,0]
["390802110",{"$f":"'DBH-Upgrade'!$K$8-$CL2587","v":80},10,3,90,80,21,21.5,0,26,30,41.8,{"v":2412.8,"d":"2413"},{"$f":"IF($B2587>$F2587,0,IF($C2587>$G2587,0,ROUND((((($F2587-$B2587)/100)*IF('DBH-Upgrade'!$K$6='DBH-Upgrade'!$K$8,$BZ2601,($BE2587/(($F2587-18)/100))))+((($B2587-18)/100)*$CA2601))*$CE2601,0)))","v":{"$error":"#VALUE!"}},{"$f":"IF($B2587>$F2587,0,IF($C2587>$G2587,0,ROUND((((($F2587-$B2587)/100)*IF('DBH-Upgrade'!$K$6='DBH-Upgrade'!$K$8,$BZ2601,($BE2587/(($F2587-18)/100))))+((($B2587-18)/100)*$CA2601))*$CD2601,0)))","v":{"$error":"#VALUE!"}},{"$f":"IF($B2587>$F2587,0,IF($C2587>$G2587,0,ROUND(((($F2587-$B2587)/100)*IF('DBH-Upgrade'!$K$6='DBH-Upgrade'!$K$8,$BZ2601,($BE2587/(($F2587-18)/100))))+((($B2587-18)/100)*$CA2601),0)))","v":{"$error":"#VALUE!"}},{"v":1.5,"d":"1.500"},1.05,1.05,1.05,195,{"$f":"IF($B2587>$F2587,0,IF($C2587>$G2587,0,ROUND(((($F2587-$B2587)/100)*(IF('DBH-Upgrade'!$K$6='DBH-Upgrade'!$K$8,$BZ2601,($BE2587/(($F2587-18)/100))))*$CH2601)+((($B2587-18)/100)*$CA2601*$CE2601*$CG2601),0)))","v":{"$error":"#VALUE!"}},{"$f":"IF($B2587>$F2587,0,IF($C2587>$G2587,0,ROUND(((($F2587-$B2587)/100)*(IF('DBH-Upgrade'!$K$6='DBH-Upgrade'!$K$8,$BZ2601,($BE2587/(($F2587-18)/100))))*$CH2601)+((($B2587-18)/100)*$CA2601*$CD2601*$CG2601),0)))","v":{"$error":"#VALUE!"}},{"$f":"IF($B2587>$F2587,0,IF($C2587>$G2587,0,ROUND(((($F2587-$B2587)/100)*(IF('DBH-Upgrade'!$K$6='DBH-Upgrade'!$K$8,$BZ2601,($BE2587/(($F2587-18)/100))))*$CH2601)+((($B2587-18)/100)*$CA2601*$CG2601),0)))","v":{"$error":"#VALUE!"}},10,{"$error":"#VALUE!"},{"$error":"#VALUE!"},{"$error":"#VALUE!"},{"v":6.7687495057233683E-4,"d":"0.00"},{"$error":"#VALUE!"},{"$error":"#VALUE!"},{"$error":"#VALUE!"},0.0001276,1.7219,4,0.000514201,{"$f":"IF($B2587>$F2587,0,IF($C2587>$G2587,0,ROUND((((($F2587-$B2587)/100)*IF('DBH-Upgrade'!$K$6='DBH-Upgrade'!$K$8,$CC2601,($BF2587/(($F2587-18)/100))))+((($B2587-18)/100)*$CB2601))*IF($E2587>50,IF($G2587=11,(1-(($E2587-50)*0.005)),IF($G2587=16,(1-(($E2587-50)*0.005)),IF($G2587=21,(1-(($E2587-50)*0.005)),1))),1)*$CE2601,0)))","v":{"$error":"#VALUE!"}},{"$f":"IF($B2587>$F2587,0,IF($C2587>$G2587,0,ROUND((((($F2587-$B2587)/100)*IF('DBH-Upgrade'!$K$6='DBH-Upgrade'!$K$8,$CC2601,($BF2587/(($F2587-18)/100))))+((($B2587-18)/100)*$CB2601))*IF($E2587>50,IF($G2587=11,(1-(($E2587-50)*0.005)),IF($G2587=16,(1-(($E2587-50)*0.005)),IF($G2587=21,(1-(($E2587-50)*0.005)),1))),1)*$CD2601,0)))","v":{"$error":"#VALUE!"}},{"$f":"IF($B2587>$F2587,0,IF($C2587>$G2587,0,ROUND((((($F2587-$B2587)/100)*IF('DBH-Upgrade'!$K$6='DBH-Upgrade'!$K$8,$CC2601,($BF2587/(($F2587-18)/100))))+((($B2587-18)/100)*$CB2601))*IF($E2587>50,IF($G2587=11,(1-(($E2587-50)*0.005)),IF($G2587=16,(1-(($E2587-50)*0.005)),IF($G2587=21,(1-(($E2587-50)*0.005)),1))),1),0)))","v":{"$error":"#VALUE!"}},0.85,0.85,0.85,{"$f":"AK2587*POWER(CF_cool,AN2587)","v":{"$error":"#VALUE!"}},{"$f":"AL2587*POWER(CF_cool,AO2587)","v":{"$error":"#VALUE!"}},{"$f":"AM2587*POWER(CF_cool,AP2587)","v":{"$error":"#VALUE!"}},{"$error":"#VALUE!"},{"$error":"#VALUE!"},{"$error":"#VALUE!"},{"$error":"#VALUE!"},{"$error":"#VALUE!"},{"$error":"#VALUE!"},2.1,6,6.7,9,null,3016,null,{"v":0.8,"d":"80%"},null,null,0,11.8,13.7,21.85,null,1,1,1,{"$error":"#VALUE!"},{"$error":"#VALUE!"},{"$error":"#VALUE!"},null,{"$error":"#VALUE!"},{"$error":"#VALUE!"},{"$error":"#VALUE!"},{"$error":"#VALUE!"},{"$error":"#VALUE!"},4479,834,{"$error":"#VALUE!"},0.7555553480649244,0.7038387772986681,null,0.15781864009190116,0.08064538055291112,0.7952052041594007,0.7952052041594007,null,0]
["390901010",{"$f":"'DBH-Upgrade'!$K$8-$CL2588","v":80},10,3,90,90,10,11.5,0,26,30,42.4,{"v":1108.8,"d":"1109"},{"$f":"IF($B2588>$F2588,0,IF($C2588>$G2588,0,ROUND((((($F2588-$B2588)/100)*IF('DBH-Upgrade'!$K$6='DBH-Upgrade'!$K$8,$BZ2602,($BE2588/(($F2588-18)/100))))+((($B2588-18)/100)*$CA2602))*$CE2602,0)))","v":1288},{"$f":"IF($B2588>$F2588,0,IF($C2588>$G2588,0,ROUND((((($F2588-$B2588)/100)*IF('DBH-Upgrade'!$K$6='DBH-Upgrade'!$K$8,$BZ2602,($BE2588/(($F2588-18)/100))))+((($B2588-18)/100)*$CA2602))*$CD2602,0)))","v":1385},{"$f":"IF($B2588>$F2588,0,IF($C2588>$G2588,0,ROUND(((($F2588-$B2588)/100)*IF('DBH-Upgrade'!$K$6='DBH-Upgrade'!$K$8,$BZ2602,($BE2588/(($F2588-18)/100))))+((($B2588-18)/100)*$CA2602),0)))","v":1687},{"v":1.5,"d":"1.500"},1.08,1.08,1.08,89,{"$f":"IF($B2588>$F2588,0,IF($C2588>$G2588,0,ROUND(((($F2588-$B2588)/100)*(IF('DBH-Upgrade'!$K$6='DBH-Upgrade'!$K$8,$BZ2602,($BE2588/(($F2588-18)/100))))*$CH2602)+((($B2588-18)/100)*$CA2602*$CE2602*$CG2602),0)))","v":205},{"$f":"IF($B2588>$F2588,0,IF($C2588>$G2588,0,ROUND(((($F2588-$B2588)/100)*(IF('DBH-Upgrade'!$K$6='DBH-Upgrade'!$K$8,$BZ2602,($BE2588/(($F2588-18)/100))))*$CH2602)+((($B2588-18)/100)*$CA2602*$CD2602*$CG2602),0)))","v":220},{"$f":"IF($B2588>$F2588,0,IF($C2588>$G2588,0,ROUND(((($F2588-$B2588)/100)*(IF('DBH-Upgrade'!$K$6='DBH-Upgrade'!$K$8,$BZ2602,($BE2588/(($F2588-18)/100))))*$CH2602)+((($B2588-18)/100)*$CA2602*$CG2602),0)))","v":266},5,11,11,14,{"v":1.8591629687039947E-4,"d":"0.00"},{"v":8.121813440750042E-4,"d":"0.00"},{"v":8.121813440750042E-4,"d":"0.00"},{"v":1.2777800952849419E-3,"d":"0.00"},3.969E-4,1.7346,2,0.000367347,{"$f":"IF($B2588>$F2588,0,IF($C2588>$G2588,0,ROUND((((($F2588-$B2588)/100)*IF('DBH-Upgrade'!$K$6='DBH-Upgrade'!$K$8,$CC2602,($BF2588/(($F2588-18)/100))))+((($B2588-18)/100)*$CB2602))*IF($E2588>50,IF($G2588=11,(1-(($E2588-50)*0.005)),IF($G2588=16,(1-(($E2588-50)*0.005)),IF($G2588=21,(1-(($E2588-50)*0.005)),1))),1)*$CE2602,0)))","v":171},{"$f":"IF($B2588>$F2588,0,IF($C2588>$G2588,0,ROUND((((($F2588-$B2588)/100)*IF('DBH-Upgrade'!$K$6='DBH-Upgrade'!$K$8,$CC2602,($BF2588/(($F2588-18)/100))))+((($B2588-18)/100)*$CB2602))*IF($E2588>50,IF($G2588=11,(1-(($E2588-50)*0.005)),IF($G2588=16,(1-(($E2588-50)*0.005)),IF($G2588=21,(1-(($E2588-50)*0.005)),1))),1)*$CD2602,0)))","v":184},{"$f":"IF($B2588>$F2588,0,IF($C2588>$G2588,0,ROUND((((($F2588-$B2588)/100)*IF('DBH-Upgrade'!$K$6='DBH-Upgrade'!$K$8,$CC2602,($BF2588/(($F2588-18)/100))))+((($B2588-18)/100)*$CB2602))*IF($E2588>50,IF($G2588=11,(1-(($E2588-50)*0.005)),IF($G2588=16,(1-(($E2588-50)*0.005)),IF($G2588=21,(1-(($E2588-50)*0.005)),1))),1),0)))","v":224},0.98,0.98,0.98,{"$f":"AK2588*POWER(CF_cool,AN2588)","v":134.99962506285797},{"$f":"AL2588*POWER(CF_cool,AO2588)","v":145.26275445360156},{"$f":"AM2588*POWER(CF_cool,AP2588)","v":176.84161411742798},29,31,38,{"v":0.005051246458077793,"d":"0.01"},{"v":5.7314260239543745E-3,"d":"0.01"},{"v":0.00843248707552731,"d":"0.01"},0.6,6,6.7,9,null,1232,null,{"v":0.9,"d":"90%"},null,null,0,11.8,13.7,21.85,null,1,1,1,134.99962506285797,145.26275445360156,176.84161411742798,null,0,0,0,1,{"$error":"#VALUE!"},3682,458,{"$error":"#VALUE!"},0.8452517014716241,0.78929861482599,null,0.16320641939358696,0.08064538055291112,0.7952052041594007,0.7952052041594007,null,0]
["3901002010",{"$f":"'DBH-Upgrade'!$K$8-$CL2598","v":80},10,3,90,100,20,21.5,0,26,30,43,{"v":2365.6,"d":"2366"},{"$f":"IF($B2598>$F2598,0,IF($C2598>$G2598,0,ROUND((((($F2598-$B2598)/100)*IF('DBH-Upgrade'!$K$6='DBH-Upgrade'!$K$8,$BZ2612,($BE2598/(($F2598-18)/100))))+((($B2598-18)/100)*$CA2612))*$CE2612,0)))","v":{"$error":"#VALUE!"}},{"$f":"IF($B2598>$F2598,0,IF($C2598>$G2598,0,ROUND((((($F2598-$B2598)/100)*IF('DBH-Upgrade'!$K$6='DBH-Upgrade'!$K$8,$BZ2612,($BE2598/(($F2598-18)/100))))+((($B2598-18)/100)*$CA2612))*$CD2612,0)))","v":{"$error":"#VALUE!"}},{"$f":"IF($B2598>$F2598,0,IF($C2598>$G2598,0,ROUND(((($F2598-$B2598)/100)*IF('DBH-Upgrade'!$K$6='DBH-Upgrade'!$K$8,$BZ2612,($BE2598/(($F2598-18)/100))))+((($B2598-18)/100)*$CA2612),0)))","v":{"$error":"#VALUE!"}},{"v":1.5,"d":"1.500"},1.08,1.08,1.08,191,{"$f":"IF($B2598>$F2598,0,IF($C2598>$G2598,0,ROUND(((($F2598-$B2598)/100)*(IF('DBH-Upgrade'!$K$6='DBH-Upgrade'!$K$8,$BZ2612,($BE2598/(($F2598-18)/100))))*$CH2612)+((($B2598-18)/100)*$CA2612*$CE2612*$CG2612),0)))","v":{"$error":"#VALUE!"}},{"$f":"IF($B2598>$F2598,0,IF($C2598>$G2598,0,ROUND(((($F2598-$B2598)/100)*(IF('DBH-Upgrade'!$K$6='DBH-Upgrade'!$K$8,$BZ2612,($BE2598/(($F2598-18)/100))))*$CH2612)+((($B2598-18)/100)*$CA2612*$CD2612*$CG2612),0)))","v":{"$error":"#VALUE!"}},{"$f":"IF($B2598>$F2598,0,IF($C2598>$G2598,0,ROUND(((($F2598-$B2598)/100)*(IF('DBH-Upgrade'!$K$6='DBH-Upgrade'!$K$8,$BZ2612,($BE2598/(($F2598-18)/100))))*$CH2612)+((($B2598-18)/100)*$CA2612*$CG2612),0)))","v":{"$error":"#VALUE!"}},10,{"$error":"#VALUE!"},{"$error":"#VALUE!"},{"$error":"#VALUE!"},{"v":4.8192330958073197E-4,"d":"0.00"},{"$error":"#VALUE!"},{"$error":"#VALUE!"},{"$error":"#VALUE!"},0.0001276,1.7219,2,3.76611E-4,{"$f":"IF($B2598>$F2598,0,IF($C2598>$G2598,0,ROUND((((($F2598-$B2598)/100)*IF('DBH-Upgrade'!$K$6='DBH-Upgrade'!$K$8,$CC2612,($BF2598/(($F2598-18)/100))))+((($B2598-18)/100)*$CB2612))*IF($E2598>50,IF($G2598=11,(1-(($E2598-50)*0.005)),IF($G2598=16,(1-(($E2598-50)*0.005)),IF($G2598=21,(1-(($E2598-50)*0.005)),1))),1)*$CE2612,0)))","v":{"$error":"#VALUE!"}},{"$f":"IF($B2598>$F2598,0,IF($C2598>$G2598,0,ROUND((((($F2598-$B2598)/100)*IF('DBH-Upgrade'!$K$6='DBH-Upgrade'!$K$8,$CC2612,($BF2598/(($F2598-18)/100))))+((($B2598-18)/100)*$CB2612))*IF($E2598>50,IF($G2598=11,(1-(($E2598-50)*0.005)),IF($G2598=16,(1-(($E2598-50)*0.005)),IF($G2598=21,(1-(($E2598-50)*0.005)),1))),1)*$CD2612,0)))","v":{"$error":"#VALUE!"}},{"$f":"IF($B2598>$F2598,0,IF($C2598>$G2598,0,ROUND((((($F2598-$B2598)/100)*IF('DBH-Upgrade'!$K$6='DBH-Upgrade'!$K$8,$CC2612,($BF2598/(($F2598-18)/100))))+((($B2598-18)/100)*$CB2612))*IF($E2598>50,IF($G2598=11,(1-(($E2598-50)*0.005)),IF($G2598=16,(1-(($E2598-50)*0.005)),IF($G2598=21,(1-(($E2598-50)*0.005)),1))),1),0)))","v":{"$error":"#VALUE!"}},0.95,0.95,0.95,{"$f":"AK2598*POWER(CF_cool,AN2598)","v":{"$error":"#VALUE!"}},{"$f":"AL2598*POWER(CF_cool,AO2598)","v":{"$error":"#VALUE!"}},{"$f":"AM2598*POWER(CF_cool,AP2598)","v":{"$error":"#VALUE!"}},{"$error":"#VALUE!"},{"$error":"#VALUE!"},{"$error":"#VALUE!"},{"$error":"#VALUE!"},{"$error":"#VALUE!"},{"$error":"#VALUE!"},1.3,6,6.7,9,null,2957,null,{"v":0.8,"d":"80%"},null,null,0,11.8,13.7,21.85,null,1,1,1,{"$error":"#VALUE!"},{"$error":"#VALUE!"},{"$error":"#VALUE!"},null,{"$error":"#VALUE!"},{"$error":"#VALUE!"},{"$error":"#VALUE!"},{"$error":"#VALUE!"},{"$error":"#VALUE!"},3301,508,{"$error":"#VALUE!"},0.7453108993363179,0.6950414455205922,null,0.16320641939358696,0.08064538055291112,0.783779121140337,0.783779121140337,null,0]
["3901201110",{"$f":"'DBH-Upgrade'!$K$8-$CL2607","v":80},10,3,90,120,11,11.5,0,26,30,44,{"v":1434.8000000000002,"d":"1435"},{"$f":"IF($B2607>$F2607,0,IF($C2607>$G2607,0,ROUND((((($F2607-$B2607)/100)*IF('DBH-Upgrade'!$K$6='DBH-Upgrade'!$K$8,$BZ2621,($BE2607/(($F2607-18)/100))))+((($B2607-18)/100)*$CA2621))*$CE2621,0)))","v":2260},{"$f":"IF($B2607>$F2607,0,IF($C2607>$G2607,0,ROUND((((($F2607-$B2607)/100)*IF('DBH-Upgrade'!$K$6='DBH-Upgrade'!$K$8,$BZ2621,($BE2607/(($F2607-18)/100))))+((($B2607-18)/100)*$CA2621))*$CD2621,0)))","v":2442},{"$f":"IF($B2607>$F2607,0,IF($C2607>$G2607,0,ROUND(((($F2607-$B2607)/100)*IF('DBH-Upgrade'!$K$6='DBH-Upgrade'!$K$8,$BZ2621,($BE2607/(($F2607-18)/100))))+((($B2607-18)/100)*$CA2621),0)))","v":3041},{"v":1.5,"d":"1.500"},1.1,1.1,1.1,116,{"$f":"IF($B2607>$F2607,0,IF($C2607>$G2607,0,ROUND(((($F2607-$B2607)/100)*(IF('DBH-Upgrade'!$K$6='DBH-Upgrade'!$K$8,$BZ2621,($BE2607/(($F2607-18)/100))))*$CH2621)+((($B2607-18)/100)*$CA2621*$CE2621*$CG2621),0)))","v":324},{"$f":"IF($B2607>$F2607,0,IF($C2607>$G2607,0,ROUND(((($F2607-$B2607)/100)*(IF('DBH-Upgrade'!$K$6='DBH-Upgrade'!$K$8,$BZ2621,($BE2607/(($F2607-18)/100))))*$CH2621)+((($B2607-18)/100)*$CA2621*$CD2621*$CG2621),0)))","v":344},{"$f":"IF($B2607>$F2607,0,IF($C2607>$G2607,0,ROUND(((($F2607-$B2607)/100)*(IF('DBH-Upgrade'!$K$6='DBH-Upgrade'!$K$8,$BZ2621,($BE2607/(($F2607-18)/100))))*$CH2621)+((($B2607-18)/100)*$CA2621*$CG2621),0)))","v":410},6,17,18,21,{"v":5.7023990584056711E-4,"d":"0.00"},{"v":3.865053545420747E-3,"d":"0.00"},{"v":0.004295355773299925,"d":"0.00"},{"v":5.711587151057641E-3,"d":"0.01"},3.969E-4,1.7346,4,0.000574288,{"$f":"IF($B2607>$F2607,0,IF($C2607>$G2607,0,ROUND((((($F2607-$B2607)/100)*IF('DBH-Upgrade'!$K$6='DBH-Upgrade'!$K$8,$CC2621,($BF2607/(($F2607-18)/100))))+((($B2607-18)/100)*$CB2621))*IF($E2607>50,IF($G2607=11,(1-(($E2607-50)*0.005)),IF($G2607=16,(1-(($E2607-50)*0.005)),IF($G2607=21,(1-(($E2607-50)*0.005)),1))),1)*$CE2621,0)))","v":225},{"$f":"IF($B2607>$F2607,0,IF($C2607>$G2607,0,ROUND((((($F2607-$B2607)/100)*IF('DBH-Upgrade'!$K$6='DBH-Upgrade'!$K$8,$CC2621,($BF2607/(($F2607-18)/100))))+((($B2607-18)/100)*$CB2621))*IF($E2607>50,IF($G2607=11,(1-(($E2607-50)*0.005)),IF($G2607=16,(1-(($E2607-50)*0.005)),IF($G2607=21,(1-(($E2607-50)*0.005)),1))),1)*$CD2621,0)))","v":243},{"$f":"IF($B2607>$F2607,0,IF($C2607>$G2607,0,ROUND((((($F2607-$B2607)/100)*IF('DBH-Upgrade'!$K$6='DBH-Upgrade'!$K$8,$CC2621,($BF2607/(($F2607-18)/100))))+((($B2607-18)/100)*$CB2621))*IF($E2607>50,IF($G2607=11,(1-(($E2607-50)*0.005)),IF($G2607=16,(1-(($E2607-50)*0.005)),IF($G2607=21,(1-(($E2607-50)*0.005)),1))),1),0)))","v":302},0.95,0.95,0.95,{"$f":"AK2607*POWER(CF_cool,AN2607)","v":178.92117093586515},{"$f":"AL2607*POWER(CF_cool,AO2607)","v":193.23486461073435},{"$f":"AM2607*POWER(CF_cool,AP2607)","v":240.151971656139},38,42,52,{"v":0.0171617718504636,"d":"0.02"},{"v":0.020675624756595557,"d":"0.02"},{"v":0.030785371814509348,"d":"0.03"},1.6,6,6.7,9,null,2110,null,{"v":0.68,"d":"68%"},null,null,0,11.8,13.7,21.85,null,1,1,1,178.92117093586515,193.23486461073435,240.151971656139,null,0,0,0,1,{"$error":"#VALUE!"},5340,750,{"$error":"#VALUE!"},0.7342980293974435,0.6854011253923185,null,0.1716349180255756,0.08064538055291112,0.8146200327725304,0.8146200327725304,null,0]
["3901201510",{"$f":"'DBH-Upgrade'!$K$8-$CL2608","v":80},10,3,90,120,15,16.5,0,26,30,44,{"v":2035.2,"d":"2035"},{"$f":"IF($B2608>$F2608,0,IF($C2608>$G2608,0,ROUND((((($F2608-$B2608)/100)*IF('DBH-Upgrade'!$K$6='DBH-Upgrade'!$K$8,$BZ2622,($BE2608/(($F2608-18)/100))))+((($B2608-18)/100)*$CA2622))*$CE2622,0)))","v":{"$error":"#VALUE!"}},{"$f":"IF($B2608>$F2608,0,IF($C2608>$G2608,0,ROUND((((($F2608-$B2608)/100)*IF('DBH-Upgrade'!$K$6='DBH-Upgrade'!$K$8,$BZ2622,($BE2608/(($F2608-18)/100))))+((($B2608-18)/100)*$CA2622))*$CD2622,0)))","v":{"$error":"#VALUE!"}},{"$f":"IF($B2608>$F2608,0,IF($C2608>$G2608,0,ROUND(((($F2608-$B2608)/100)*IF('DBH-Upgrade'!$K$6='DBH-Upgrade'!$K$8,$BZ2622,($BE2608/(($F2608-18)/100))))+((($B2608-18)/100)*$CA2622),0)))","v":{"$error":"#VALUE!"}},{"v":1.5,"d":"1.500"},1.08,1.08,1.08,164,{"$f":"IF($B2608>$F2608,0,IF($C2608>$G2608,0,ROUND(((($F2608-$B2608)/100)*(IF('DBH-Upgrade'!$K$6='DBH-Upgrade'!$K$8,$BZ2622,($BE2608/(($F2608-18)/100))))*$CH2622)+((($B2608-18)/100)*$CA2622*$CE2622*$CG2622),0)))","v":{"$error":"#VALUE!"}},{"$f":"IF($B2608>$F2608,0,IF($C2608>$G2608,0,ROUND(((($F2608-$B2608)/100)*(IF('DBH-Upgrade'!$K$6='DBH-Upgrade'!$K$8,$BZ2622,($BE2608/(($F2608-18)/100))))*$CH2622)+((($B2608-18)/100)*$CA2622*$CD2622*$CG2622),0)))","v":{"$error":"#VALUE!"}},{"$f":"IF($B2608>$F2608,0,IF($C2608>$G2608,0,ROUND(((($F2608-$B2608)/100)*(IF('DBH-Upgrade'!$K$6='DBH-Upgrade'!$K$8,$BZ2622,($BE2608/(($F2608-18)/100))))*$CH2622)+((($B2608-18)/100)*$CA2622*$CG2622),0)))","v":{"$error":"#VALUE!"}},8,{"$error":"#VALUE!"},{"$error":"#VALUE!"},{"$error":"#VALUE!"},{"v":4.450897035565486E-4,"d":"0.00"},{"$error":"#VALUE!"},{"$error":"#VALUE!"},{"$error":"#VALUE!"},0.0002083,1.724,2,0.000461829,{"$f":"IF($B2608>$F2608,0,IF($C2608>$G2608,0,ROUND((((($F2608-$B2608)/100)*IF('DBH-Upgrade'!$K$6='DBH-Upgrade'!$K$8,$CC2622,($BF2608/(($F2608-18)/100))))+((($B2608-18)/100)*$CB2622))*IF($E2608>50,IF($G2608=11,(1-(($E2608-50)*0.005)),IF($G2608=16,(1-(($E2608-50)*0.005)),IF($G2608=21,(1-(($E2608-50)*0.005)),1))),1)*$CE2622,0)))","v":{"$error":"#VALUE!"}},{"$f":"IF($B2608>$F2608,0,IF($C2608>$G2608,0,ROUND((((($F2608-$B2608)/100)*IF('DBH-Upgrade'!$K$6='DBH-Upgrade'!$K$8,$CC2622,($BF2608/(($F2608-18)/100))))+((($B2608-18)/100)*$CB2622))*IF($E2608>50,IF($G2608=11,(1-(($E2608-50)*0.005)),IF($G2608=16,(1-(($E2608-50)*0.005)),IF($G2608=21,(1-(($E2608-50)*0.005)),1))),1)*$CD2622,0)))","v":{"$error":"#VALUE!"}},{"$f":"IF($B2608>$F2608,0,IF($C2608>$G2608,0,ROUND((((($F2608-$B2608)/100)*IF('DBH-Upgrade'!$K$6='DBH-Upgrade'!$K$8,$CC2622,($BF2608/(($F2608-18)/100))))+((($B2608-18)/100)*$CB2622))*IF($E2608>50,IF($G2608=11,(1-(($E2608-50)*0.005)),IF($G2608=16,(1-(($E2608-50)*0.005)),IF($G2608=21,(1-(($E2608-50)*0.005)),1))),1),0)))","v":{"$error":"#VALUE!"}},1.01,1.01,1.01,{"$f":"AK2608*POWER(CF_cool,AN2608)","v":{"$error":"#VALUE!"}},{"$f":"AL2608*POWER(CF_cool,AO2608)","v":{"$error":"#VALUE!"}},{"$f":"AM2608*POWER(CF_cool,AP2608)","v":{"$error":"#VALUE!"}},{"$error":"#VALUE!"},{"$error":"#VALUE!"},{"$error":"#VALUE!"},{"$error":"#VALUE!"},{"$error":"#VALUE!"},{"$error":"#VALUE!"},1.2,6,6.7,9,null,2544,null,{"v":0.8,"d":"80%"},null,null,0,11.8,13.7,21.85,null,1,1,1,{"$error":"#VALUE!"},{"$error":"#VALUE!"},{"$error":"#VALUE!"},null,{"$error":"#VALUE!"},{"$error":"#VALUE!"},{"$error":"#VALUE!"},{"$error":"#VALUE!"},1127,2539,352,62,0.8146699660963719,0.7561986894808467,null,0.16320641939358696,0.08064538055291112,0.7894714915956607,0.7894714915956607,null,0]
[{"$f":"CONCATENATE(D2619,E2619,F2619,G2619,C2619)","v":"3901601110"},{"$f":"'DBH-Upgrade'!$K$8-$CL2619","v":80},10,3,90,160,11,11.5,0,26,30,45.5,{"v":1912.8400000000001,"d":"1913"},{"$f":"IF($B2619>$F2619,0,IF($C2619>$G2619,0,ROUND((((($F2619-$B2619)/100)*IF('DBH-Upgrade'!$K$6='DBH-Upgrade'!$K$8,$BZ2633,($BE2619/(($F2619-18)/100))))+((($B2619-18)/100)*$CA2633))*$CE2633,0)))","v":2850},{"$f":"IF($B2619>$F2619,0,IF($C2619>$G2619,0,ROUND((((($F2619-$B2619)/100)*IF('DBH-Upgrade'!$K$6='DBH-Upgrade'!$K$8,$BZ2633,($BE2619/(($F2619-18)/100))))+((($B2619-18)/100)*$CA2633))*$CD2633,0)))","v":3094},{"$f":"IF($B2619>$F2619,0,IF($C2619>$G2619,0,ROUND(((($F2619-$B2619)/100)*IF('DBH-Upgrade'!$K$6='DBH-Upgrade'!$K$8,$BZ2633,($BE2619/(($F2619-18)/100))))+((($B2619-18)/100)*$CA2633),0)))","v":3946},{"v":1.5,"d":"1.500"},1.1,1.1,1.1,154,{"$f":"IF($B2619>$F2619,0,IF($C2619>$G2619,0,ROUND(((($F2619-$B2619)/100)*(IF('DBH-Upgrade'!$K$6='DBH-Upgrade'!$K$8,$BZ2633,($BE2619/(($F2619-18)/100))))*$CH2633)+((($B2619-18)/100)*$CA2633*$CE2633*$CG2633),0)))","v":389},{"$f":"IF($B2619>$F2619,0,IF($C2619>$G2619,0,ROUND(((($F2619-$B2619)/100)*(IF('DBH-Upgrade'!$K$6='DBH-Upgrade'!$K$8,$BZ2633,($BE2619/(($F2619-18)/100))))*$CH2633)+((($B2619-18)/100)*$CA2633*$CD2633*$CG2633),0)))","v":410},{"$f":"IF($B2619>$F2619,0,IF($C2619>$G2619,0,ROUND(((($F2619-$B2619)/100)*(IF('DBH-Upgrade'!$K$6='DBH-Upgrade'!$K$8,$BZ2633,($BE2619/(($F2619-18)/100))))*$CH2633)+((($B2619-18)/100)*$CA2633*$CG2633),0)))","v":483},8,20,21,25,{"v":1.1950818439122987E-3,"d":"0.00"},{"v":0.006342827816188977,"d":"0.01"},{"v":0.006934931572518868,"d":"0.01"},{"v":0.009543044372975444,"d":"0.01"},3.969E-4,1.7346,4,0.000574288,{"$f":"IF($B2619>$F2619,0,IF($C2619>$G2619,0,ROUND((((($F2619-$B2619)/100)*IF('DBH-Upgrade'!$K$6='DBH-Upgrade'!$K$8,$CC2633,($BF2619/(($F2619-18)/100))))+((($B2619-18)/100)*$CB2633))*IF($E2619>50,IF($G2619=11,(1-(($E2619-50)*0.005)),IF($G2619=16,(1-(($E2619-50)*0.005)),IF($G2619=21,(1-(($E2619-50)*0.005)),1))),1)*$CE2633,0)))","v":230},{"$f":"IF($B2619>$F2619,0,IF($C2619>$G2619,0,ROUND((((($F2619-$B2619)/100)*IF('DBH-Upgrade'!$K$6='DBH-Upgrade'!$K$8,$CC2633,($BF2619/(($F2619-18)/100))))+((($B2619-18)/100)*$CB2633))*IF($E2619>50,IF($G2619=11,(1-(($E2619-50)*0.005)),IF($G2619=16,(1-(($E2619-50)*0.005)),IF($G2619=21,(1-(($E2619-50)*0.005)),1))),1)*$CD2633,0)))","v":249},{"$f":"IF($B2619>$F2619,0,IF($C2619>$G2619,0,ROUND((((($F2619-$B2619)/100)*IF('DBH-Upgrade'!$K$6='DBH-Upgrade'!$K$8,$CC2633,($BF2619/(($F2619-18)/100))))+((($B2619-18)/100)*$CB2633))*IF($E2619>50,IF($G2619=11,(1-(($E2619-50)*0.005)),IF($G2619=16,(1-(($E2619-50)*0.005)),IF($G2619=21,(1-(($E2619-50)*0.005)),1))),1),0)))","v":318},0.95,0.95,0.95,{"$f":"AK2619*POWER(CF_cool,AN2619)","v":182.89719695666216},{"$f":"AL2619*POWER(CF_cool,AO2619)","v":198.00609583569076},{"$f":"AM2619*POWER(CF_cool,AP2619)","v":252.8752549226894},39,43,54,{"v":0.02159156603612529,"d":"0.02"},{"v":0.02584250323743121,"d":"0.03"},{"v":0.03932731031685599,"d":"0.04"},2.1,6,6.7,9,null,2813,null,{"v":0.68,"d":"68%"},null,null,0,11.8,13.7,21.85,null,1,1,1,182.89719695666216,198.00609583569076,252.8752549226894,null,0,0,0,1,{"$error":"#VALUE!"},5340,750,{"$error":"#VALUE!"},0.7254135990953521,0.6774634004202911,null,0.1716349180255756,0.08064538055291112,0.8146200327725304,0.8146200327725304,null,{"$f":"IF($G2619=10,IF($F2619=280,20,IF($F2619=300,40,0)),IF($G2619=11,IF($F2619=280,20,IF($F2619=300,40,0)),IF($G2619=15,IF($F2619=70,10,IF($F2619=110,10,IF($F2619=180,20,IF($F2619=260,20,IF($F2619=300,20,0))))),IF($G2619=16,IF($F2619=70,10,IF($F2619=110,10,IF($F2619=180,20,IF($F2619=260,20,IF($F2619=300,20,0))))),IF($G2619=20,IF($F2619=70,10,IF($F2619=110,10,IF($F2619=180,20,IF($F2619=260,20,IF($F2619=300,20,0))))),IF($G2619=21,IF($F2619=70,10,IF($F2619=110,10,IF($F2619=180,20,IF($F2619=260,20,IF($F2619=300,20,0))))),\"Error\"))))))","v":0}]
["3901801610",{"$f":"'DBH-Upgrade'!$K$8-$CL2627","v":60},10,3,90,180,16,16.5,0,26,30,46,{"v":3177.6400000000003,"d":"3178"},{"$f":"IF($B2627>$F2627,0,IF($C2627>$G2627,0,ROUND((((($F2627-$B2627)/100)*IF('DBH-Upgrade'!$K$6='DBH-Upgrade'!$K$8,$BZ2641,($BE2627/(($F2627-18)/100))))+((($B2627-18)/100)*$CA2641))*$CE2641,0)))","v":{"$error":"#VALUE!"}},{"$f":"IF($B2627>$F2627,0,IF($C2627>$G2627,0,ROUND((((($F2627-$B2627)/100)*IF('DBH-Upgrade'!$K$6='DBH-Upgrade'!$K$8,$BZ2641,($BE2627/(($F2627-18)/100))))+((($B2627-18)/100)*$CA2641))*$CD2641,0)))","v":{"$error":"#VALUE!"}},{"$f":"IF($B2627>$F2627,0,IF($C2627>$G2627,0,ROUND(((($F2627-$B2627)/100)*IF('DBH-Upgrade'!$K$6='DBH-Upgrade'!$K$8,$BZ2641,($BE2627/(($F2627-18)/100))))+((($B2627-18)/100)*$CA2641),0)))","v":{"$error":"#VALUE!"}},{"v":1.5,"d":"1.500"},1.1,1.1,1.1,256,{"$f":"IF($B2627>$F2627,0,IF($C2627>$G2627,0,ROUND(((($F2627-$B2627)/100)*(IF('DBH-Upgrade'!$K$6='DBH-Upgrade'!$K$8,$BZ2641,($BE2627/(($F2627-18)/100))))*$CH2641)+((($B2627-18)/100)*$CA2641*$CE2641*$CG2641),0)))","v":{"$error":"#VALUE!"}},{"$f":"IF($B2627>$F2627,0,IF($C2627>$G2627,0,ROUND(((($F2627-$B2627)/100)*(IF('DBH-Upgrade'!$K$6='DBH-Upgrade'!$K$8,$BZ2641,($BE2627/(($F2627-18)/100))))*$CH2641)+((($B2627-18)/100)*$CA2641*$CD2641*$CG2641),0)))","v":{"$error":"#VALUE!"}},{"$f":"IF($B2627>$F2627,0,IF($C2627>$G2627,0,ROUND(((($F2627-$B2627)/100)*(IF('DBH-Upgrade'!$K$6='DBH-Upgrade'!$K$8,$BZ2641,($BE2627/(($F2627-18)/100))))*$CH2641)+((($B2627-18)/100)*$CA2641*$CG2641),0)))","v":{"$error":"#VALUE!"}},13,{"$error":"#VALUE!"},{"$error":"#VALUE!"},{"$error":"#VALUE!"},{"v":3.4325818243870782E-3,"d":"0.00"},{"$error":"#VALUE!"},{"$error":"#VALUE!"},{"$error":"#VALUE!"},0.0002083,1.724,4,1.392796E-3,{"$f":"IF($B2627>$F2627,0,IF($C2627>$G2627,0,ROUND((((($F2627-$B2627)/100)*IF('DBH-Upgrade'!$K$6='DBH-Upgrade'!$K$8,$CC2641,($BF2627/(($F2627-18)/100))))+((($B2627-18)/100)*$CB2641))*IF($E2627>50,IF($G2627=11,(1-(($E2627-50)*0.005)),IF($G2627=16,(1-(($E2627-50)*0.005)),IF($G2627=21,(1-(($E2627-50)*0.005)),1))),1)*$CE2641,0)))","v":{"$error":"#VALUE!"}},{"$f":"IF($B2627>$F2627,0,IF($C2627>$G2627,0,ROUND((((($F2627-$B2627)/100)*IF('DBH-Upgrade'!$K$6='DBH-Upgrade'!$K$8,$CC2641,($BF2627/(($F2627-18)/100))))+((($B2627-18)/100)*$CB2641))*IF($E2627>50,IF($G2627=11,(1-(($E2627-50)*0.005)),IF($G2627=16,(1-(($E2627-50)*0.005)),IF($G2627=21,(1-(($E2627-50)*0.005)),1))),1)*$CD2641,0)))","v":{"$error":"#VALUE!"}},{"$f":"IF($B2627>$F2627,0,IF($C2627>$G2627,0,ROUND((((($F2627-$B2627)/100)*IF('DBH-Upgrade'!$K$6='DBH-Upgrade'!$K$8,$CC2641,($BF2627/(($F2627-18)/100))))+((($B2627-18)/100)*$CB2641))*IF($E2627>50,IF($G2627=11,(1-(($E2627-50)*0.005)),IF($G2627=16,(1-(($E2627-50)*0.005)),IF($G2627=21,(1-(($E2627-50)*0.005)),1))),1),0)))","v":{"$error":"#VALUE!"}},0.95,0.95,0.95,{"$f":"AK2627*POWER(CF_cool,AN2627)","v":{"$error":"#VALUE!"}},{"$f":"AL2627*POWER(CF_cool,AO2627)","v":{"$error":"#VALUE!"}},{"$f":"AM2627*POWER(CF_cool,AP2627)","v":{"$error":"#VALUE!"}},{"$error":"#VALUE!"},{"$error":"#VALUE!"},{"$error":"#VALUE!"},{"$error":"#VALUE!"},{"$error":"#VALUE!"},{"$error":"#VALUE!"},3.6,6,6.7,9,null,4673,null,{"v":0.68,"d":"68%"},null,null,0,11.8,13.7,21.85,null,1,1,1,{"$error":"#VALUE!"},{"$error":"#VALUE!"},{"$error":"#VALUE!"},null,{"$error":"#VALUE!"},{"$error":"#VALUE!"},{"$error":"#VALUE!"},{"$error":"#VALUE!"},2263,3445,577,50,0.7929231278982726,0.732117182845212,null,0.15781864009190116,0.08064538055291112,0.7952052041594007,0.7952052041594007,null,20]
["3902001510",{"$f":"'DBH-Upgrade'!$K$8-$CL2632","v":80},10,3,90,200,15,16.5,0,26,30,46.5,3392,{"$f":"IF($B2632>$F2632,0,IF($C2632>$G2632,0,ROUND((((($F2632-$B2632)/100)*IF('DBH-Upgrade'!$K$6='DBH-Upgrade'!$K$8,$BZ2646,($BE2632/(($F2632-18)/100))))+((($B2632-18)/100)*$CA2646))*$CE2646,0)))","v":{"$error":"#VALUE!"}},{"$f":"IF($B2632>$F2632,0,IF($C2632>$G2632,0,ROUND((((($F2632-$B2632)/100)*IF('DBH-Upgrade'!$K$6='DBH-Upgrade'!$K$8,$BZ2646,($BE2632/(($F2632-18)/100))))+((($B2632-18)/100)*$CA2646))*$CD2646,0)))","v":{"$error":"#VALUE!"}},{"$f":"IF($B2632>$F2632,0,IF($C2632>$G2632,0,ROUND(((($F2632-$B2632)/100)*IF('DBH-Upgrade'!$K$6='DBH-Upgrade'!$K$8,$BZ2646,($BE2632/(($F2632-18)/100))))+((($B2632-18)/100)*$CA2646),0)))","v":{"$error":"#VALUE!"}},{"v":1.5,"d":"1.500"},1.08,1.08,1.08,274,{"$f":"IF($B2632>$F2632,0,IF($C2632>$G2632,0,ROUND(((($F2632-$B2632)/100)*(IF('DBH-Upgrade'!$K$6='DBH-Upgrade'!$K$8,$BZ2646,($BE2632/(($F2632-18)/100))))*$CH2646)+((($B2632-18)/100)*$CA2646*$CE2646*$CG2646),0)))","v":{"$error":"#VALUE!"}},{"$f":"IF($B2632>$F2632,0,IF($C2632>$G2632,0,ROUND(((($F2632-$B2632)/100)*(IF('DBH-Upgrade'!$K$6='DBH-Upgrade'!$K$8,$BZ2646,($BE2632/(($F2632-18)/100))))*$CH2646)+((($B2632-18)/100)*$CA2646*$CD2646*$CG2646),0)))","v":{"$error":"#VALUE!"}},{"$f":"IF($B2632>$F2632,0,IF($C2632>$G2632,0,ROUND(((($F2632-$B2632)/100)*(IF('DBH-Upgrade'!$K$6='DBH-Upgrade'!$K$8,$BZ2646,($BE2632/(($F2632-18)/100))))*$CH2646)+((($B2632-18)/100)*$CA2646*$CG2646),0)))","v":{"$error":"#VALUE!"}},14,{"$error":"#VALUE!"},{"$error":"#VALUE!"},{"$error":"#VALUE!"},{"v":1.6039637552043606E-3,"d":"0.00"},{"$error":"#VALUE!"},{"$error":"#VALUE!"},{"$error":"#VALUE!"},0.0002083,1.724,2,0.000461829,{"$f":"IF($B2632>$F2632,0,IF($C2632>$G2632,0,ROUND((((($F2632-$B2632)/100)*IF('DBH-Upgrade'!$K$6='DBH-Upgrade'!$K$8,$CC2646,($BF2632/(($F2632-18)/100))))+((($B2632-18)/100)*$CB2646))*IF($E2632>50,IF($G2632=11,(1-(($E2632-50)*0.005)),IF($G2632=16,(1-(($E2632-50)*0.005)),IF($G2632=21,(1-(($E2632-50)*0.005)),1))),1)*$CE2646,0)))","v":{"$error":"#VALUE!"}},{"$f":"IF($B2632>$F2632,0,IF($C2632>$G2632,0,ROUND((((($F2632-$B2632)/100)*IF('DBH-Upgrade'!$K$6='DBH-Upgrade'!$K$8,$CC2646,($BF2632/(($F2632-18)/100))))+((($B2632-18)/100)*$CB2646))*IF($E2632>50,IF($G2632=11,(1-(($E2632-50)*0.005)),IF($G2632=16,(1-(($E2632-50)*0.005)),IF($G2632=21,(1-(($E2632-50)*0.005)),1))),1)*$CD2646,0)))","v":{"$error":"#VALUE!"}},{"$f":"IF($B2632>$F2632,0,IF($C2632>$G2632,0,ROUND((((($F2632-$B2632)/100)*IF('DBH-Upgrade'!$K$6='DBH-Upgrade'!$K$8,$CC2646,($BF2632/(($F2632-18)/100))))+((($B2632-18)/100)*$CB2646))*IF($E2632>50,IF($G2632=11,(1-(($E2632-50)*0.005)),IF($G2632=16,(1-(($E2632-50)*0.005)),IF($G2632=21,(1-(($E2632-50)*0.005)),1))),1),0)))","v":{"$error":"#VALUE!"}},1.01,1.01,1.01,{"$f":"AK2632*POWER(CF_cool,AN2632)","v":{"$error":"#VALUE!"}},{"$f":"AL2632*POWER(CF_cool,AO2632)","v":{"$error":"#VALUE!"}},{"$f":"AM2632*POWER(CF_cool,AP2632)","v":{"$error":"#VALUE!"}},{"$error":"#VALUE!"},{"$error":"#VALUE!"},{"$error":"#VALUE!"},{"$error":"#VALUE!"},{"$error":"#VALUE!"},{"$error":"#VALUE!"},{"v":2,"d":"2.0"},6,6.7,9,null,4240,null,{"v":0.8,"d":"80%"},null,null,0,11.8,13.7,21.85,null,1,1,1,{"$error":"#VALUE!"},{"$error":"#VALUE!"},{"$error":"#VALUE!"},null,{"$error":"#VALUE!"},{"$error":"#VALUE!"},{"$error":"#VALUE!"},{"$error":"#VALUE!"},1127,{"$f":"ROUND(IF($C2618=10,IF($G2618=10,2539,IF($G2618=11,3445,IF($G2618=15,2539*1.3,IF($G2618=16,3445*1.3,IF($G2618=20,(2539*1.45),IF($G2618=21,(3445*1.55))))))),IF($C2618=15,IF($G2618=10,0,IF($G2618=11,0,IF($G2618=15,3238,IF($G2618=16,4735,IF($G2618=20,4062,IF($G2618=21,6098)))))))),0)","v":2539},{"$f":"ROUND(IF($C2618=10,IF($G2618=10,352,IF($G2618=11,577,IF($G2618=15,442*1.15,IF($G2618=16,725*1.15,IF($G2618=20,(352*1.3),IF($G2618=21,(577*1.3))))))),IF($C2618=15,IF($G2618=10,0,IF($G2618=11,0,IF($G2618=15,442,IF($G2618=16,725,IF($G2618=20,502,IF($G2618=21,791)))))))),0)","v":352},62,0.7840224333226739,0.7222362755803995,null,{"$f":"POWER((($S$1-$S$2)/LN(($S$1-$S$3)/($S$2-$S$3)))/((75-65)/LN((75-20)/(65-20))),R2618)","v":0.16320641939358696},{"$f":"POWER((($S$1-$S$2)/LN(($S$1-$S$3)/($S$2-$S$3)))/((75-65)/LN((75-20)/(65-20))),Q2618)","v":0.08064538055291112},{"$f":"POWER((($AT$1-$AT$2)/LN(($AT$1-$AT$3)/($AT$2-$AT$3)))/((16-18)/LN((16-27)/(18-27))),AP2618)","v":0.7894714915956607},{"$f":"POWER((($AT$1-$AT$2)/LN(($AT$1-$AT$3)/($AT$2-$AT$3)))/((16-18)/LN((16-27)/(18-27))),AP2618)","v":0.7894714915956607},null,0]
["3902202010",{"$f":"'DBH-Upgrade'!$K$8-$CL2640","v":80},10,3,90,220,20,21.5,0,26,30,46.9,5204,{"$f":"IF($B2640>$F2640,0,IF($C2640>$G2640,0,ROUND((((($F2640-$B2640)/100)*IF('DBH-Upgrade'!$K$6='DBH-Upgrade'!$K$8,$BZ2654,($BE2640/(($F2640-18)/100))))+((($B2640-18)/100)*$CA2654))*$CE2654,0)))","v":{"$error":"#VALUE!"}},{"$f":"IF($B2640>$F2640,0,IF($C2640>$G2640,0,ROUND((((($F2640-$B2640)/100)*IF('DBH-Upgrade'!$K$6='DBH-Upgrade'!$K$8,$BZ2654,($BE2640/(($F2640-18)/100))))+((($B2640-18)/100)*$CA2654))*$CD2654,0)))","v":{"$error":"#VALUE!"}},{"$f":"IF($B2640>$F2640,0,IF($C2640>$G2640,0,ROUND(((($F2640-$B2640)/100)*IF('DBH-Upgrade'!$K$6='DBH-Upgrade'!$K$8,$BZ2654,($BE2640/(($F2640-18)/100))))+((($B2640-18)/100)*$CA2654),0)))","v":{"$error":"#VALUE!"}},{"v":1.5,"d":"1.500"},1.08,1.08,1.08,420,{"$f":"IF($B2640>$F2640,0,IF($C2640>$G2640,0,ROUND(((($F2640-$B2640)/100)*(IF('DBH-Upgrade'!$K$6='DBH-Upgrade'!$K$8,$BZ2654,($BE2640/(($F2640-18)/100))))*$CH2654)+((($B2640-18)/100)*$CA2654*$CE2654*$CG2654),0)))","v":{"$error":"#VALUE!"}},{"$f":"IF($B2640>$F2640,0,IF($C2640>$G2640,0,ROUND(((($F2640-$B2640)/100)*(IF('DBH-Upgrade'!$K$6='DBH-Upgrade'!$K$8,$BZ2654,($BE2640/(($F2640-18)/100))))*$CH2654)+((($B2640-18)/100)*$CA2654*$CD2654*$CG2654),0)))","v":{"$error":"#VALUE!"}},{"$f":"IF($B2640>$F2640,0,IF($C2640>$G2640,0,ROUND(((($F2640-$B2640)/100)*(IF('DBH-Upgrade'!$K$6='DBH-Upgrade'!$K$8,$BZ2654,($BE2640/(($F2640-18)/100))))*$CH2654)+((($B2640-18)/100)*$CA2654*$CG2654),0)))","v":{"$error":"#VALUE!"}},22,{"$error":"#VALUE!"},{"$error":"#VALUE!"},{"$error":"#VALUE!"},{"v":0.002839872661471213,"d":"0.00"},{"$error":"#VALUE!"},{"$error":"#VALUE!"},{"$error":"#VALUE!"},0.0001276,1.7219,2,3.76611E-4,{"$f":"IF($B2640>$F2640,0,IF($C2640>$G2640,0,ROUND((((($F2640-$B2640)/100)*IF('DBH-Upgrade'!$K$6='DBH-Upgrade'!$K$8,$CC2654,($BF2640/(($F2640-18)/100))))+((($B2640-18)/100)*$CB2654))*IF($E2640>50,IF($G2640=11,(1-(($E2640-50)*0.005)),IF($G2640=16,(1-(($E2640-50)*0.005)),IF($G2640=21,(1-(($E2640-50)*0.005)),1))),1)*$CE2654,0)))","v":{"$error":"#VALUE!"}},{"$f":"IF($B2640>$F2640,0,IF($C2640>$G2640,0,ROUND((((($F2640-$B2640)/100)*IF('DBH-Upgrade'!$K$6='DBH-Upgrade'!$K$8,$CC2654,($BF2640/(($F2640-18)/100))))+((($B2640-18)/100)*$CB2654))*IF($E2640>50,IF($G2640=11,(1-(($E2640-50)*0.005)),IF($G2640=16,(1-(($E2640-50)*0.005)),IF($G2640=21,(1-(($E2640-50)*0.005)),1))),1)*$CD2654,0)))","v":{"$error":"#VALUE!"}},{"$f":"IF($B2640>$F2640,0,IF($C2640>$G2640,0,ROUND((((($F2640-$B2640)/100)*IF('DBH-Upgrade'!$K$6='DBH-Upgrade'!$K$8,$CC2654,($BF2640/(($F2640-18)/100))))+((($B2640-18)/100)*$CB2654))*IF($E2640>50,IF($G2640=11,(1-(($E2640-50)*0.005)),IF($G2640=16,(1-(($E2640-50)*0.005)),IF($G2640=21,(1-(($E2640-50)*0.005)),1))),1),0)))","v":{"$error":"#VALUE!"}},0.95,0.95,0.95,{"$f":"AK2640*POWER(CF_cool,AN2640)","v":{"$error":"#VALUE!"}},{"$f":"AL2640*POWER(CF_cool,AO2640)","v":{"$error":"#VALUE!"}},{"$f":"AM2640*POWER(CF_cool,AP2640)","v":{"$error":"#VALUE!"}},{"$error":"#VALUE!"},{"$error":"#VALUE!"},{"$error":"#VALUE!"},{"$error":"#VALUE!"},{"$error":"#VALUE!"},{"$error":"#VALUE!"},2.9,6,6.7,9,null,6505,null,{"v":0.8,"d":"80%"},null,null,0,11.8,13.7,21.85,null,1,1,1,{"$error":"#VALUE!"},{"$error":"#VALUE!"},{"$error":"#VALUE!"},null,{"$error":"#VALUE!"},{"$error":"#VALUE!"},{"$error":"#VALUE!"},{"$error":"#VALUE!"},{"$error":"#VALUE!"},3301,508,{"$error":"#VALUE!"},0.7015311234086448,0.657069305346098,null,0.16320641939358696,0.08064538055291112,0.783779121140337,0.783779121140337,null,0]
["3902401510",{"$f":"'DBH-Upgrade'!$K$8-$CL2644","v":80},10,3,90,240,15,16.5,0,26,30,47.2,{"v":4070.4,"d":"4070"},{"$f":"IF($B2644>$F2644,0,IF($C2644>$G2644,0,ROUND((((($F2644-$B2644)/100)*IF('DBH-Upgrade'!$K$6='DBH-Upgrade'!$K$8,$BZ2658,($BE2644/(($F2644-18)/100))))+((($B2644-18)/100)*$CA2658))*$CE2658,0)))","v":{"$error":"#VALUE!"}},{"$f":"IF($B2644>$F2644,0,IF($C2644>$G2644,0,ROUND((((($F2644-$B2644)/100)*IF('DBH-Upgrade'!$K$6='DBH-Upgrade'!$K$8,$BZ2658,($BE2644/(($F2644-18)/100))))+((($B2644-18)/100)*$CA2658))*$CD2658,0)))","v":{"$error":"#VALUE!"}},{"$f":"IF($B2644>$F2644,0,IF($C2644>$G2644,0,ROUND(((($F2644-$B2644)/100)*IF('DBH-Upgrade'!$K$6='DBH-Upgrade'!$K$8,$BZ2658,($BE2644/(($F2644-18)/100))))+((($B2644-18)/100)*$CA2658),0)))","v":{"$error":"#VALUE!"}},{"v":1.5,"d":"1.500"},1.08,1.08,1.08,328,{"$f":"IF($B2644>$F2644,0,IF($C2644>$G2644,0,ROUND(((($F2644-$B2644)/100)*(IF('DBH-Upgrade'!$K$6='DBH-Upgrade'!$K$8,$BZ2658,($BE2644/(($F2644-18)/100))))*$CH2658)+((($B2644-18)/100)*$CA2658*$CE2658*$CG2658),0)))","v":{"$error":"#VALUE!"}},{"$f":"IF($B2644>$F2644,0,IF($C2644>$G2644,0,ROUND(((($F2644-$B2644)/100)*(IF('DBH-Upgrade'!$K$6='DBH-Upgrade'!$K$8,$BZ2658,($BE2644/(($F2644-18)/100))))*$CH2658)+((($B2644-18)/100)*$CA2658*$CD2658*$CG2658),0)))","v":{"$error":"#VALUE!"}},{"$f":"IF($B2644>$F2644,0,IF($C2644>$G2644,0,ROUND(((($F2644-$B2644)/100)*(IF('DBH-Upgrade'!$K$6='DBH-Upgrade'!$K$8,$BZ2658,($BE2644/(($F2644-18)/100))))*$CH2658)+((($B2644-18)/100)*$CA2658*$CG2658),0)))","v":{"$error":"#VALUE!"}},17,{"$error":"#VALUE!"},{"$error":"#VALUE!"},{"$error":"#VALUE!"},{"v":2.5257988442491403E-3,"d":"0.00"},{"$error":"#VALUE!"},{"$error":"#VALUE!"},{"$error":"#VALUE!"},0.0002083,1.724,2,0.000461829,{"$f":"IF($B2644>$F2644,0,IF($C2644>$G2644,0,ROUND((((($F2644-$B2644)/100)*IF('DBH-Upgrade'!$K$6='DBH-Upgrade'!$K$8,$CC2658,($BF2644/(($F2644-18)/100))))+((($B2644-18)/100)*$CB2658))*IF($E2644>50,IF($G2644=11,(1-(($E2644-50)*0.005)),IF($G2644=16,(1-(($E2644-50)*0.005)),IF($G2644=21,(1-(($E2644-50)*0.005)),1))),1)*$CE2658,0)))","v":{"$error":"#VALUE!"}},{"$f":"IF($B2644>$F2644,0,IF($C2644>$G2644,0,ROUND((((($F2644-$B2644)/100)*IF('DBH-Upgrade'!$K$6='DBH-Upgrade'!$K$8,$CC2658,($BF2644/(($F2644-18)/100))))+((($B2644-18)/100)*$CB2658))*IF($E2644>50,IF($G2644=11,(1-(($E2644-50)*0.005)),IF($G2644=16,(1-(($E2644-50)*0.005)),IF($G2644=21,(1-(($E2644-50)*0.005)),1))),1)*$CD2658,0)))","v":{"$error":"#VALUE!"}},{"$f":"IF($B2644>$F2644,0,IF($C2644>$G2644,0,ROUND((((($F2644-$B2644)/100)*IF('DBH-Upgrade'!$K$6='DBH-Upgrade'!$K$8,$CC2658,($BF2644/(($F2644-18)/100))))+((($B2644-18)/100)*$CB2658))*IF($E2644>50,IF($G2644=11,(1-(($E2644-50)*0.005)),IF($G2644=16,(1-(($E2644-50)*0.005)),IF($G2644=21,(1-(($E2644-50)*0.005)),1))),1),0)))","v":{"$error":"#VALUE!"}},1.01,1.01,1.01,{"$f":"AK2644*POWER(CF_cool,AN2644)","v":{"$error":"#VALUE!"}},{"$f":"AL2644*POWER(CF_cool,AO2644)","v":{"$error":"#VALUE!"}},{"$f":"AM2644*POWER(CF_cool,AP2644)","v":{"$error":"#VALUE!"}},{"$error":"#VALUE!"},{"$error":"#VALUE!"},{"$error":"#VALUE!"},{"$error":"#VALUE!"},{"$error":"#VALUE!"},{"$error":"#VALUE!"},2.4,6,6.7,9,null,5088,null,{"v":0.8,"d":"80%"},null,null,0,11.8,13.7,21.85,null,1,1,1,{"$error":"#VALUE!"},{"$error":"#VALUE!"},{"$error":"#VALUE!"},null,{"$error":"#VALUE!"},{"$error":"#VALUE!"},{"$error":"#VALUE!"},{"$error":"#VALUE!"},1127,2539,352,62,0.7688559120374613,0.7053868583882835,null,0.16320641939358696,0.08064538055291112,0.7894714915956607,0.7894714915956607,null,0]
["3902602010",{"$f":"'DBH-Upgrade'!$K$8-$CL2652","v":60},10,3,90,260,20,21.5,0,26,30,47.8,{"v":6150.400000000001,"d":"6150"},{"$f":"IF($B2652>$F2652,0,IF($C2652>$G2652,0,ROUND((((($F2652-$B2652)/100)*IF('DBH-Upgrade'!$K$6='DBH-Upgrade'!$K$8,$BZ2666,($BE2652/(($F2652-18)/100))))+((($B2652-18)/100)*$CA2666))*$CE2666,0)))","v":{"$error":"#VALUE!"}},{"$f":"IF($B2652>$F2652,0,IF($C2652>$G2652,0,ROUND((((($F2652-$B2652)/100)*IF('DBH-Upgrade'!$K$6='DBH-Upgrade'!$K$8,$BZ2666,($BE2652/(($F2652-18)/100))))+((($B2652-18)/100)*$CA2666))*$CD2666,0)))","v":{"$error":"#VALUE!"}},{"$f":"IF($B2652>$F2652,0,IF($C2652>$G2652,0,ROUND(((($F2652-$B2652)/100)*IF('DBH-Upgrade'!$K$6='DBH-Upgrade'!$K$8,$BZ2666,($BE2652/(($F2652-18)/100))))+((($B2652-18)/100)*$CA2666),0)))","v":{"$error":"#VALUE!"}},{"v":1.5,"d":"1.500"},1.08,1.08,1.08,496,{"$f":"IF($B2652>$F2652,0,IF($C2652>$G2652,0,ROUND(((($F2652-$B2652)/100)*(IF('DBH-Upgrade'!$K$6='DBH-Upgrade'!$K$8,$BZ2666,($BE2652/(($F2652-18)/100))))*$CH2666)+((($B2652-18)/100)*$CA2666*$CE2666*$CG2666),0)))","v":{"$error":"#VALUE!"}},{"$f":"IF($B2652>$F2652,0,IF($C2652>$G2652,0,ROUND(((($F2652-$B2652)/100)*(IF('DBH-Upgrade'!$K$6='DBH-Upgrade'!$K$8,$BZ2666,($BE2652/(($F2652-18)/100))))*$CH2666)+((($B2652-18)/100)*$CA2666*$CD2666*$CG2666),0)))","v":{"$error":"#VALUE!"}},{"$f":"IF($B2652>$F2652,0,IF($C2652>$G2652,0,ROUND(((($F2652-$B2652)/100)*(IF('DBH-Upgrade'!$K$6='DBH-Upgrade'!$K$8,$BZ2666,($BE2652/(($F2652-18)/100))))*$CH2666)+((($B2652-18)/100)*$CA2666*$CG2666),0)))","v":{"$error":"#VALUE!"}},26,{"$error":"#VALUE!"},{"$error":"#VALUE!"},{"$error":"#VALUE!"},{"v":0.004172917532488063,"d":"0.00"},{"$error":"#VALUE!"},{"$error":"#VALUE!"},{"$error":"#VALUE!"},0.0001276,1.7219,2,3.76611E-4,{"$f":"IF($B2652>$F2652,0,IF($C2652>$G2652,0,ROUND((((($F2652-$B2652)/100)*IF('DBH-Upgrade'!$K$6='DBH-Upgrade'!$K$8,$CC2666,($BF2652/(($F2652-18)/100))))+((($B2652-18)/100)*$CB2666))*IF($E2652>50,IF($G2652=11,(1-(($E2652-50)*0.005)),IF($G2652=16,(1-(($E2652-50)*0.005)),IF($G2652=21,(1-(($E2652-50)*0.005)),1))),1)*$CE2666,0)))","v":{"$error":"#VALUE!"}},{"$f":"IF($B2652>$F2652,0,IF($C2652>$G2652,0,ROUND((((($F2652-$B2652)/100)*IF('DBH-Upgrade'!$K$6='DBH-Upgrade'!$K$8,$CC2666,($BF2652/(($F2652-18)/100))))+((($B2652-18)/100)*$CB2666))*IF($E2652>50,IF($G2652=11,(1-(($E2652-50)*0.005)),IF($G2652=16,(1-(($E2652-50)*0.005)),IF($G2652=21,(1-(($E2652-50)*0.005)),1))),1)*$CD2666,0)))","v":{"$error":"#VALUE!"}},{"$f":"IF($B2652>$F2652,0,IF($C2652>$G2652,0,ROUND((((($F2652-$B2652)/100)*IF('DBH-Upgrade'!$K$6='DBH-Upgrade'!$K$8,$CC2666,($BF2652/(($F2652-18)/100))))+((($B2652-18)/100)*$CB2666))*IF($E2652>50,IF($G2652=11,(1-(($E2652-50)*0.005)),IF($G2652=16,(1-(($E2652-50)*0.005)),IF($G2652=21,(1-(($E2652-50)*0.005)),1))),1),0)))","v":{"$error":"#VALUE!"}},0.95,0.95,0.95,{"$f":"AK2652*POWER(CF_cool,AN2652)","v":{"$error":"#VALUE!"}},{"$f":"AL2652*POWER(CF_cool,AO2652)","v":{"$error":"#VALUE!"}},{"$f":"AM2652*POWER(CF_cool,AP2652)","v":{"$error":"#VALUE!"}},{"$error":"#VALUE!"},{"$error":"#VALUE!"},{"$error":"#VALUE!"},{"$error":"#VALUE!"},{"$error":"#VALUE!"},{"$error":"#VALUE!"},3.5,6,6.7,9,null,7688,null,{"v":0.8,"d":"80%"},null,null,0,11.8,13.7,21.85,null,1,1,1,{"$error":"#VALUE!"},{"$error":"#VALUE!"},{"$error":"#VALUE!"},null,{"$error":"#VALUE!"},{"$error":"#VALUE!"},{"$error":"#VALUE!"},{"$error":"#VALUE!"},{"$error":"#VALUE!"},3301,508,{"$error":"#VALUE!"},0.6852107186854955,0.6578068517992561,null,0.16320641939358696,0.08064538055291112,0.783779121140337,0.783779121140337,null,20]
["3903001010",{"$f":"'DBH-Upgrade'!$K$8-$CL2660","v":40},10,3,90,300,10,11.5,0,26,30,47.8,{"v":3696.3,"d":"3696"},{"$f":"IF($B2660>$F2660,0,IF($C2660>$G2660,0,ROUND((((($F2660-$B2660)/100)*IF('DBH-Upgrade'!$K$6='DBH-Upgrade'!$K$8,$BZ2674,($BE2660/(($F2660-18)/100))))+((($B2660-18)/100)*$CA2674))*$CE2674,0)))","v":2372},{"$f":"IF($B2660>$F2660,0,IF($C2660>$G2660,0,ROUND((((($F2660-$B2660)/100)*IF('DBH-Upgrade'!$K$6='DBH-Upgrade'!$K$8,$BZ2674,($BE2660/(($F2660-18)/100))))+((($B2660-18)/100)*$CA2674))*$CD2674,0)))","v":2619},{"$f":"IF($B2660>$F2660,0,IF($C2660>$G2660,0,ROUND(((($F2660-$B2660)/100)*IF('DBH-Upgrade'!$K$6='DBH-Upgrade'!$K$8,$BZ2674,($BE2660/(($F2660-18)/100))))+((($B2660-18)/100)*$CA2674),0)))","v":3489},{"v":1.5,"d":"1.500"},1.08,1.08,1.08,298,{"$f":"IF($B2660>$F2660,0,IF($C2660>$G2660,0,ROUND(((($F2660-$B2660)/100)*(IF('DBH-Upgrade'!$K$6='DBH-Upgrade'!$K$8,$BZ2674,($BE2660/(($F2660-18)/100))))*$CH2674)+((($B2660-18)/100)*$CA2674*$CE2674*$CG2674),0)))","v":298},{"$f":"IF($B2660>$F2660,0,IF($C2660>$G2660,0,ROUND(((($F2660-$B2660)/100)*(IF('DBH-Upgrade'!$K$6='DBH-Upgrade'!$K$8,$BZ2674,($BE2660/(($F2660-18)/100))))*$CH2674)+((($B2660-18)/100)*$CA2674*$CD2674*$CG2674),0)))","v":305},{"$f":"IF($B2660>$F2660,0,IF($C2660>$G2660,0,ROUND(((($F2660-$B2660)/100)*(IF('DBH-Upgrade'!$K$6='DBH-Upgrade'!$K$8,$BZ2674,($BE2660/(($F2660-18)/100))))*$CH2674)+((($B2660-18)/100)*$CA2674*$CG2674),0)))","v":327},15,15,16,17,{"v":3.2463702926699848E-3,"d":"0.00"},{"v":3.2463702926699848E-3,"d":"0.00"},{"v":3.6465712197593972E-3,"d":"0.00"},{"v":0.004067537145521238,"d":"0.00"},3.969E-4,1.7346,2,0.000367347,{"$f":"IF($B2660>$F2660,0,IF($C2660>$G2660,0,ROUND((((($F2660-$B2660)/100)*IF('DBH-Upgrade'!$K$6='DBH-Upgrade'!$K$8,$CC2674,($BF2660/(($F2660-18)/100))))+((($B2660-18)/100)*$CB2674))*IF($E2660>50,IF($G2660=11,(1-(($E2660-50)*0.005)),IF($G2660=16,(1-(($E2660-50)*0.005)),IF($G2660=21,(1-(($E2660-50)*0.005)),1))),1)*$CE2674,0)))","v":162},{"$f":"IF($B2660>$F2660,0,IF($C2660>$G2660,0,ROUND((((($F2660-$B2660)/100)*IF('DBH-Upgrade'!$K$6='DBH-Upgrade'!$K$8,$CC2674,($BF2660/(($F2660-18)/100))))+((($B2660-18)/100)*$CB2674))*IF($E2660>50,IF($G2660=11,(1-(($E2660-50)*0.005)),IF($G2660=16,(1-(($E2660-50)*0.005)),IF($G2660=21,(1-(($E2660-50)*0.005)),1))),1)*$CD2674,0)))","v":179},{"$f":"IF($B2660>$F2660,0,IF($C2660>$G2660,0,ROUND((((($F2660-$B2660)/100)*IF('DBH-Upgrade'!$K$6='DBH-Upgrade'!$K$8,$CC2674,($BF2660/(($F2660-18)/100))))+((($B2660-18)/100)*$CB2674))*IF($E2660>50,IF($G2660=11,(1-(($E2660-50)*0.005)),IF($G2660=16,(1-(($E2660-50)*0.005)),IF($G2660=21,(1-(($E2660-50)*0.005)),1))),1),0)))","v":239},0.98,0.98,0.98,{"$f":"AK2660*POWER(CF_cool,AN2660)","v":127.89438163849702},{"$f":"AL2660*POWER(CF_cool,AO2660)","v":141.31539699562325},{"$f":"AM2660*POWER(CF_cool,AP2660)","v":188.6836864913629},27,30,41,{"v":0.00937805679145354,"d":"0.01"},{"v":0.011347928883271895,"d":"0.01"},{"v":0.01999055713839994,"d":"0.02"},{"v":2,"d":"2.0"},6,6.7,9,null,4107,null,{"v":0.9,"d":"90%"},null,null,0,11.8,13.7,21.85,null,1,1,1,127.89438163849702,141.31539699562325,188.6836864913629,null,0,0,0,1,{"$error":"#VALUE!"},3682,458,{"$error":"#VALUE!"},0.750275090099452,0.6848867351465859,null,0.16320641939358696,0.08064538055291112,0.7952052041594007,0.7952052041594007,null,40]
["3903002110",{"$f":"'DBH-Upgrade'!$K$8-$CL2665","v":60},10,3,90,300,21,21.5,0,26,30,47.8,9048,{"$f":"IF($B2665>$F2665,0,IF($C2665>$G2665,0,ROUND((((($F2665-$B2665)/100)*IF('DBH-Upgrade'!$K$6='DBH-Upgrade'!$K$8,$BZ2679,($BE2665/(($F2665-18)/100))))+((($B2665-18)/100)*$CA2679))*$CE2679,0)))","v":{"$error":"#VALUE!"}},{"$f":"IF($B2665>$F2665,0,IF($C2665>$G2665,0,ROUND((((($F2665-$B2665)/100)*IF('DBH-Upgrade'!$K$6='DBH-Upgrade'!$K$8,$BZ2679,($BE2665/(($F2665-18)/100))))+((($B2665-18)/100)*$CA2679))*$CD2679,0)))","v":{"$error":"#VALUE!"}},{"$f":"IF($B2665>$F2665,0,IF($C2665>$G2665,0,ROUND(((($F2665-$B2665)/100)*IF('DBH-Upgrade'!$K$6='DBH-Upgrade'!$K$8,$BZ2679,($BE2665/(($F2665-18)/100))))+((($B2665-18)/100)*$CA2679),0)))","v":{"$error":"#VALUE!"}},{"v":1.5,"d":"1.500"},1.05,1.05,1.05,730,{"$f":"IF($B2665>$F2665,0,IF($C2665>$G2665,0,ROUND(((($F2665-$B2665)/100)*(IF('DBH-Upgrade'!$K$6='DBH-Upgrade'!$K$8,$BZ2679,($BE2665/(($F2665-18)/100))))*$CH2679)+((($B2665-18)/100)*$CA2679*$CE2679*$CG2679),0)))","v":{"$error":"#VALUE!"}},{"$f":"IF($B2665>$F2665,0,IF($C2665>$G2665,0,ROUND(((($F2665-$B2665)/100)*(IF('DBH-Upgrade'!$K$6='DBH-Upgrade'!$K$8,$BZ2679,($BE2665/(($F2665-18)/100))))*$CH2679)+((($B2665-18)/100)*$CA2679*$CD2679*$CG2679),0)))","v":{"$error":"#VALUE!"}},{"$f":"IF($B2665>$F2665,0,IF($C2665>$G2665,0,ROUND(((($F2665-$B2665)/100)*(IF('DBH-Upgrade'!$K$6='DBH-Upgrade'!$K$8,$BZ2679,($BE2665/(($F2665-18)/100))))*$CH2679)+((($B2665-18)/100)*$CA2679*$CG2679),0)))","v":{"$error":"#VALUE!"}},38,{"$error":"#VALUE!"},{"$error":"#VALUE!"},{"$error":"#VALUE!"},{"v":0.0147776502110874,"d":"0.01"},{"$error":"#VALUE!"},{"$error":"#VALUE!"},{"$error":"#VALUE!"},0.0001276,1.7219,4,0.000514201,{"$f":"IF($B2665>$F2665,0,IF($C2665>$G2665,0,ROUND((((($F2665-$B2665)/100)*IF('DBH-Upgrade'!$K$6='DBH-Upgrade'!$K$8,$CC2679,($BF2665/(($F2665-18)/100))))+((($B2665-18)/100)*$CB2679))*IF($E2665>50,IF($G2665=11,(1-(($E2665-50)*0.005)),IF($G2665=16,(1-(($E2665-50)*0.005)),IF($G2665=21,(1-(($E2665-50)*0.005)),1))),1)*$CE2679,0)))","v":{"$error":"#VALUE!"}},{"$f":"IF($B2665>$F2665,0,IF($C2665>$G2665,0,ROUND((((($F2665-$B2665)/100)*IF('DBH-Upgrade'!$K$6='DBH-Upgrade'!$K$8,$CC2679,($BF2665/(($F2665-18)/100))))+((($B2665-18)/100)*$CB2679))*IF($E2665>50,IF($G2665=11,(1-(($E2665-50)*0.005)),IF($G2665=16,(1-(($E2665-50)*0.005)),IF($G2665=21,(1-(($E2665-50)*0.005)),1))),1)*$CD2679,0)))","v":{"$error":"#VALUE!"}},{"$f":"IF($B2665>$F2665,0,IF($C2665>$G2665,0,ROUND((((($F2665-$B2665)/100)*IF('DBH-Upgrade'!$K$6='DBH-Upgrade'!$K$8,$CC2679,($BF2665/(($F2665-18)/100))))+((($B2665-18)/100)*$CB2679))*IF($E2665>50,IF($G2665=11,(1-(($E2665-50)*0.005)),IF($G2665=16,(1-(($E2665-50)*0.005)),IF($G2665=21,(1-(($E2665-50)*0.005)),1))),1),0)))","v":{"$error":"#VALUE!"}},0.85,0.85,0.85,{"$f":"AK2665*POWER(CF_cool,AN2665)","v":{"$error":"#VALUE!"}},{"$f":"AL2665*POWER(CF_cool,AO2665)","v":{"$error":"#VALUE!"}},{"$f":"AM2665*POWER(CF_cool,AP2665)","v":{"$error":"#VALUE!"}},{"$error":"#VALUE!"},{"$error":"#VALUE!"},{"$error":"#VALUE!"},{"$error":"#VALUE!"},{"$error":"#VALUE!"},{"$error":"#VALUE!"},{"v":8,"d":"8.0"},6,6.7,9,null,{"$f":"$BE1337","v":11310},null,{"v":0.8,"d":"80%"},null,null,0,11.8,13.7,21.85,null,1,1,1,{"$error":"#VALUE!"},{"$error":"#VALUE!"},{"$error":"#VALUE!"},null,{"$error":"#VALUE!"},{"$error":"#VALUE!"},{"$error":"#VALUE!"},{"$error":"#VALUE!"},{"$error":"#VALUE!"},4479,834,{"$error":"#VALUE!"},0.681904493845304,0.6579686139337618,null,0.15781864009190116,0.08064538055291112,0.7952052041594007,0.7952052041594007,null,20]
["135701015",{"$f":"'DBH-Upgrade'!$K$8-$CL2672","v":80},15,1,35,70,10,11.5,0,26,30,41.1,{"v":566.1,"d":"566"},{"$f":"IF($B2672>$F2672,0,IF($C2672>$G2672,0,ROUND((((($F2672-$B2672)/100)*IF('DBH-Upgrade'!$K$6='DBH-Upgrade'!$K$8,$BZ2686,($BE2672/(($F2672-18)/100))))+((($B2672-18)/100)*$CA2686))*$CE2686,0)))","v":0},{"$f":"IF($B2672>$F2672,0,IF($C2672>$G2672,0,ROUND((((($F2672-$B2672)/100)*IF('DBH-Upgrade'!$K$6='DBH-Upgrade'!$K$8,$BZ2686,($BE2672/(($F2672-18)/100))))+((($B2672-18)/100)*$CA2686))*$CD2686,0)))","v":0},{"$f":"IF($B2672>$F2672,0,IF($C2672>$G2672,0,ROUND(((($F2672-$B2672)/100)*IF('DBH-Upgrade'!$K$6='DBH-Upgrade'!$K$8,$BZ2686,($BE2672/(($F2672-18)/100))))+((($B2672-18)/100)*$CA2686),0)))","v":0},{"v":1.5,"d":"1.500"},1.08,1.08,1.08,46,{"$f":"IF($B2672>$F2672,0,IF($C2672>$G2672,0,ROUND(((($F2672-$B2672)/100)*(IF('DBH-Upgrade'!$K$6='DBH-Upgrade'!$K$8,$BZ2686,($BE2672/(($F2672-18)/100))))*$CH2686)+((($B2672-18)/100)*$CA2686*$CE2686*$CG2686),0)))","v":0},{"$f":"IF($B2672>$F2672,0,IF($C2672>$G2672,0,ROUND(((($F2672-$B2672)/100)*(IF('DBH-Upgrade'!$K$6='DBH-Upgrade'!$K$8,$BZ2686,($BE2672/(($F2672-18)/100))))*$CH2686)+((($B2672-18)/100)*$CA2686*$CD2686*$CG2686),0)))","v":0},{"$f":"IF($B2672>$F2672,0,IF($C2672>$G2672,0,ROUND(((($F2672-$B2672)/100)*(IF('DBH-Upgrade'!$K$6='DBH-Upgrade'!$K$8,$BZ2686,($BE2672/(($F2672-18)/100))))*$CH2686)+((($B2672-18)/100)*$CA2686*$CG2686),0)))","v":0},2,0,0,0,{"v":2.8793906084677228E-5,"d":"0.00"},{"v":0,"d":"0.00"},{"v":0,"d":"0.00"},{"v":0,"d":"0.00"},3.969E-4,1.7346,2,0.000367347,{"$f":"IF($B2672>$F2672,0,IF($C2672>$G2672,0,ROUND((((($F2672-$B2672)/100)*IF('DBH-Upgrade'!$K$6='DBH-Upgrade'!$K$8,$CC2686,($BF2672/(($F2672-18)/100))))+((($B2672-18)/100)*$CB2686))*IF($E2672>50,IF($G2672=11,(1-(($E2672-50)*0.005)),IF($G2672=16,(1-(($E2672-50)*0.005)),IF($G2672=21,(1-(($E2672-50)*0.005)),1))),1)*$CE2686,0)))","v":0},{"$f":"IF($B2672>$F2672,0,IF($C2672>$G2672,0,ROUND((((($F2672-$B2672)/100)*IF('DBH-Upgrade'!$K$6='DBH-Upgrade'!$K$8,$CC2686,($BF2672/(($F2672-18)/100))))+((($B2672-18)/100)*$CB2686))*IF($E2672>50,IF($G2672=11,(1-(($E2672-50)*0.005)),IF($G2672=16,(1-(($E2672-50)*0.005)),IF($G2672=21,(1-(($E2672-50)*0.005)),1))),1)*$CD2686,0)))","v":0},{"$f":"IF($B2672>$F2672,0,IF($C2672>$G2672,0,ROUND((((($F2672-$B2672)/100)*IF('DBH-Upgrade'!$K$6='DBH-Upgrade'!$K$8,$CC2686,($BF2672/(($F2672-18)/100))))+((($B2672-18)/100)*$CB2686))*IF($E2672>50,IF($G2672=11,(1-(($E2672-50)*0.005)),IF($G2672=16,(1-(($E2672-50)*0.005)),IF($G2672=21,(1-(($E2672-50)*0.005)),1))),1),0)))","v":0},0.98,0.98,0.98,{"$f":"AK2672*POWER(CF_cool,AN2672)","v":0},{"$f":"AL2672*POWER(CF_cool,AO2672)","v":0},{"$f":"AM2672*POWER(CF_cool,AP2672)","v":0},0,0,0,{"v":0,"d":"0.00"},{"v":0,"d":"0.00"},{"v":0,"d":"0.00"},0.5,"DBH-unit is te lang!","DBH-unit is te lang!","DBH-unit is te lang!",null,629,null,{"v":0.9,"d":"90%"},null,null,0,"DBH-unit is te lang!","DBH-unit is te lang!","DBH-unit is te lang!",null,1,1,1,0,0,0,null,0,0,0,1,{"$error":"#VALUE!"},3682,458,{"$error":"#VALUE!"},0.7507794609544182,0.68,null,0.16320641939358696,0.08064538055291112,0.7952052041594007,0.7952052041594007,null,0]
["135801515",{"$f":"'DBH-Upgrade'!$K$8-$CL2680","v":80},15,1,35,80,15,16.5,0,26,30,42.4,{"v":940.8000000000001,"d":"941"},{"$f":"IF($B2680>$F2680,0,IF($C2680>$G2680,0,ROUND((((($F2680-$B2680)/100)*IF('DBH-Upgrade'!$K$6='DBH-Upgrade'!$K$8,$BZ2694,($BE2680/(($F2680-18)/100))))+((($B2680-18)/100)*$CA2694))*$CE2694,0)))","v":1395},{"$f":"IF($B2680>$F2680,0,IF($C2680>$G2680,0,ROUND((((($F2680-$B2680)/100)*IF('DBH-Upgrade'!$K$6='DBH-Upgrade'!$K$8,$BZ2694,($BE2680/(($F2680-18)/100))))+((($B2680-18)/100)*$CA2694))*$CD2694,0)))","v":1496},{"$f":"IF($B2680>$F2680,0,IF($C2680>$G2680,0,ROUND(((($F2680-$B2680)/100)*IF('DBH-Upgrade'!$K$6='DBH-Upgrade'!$K$8,$BZ2694,($BE2680/(($F2680-18)/100))))+((($B2680-18)/100)*$CA2694),0)))","v":2008},{"v":1.5,"d":"1.500"},1.08,1.08,1.08,76,{"$f":"IF($B2680>$F2680,0,IF($C2680>$G2680,0,ROUND(((($F2680-$B2680)/100)*(IF('DBH-Upgrade'!$K$6='DBH-Upgrade'!$K$8,$BZ2694,($BE2680/(($F2680-18)/100))))*$CH2694)+((($B2680-18)/100)*$CA2694*$CE2694*$CG2694),0)))","v":228},{"$f":"IF($B2680>$F2680,0,IF($C2680>$G2680,0,ROUND(((($F2680-$B2680)/100)*(IF('DBH-Upgrade'!$K$6='DBH-Upgrade'!$K$8,$BZ2694,($BE2680/(($F2680-18)/100))))*$CH2694)+((($B2680-18)/100)*$CA2694*$CD2694*$CG2694),0)))","v":244},{"$f":"IF($B2680>$F2680,0,IF($C2680>$G2680,0,ROUND(((($F2680-$B2680)/100)*(IF('DBH-Upgrade'!$K$6='DBH-Upgrade'!$K$8,$BZ2694,($BE2680/(($F2680-18)/100))))*$CH2694)+((($B2680-18)/100)*$CA2694*$CG2694),0)))","v":328},4,12,13,17,{"v":1.016428886249875E-4,"d":"0.00"},{"v":8.4598157363216932E-4,"d":"0.00"},{"v":9.8787228475975949E-4,"d":"0.00"},{"v":1.6621061134341473E-3,"d":"0.00"},0.0002083,1.724,2,0.000461829,{"$f":"IF($B2680>$F2680,0,IF($C2680>$G2680,0,ROUND((((($F2680-$B2680)/100)*IF('DBH-Upgrade'!$K$6='DBH-Upgrade'!$K$8,$CC2694,($BF2680/(($F2680-18)/100))))+((($B2680-18)/100)*$CB2694))*IF($E2680>50,IF($G2680=11,(1-(($E2680-50)*0.005)),IF($G2680=16,(1-(($E2680-50)*0.005)),IF($G2680=21,(1-(($E2680-50)*0.005)),1))),1)*$CE2694,0)))","v":190},{"$f":"IF($B2680>$F2680,0,IF($C2680>$G2680,0,ROUND((((($F2680-$B2680)/100)*IF('DBH-Upgrade'!$K$6='DBH-Upgrade'!$K$8,$CC2694,($BF2680/(($F2680-18)/100))))+((($B2680-18)/100)*$CB2694))*IF($E2680>50,IF($G2680=11,(1-(($E2680-50)*0.005)),IF($G2680=16,(1-(($E2680-50)*0.005)),IF($G2680=21,(1-(($E2680-50)*0.005)),1))),1)*$CD2694,0)))","v":204},{"$f":"IF($B2680>$F2680,0,IF($C2680>$G2680,0,ROUND((((($F2680-$B2680)/100)*IF('DBH-Upgrade'!$K$6='DBH-Upgrade'!$K$8,$CC2694,($BF2680/(($F2680-18)/100))))+((($B2680-18)/100)*$CB2694))*IF($E2680>50,IF($G2680=11,(1-(($E2680-50)*0.005)),IF($G2680=16,(1-(($E2680-50)*0.005)),IF($G2680=21,(1-(($E2680-50)*0.005)),1))),1),0)))","v":274},1.01,1.01,1.01,{"$f":"AK2680*POWER(CF_cool,AN2680)","v":148.91803301666403},{"$f":"AL2680*POWER(CF_cool,AO2680)","v":159.89094071262875},{"$f":"AM2680*POWER(CF_cool,AP2680)","v":214.75547919245233},32,34,46,{"v":5.6882724952915095E-3,"d":"0.01"},{"v":0.006401787813825805,"d":"0.01"},{"v":0.011546753349711855,"d":"0.01"},0.8,6,6.7,9,null,1176,null,{"v":0.8,"d":"80%"},null,null,0,11.8,13.7,21.85,null,1,1,1,148.91803301666403,159.89094071262875,214.75547919245233,null,0,0,0,1,{"$error":"#VALUE!"},0,0,{"$error":"#VALUE!"},0.8452517014716241,0.78929861482599,null,0.16320641939358696,0.08064538055291112,0.7894714915956607,0.7894714915956607,null,0]
["135901115",{"$f":"'DBH-Upgrade'!$K$8-$CL2685","v":80},15,1,35,90,11,11.5,0,26,30,43.3,{"v":731.6800000000001,"d":"732"},{"$f":"IF($B2685>$F2685,0,IF($C2685>$G2685,0,ROUND((((($F2685-$B2685)/100)*IF('DBH-Upgrade'!$K$6='DBH-Upgrade'!$K$8,$BZ2699,($BE2685/(($F2685-18)/100))))+((($B2685-18)/100)*$CA2699))*$CE2699,0)))","v":0},{"$f":"IF($B2685>$F2685,0,IF($C2685>$G2685,0,ROUND((((($F2685-$B2685)/100)*IF('DBH-Upgrade'!$K$6='DBH-Upgrade'!$K$8,$BZ2699,($BE2685/(($F2685-18)/100))))+((($B2685-18)/100)*$CA2699))*$CD2699,0)))","v":0},{"$f":"IF($B2685>$F2685,0,IF($C2685>$G2685,0,ROUND(((($F2685-$B2685)/100)*IF('DBH-Upgrade'!$K$6='DBH-Upgrade'!$K$8,$BZ2699,($BE2685/(($F2685-18)/100))))+((($B2685-18)/100)*$CA2699),0)))","v":0},{"v":1.5,"d":"1.500"},1.1,1.1,1.1,59,{"$f":"IF($B2685>$F2685,0,IF($C2685>$G2685,0,ROUND(((($F2685-$B2685)/100)*(IF('DBH-Upgrade'!$K$6='DBH-Upgrade'!$K$8,$BZ2699,($BE2685/(($F2685-18)/100))))*$CH2699)+((($B2685-18)/100)*$CA2699*$CE2699*$CG2699),0)))","v":0},{"$f":"IF($B2685>$F2685,0,IF($C2685>$G2685,0,ROUND(((($F2685-$B2685)/100)*(IF('DBH-Upgrade'!$K$6='DBH-Upgrade'!$K$8,$BZ2699,($BE2685/(($F2685-18)/100))))*$CH2699)+((($B2685-18)/100)*$CA2699*$CD2699*$CG2699),0)))","v":0},{"$f":"IF($B2685>$F2685,0,IF($C2685>$G2685,0,ROUND(((($F2685-$B2685)/100)*(IF('DBH-Upgrade'!$K$6='DBH-Upgrade'!$K$8,$BZ2699,($BE2685/(($F2685-18)/100))))*$CH2699)+((($B2685-18)/100)*$CA2699*$CG2699),0)))","v":0},3,0,0,0,{"v":1.2973890805988836E-4,"d":"0.00"},{"v":0,"d":"0.00"},{"v":0,"d":"0.00"},{"v":0,"d":"0.00"},3.969E-4,1.7346,4,0.000574288,{"$f":"IF($B2685>$F2685,0,IF($C2685>$G2685,0,ROUND((((($F2685-$B2685)/100)*IF('DBH-Upgrade'!$K$6='DBH-Upgrade'!$K$8,$CC2699,($BF2685/(($F2685-18)/100))))+((($B2685-18)/100)*$CB2699))*IF($E2685>50,IF($G2685=11,(1-(($E2685-50)*0.005)),IF($G2685=16,(1-(($E2685-50)*0.005)),IF($G2685=21,(1-(($E2685-50)*0.005)),1))),1)*$CE2699,0)))","v":0},{"$f":"IF($B2685>$F2685,0,IF($C2685>$G2685,0,ROUND((((($F2685-$B2685)/100)*IF('DBH-Upgrade'!$K$6='DBH-Upgrade'!$K$8,$CC2699,($BF2685/(($F2685-18)/100))))+((($B2685-18)/100)*$CB2699))*IF($E2685>50,IF($G2685=11,(1-(($E2685-50)*0.005)),IF($G2685=16,(1-(($E2685-50)*0.005)),IF($G2685=21,(1-(($E2685-50)*0.005)),1))),1)*$CD2699,0)))","v":0},{"$f":"IF($B2685>$F2685,0,IF($C2685>$G2685,0,ROUND((((($F2685-$B2685)/100)*IF('DBH-Upgrade'!$K$6='DBH-Upgrade'!$K$8,$CC2699,($BF2685/(($F2685-18)/100))))+((($B2685-18)/100)*$CB2699))*IF($E2685>50,IF($G2685=11,(1-(($E2685-50)*0.005)),IF($G2685=16,(1-(($E2685-50)*0.005)),IF($G2685=21,(1-(($E2685-50)*0.005)),1))),1),0)))","v":0},0.95,0.95,0.95,{"$f":"AK2685*POWER(CF_cool,AN2685)","v":0},{"$f":"AL2685*POWER(CF_cool,AO2685)","v":0},{"$f":"AM2685*POWER(CF_cool,AP2685)","v":0},0,0,0,{"v":0,"d":"0.00"},{"v":0,"d":"0.00"},{"v":0,"d":"0.00"},1.2,6,6.7,9,null,1076,null,{"v":0.68,"d":"68%"},null,null,0,11.8,13.7,21.85,null,1,1,1,0,0,0,null,0,0,0,1,2489,6098,791,92,0.7555553480649244,0.7038387772986681,null,0.1716349180255756,0.08064538055291112,0.8146200327725304,0.8146200327725304,null,0]
["1351002015",{"$f":"'DBH-Upgrade'!$K$8-$CL2694","v":80},15,1,35,100,20,21.5,0,26,30,44.1,1648,{"$f":"IF($B2694>$F2694,0,IF($C2694>$G2694,0,ROUND((((($F2694-$B2694)/100)*IF('DBH-Upgrade'!$K$6='DBH-Upgrade'!$K$8,$BZ2708,($BE2694/(($F2694-18)/100))))+((($B2694-18)/100)*$CA2708))*$CE2708,0)))","v":2252},{"$f":"IF($B2694>$F2694,0,IF($C2694>$G2694,0,ROUND((((($F2694-$B2694)/100)*IF('DBH-Upgrade'!$K$6='DBH-Upgrade'!$K$8,$BZ2708,($BE2694/(($F2694-18)/100))))+((($B2694-18)/100)*$CA2708))*$CD2708,0)))","v":2426},{"$f":"IF($B2694>$F2694,0,IF($C2694>$G2694,0,ROUND(((($F2694-$B2694)/100)*IF('DBH-Upgrade'!$K$6='DBH-Upgrade'!$K$8,$BZ2708,($BE2694/(($F2694-18)/100))))+((($B2694-18)/100)*$CA2708),0)))","v":2978},{"v":1.5,"d":"1.500"},1.08,1.08,1.08,133,{"$f":"IF($B2694>$F2694,0,IF($C2694>$G2694,0,ROUND(((($F2694-$B2694)/100)*(IF('DBH-Upgrade'!$K$6='DBH-Upgrade'!$K$8,$BZ2708,($BE2694/(($F2694-18)/100))))*$CH2708)+((($B2694-18)/100)*$CA2708*$CE2708*$CG2708),0)))","v":348},{"$f":"IF($B2694>$F2694,0,IF($C2694>$G2694,0,ROUND(((($F2694-$B2694)/100)*(IF('DBH-Upgrade'!$K$6='DBH-Upgrade'!$K$8,$BZ2708,($BE2694/(($F2694-18)/100))))*$CH2708)+((($B2694-18)/100)*$CA2708*$CD2708*$CG2708),0)))","v":372},{"$f":"IF($B2694>$F2694,0,IF($C2694>$G2694,0,ROUND(((($F2694-$B2694)/100)*(IF('DBH-Upgrade'!$K$6='DBH-Upgrade'!$K$8,$BZ2708,($BE2694/(($F2694-18)/100))))*$CH2708)+((($B2694-18)/100)*$CA2708*$CG2708),0)))","v":448},7,18,19,23,{"v":2.4190832460210229E-4,"d":"0.00"},{"v":1.5062956813089014E-3,"d":"0.00"},{"v":1.6731483046723715E-3,"d":"0.00"},{"v":0.002425948211912667,"d":"0.00"},0.0001276,1.7219,2,3.76611E-4,{"$f":"IF($B2694>$F2694,0,IF($C2694>$G2694,0,ROUND((((($F2694-$B2694)/100)*IF('DBH-Upgrade'!$K$6='DBH-Upgrade'!$K$8,$CC2708,($BF2694/(($F2694-18)/100))))+((($B2694-18)/100)*$CB2708))*IF($E2694>50,IF($G2694=11,(1-(($E2694-50)*0.005)),IF($G2694=16,(1-(($E2694-50)*0.005)),IF($G2694=21,(1-(($E2694-50)*0.005)),1))),1)*$CE2708,0)))","v":247},{"$f":"IF($B2694>$F2694,0,IF($C2694>$G2694,0,ROUND((((($F2694-$B2694)/100)*IF('DBH-Upgrade'!$K$6='DBH-Upgrade'!$K$8,$CC2708,($BF2694/(($F2694-18)/100))))+((($B2694-18)/100)*$CB2708))*IF($E2694>50,IF($G2694=11,(1-(($E2694-50)*0.005)),IF($G2694=16,(1-(($E2694-50)*0.005)),IF($G2694=21,(1-(($E2694-50)*0.005)),1))),1)*$CD2708,0)))","v":266},{"$f":"IF($B2694>$F2694,0,IF($C2694>$G2694,0,ROUND((((($F2694-$B2694)/100)*IF('DBH-Upgrade'!$K$6='DBH-Upgrade'!$K$8,$CC2708,($BF2694/(($F2694-18)/100))))+((($B2694-18)/100)*$CB2708))*IF($E2694>50,IF($G2694=11,(1-(($E2694-50)*0.005)),IF($G2694=16,(1-(($E2694-50)*0.005)),IF($G2694=21,(1-(($E2694-50)*0.005)),1))),1),0)))","v":327},0.95,0.95,0.95,{"$f":"AK2694*POWER(CF_cool,AN2694)","v":196.41568542737195},{"$f":"AL2694*POWER(CF_cool,AO2694)","v":211.52458430640058},{"$f":"AM2694*POWER(CF_cool,AP2694)","v":260.032101760124},42,45,56,{"v":0.00784607911193673,"d":"0.01"},{"v":0.00897784287649528,"d":"0.01"},{"v":0.013766032576731183,"d":"0.01"},1.3,6,6.7,9,null,2060,null,{"v":0.8,"d":"80%"},null,null,0,11.8,13.7,21.85,null,1,1,1,196.41568542737195,211.52458430640058,260.032101760124,null,0,0,0,1,1615,3238,442,63,0.7453108993363179,0.6950414455205922,null,0.16320641939358696,0.08064538055291112,0.783779121140337,0.783779121140337,null,0]
["1351102015",{"$f":"'DBH-Upgrade'!$K$8-$CL2700","v":70},15,1,35,110,20,21.5,0,26,30,44.1,{"v":1812.8000000000002,"d":"1813"},{"$f":"IF($B2700>$F2700,0,IF($C2700>$G2700,0,ROUND((((($F2700-$B2700)/100)*IF('DBH-Upgrade'!$K$6='DBH-Upgrade'!$K$8,$BZ2714,($BE2700/(($F2700-18)/100))))+((($B2700-18)/100)*$CA2714))*$CE2714,0)))","v":2292},{"$f":"IF($B2700>$F2700,0,IF($C2700>$G2700,0,ROUND((((($F2700-$B2700)/100)*IF('DBH-Upgrade'!$K$6='DBH-Upgrade'!$K$8,$BZ2714,($BE2700/(($F2700-18)/100))))+((($B2700-18)/100)*$CA2714))*$CD2714,0)))","v":2470},{"$f":"IF($B2700>$F2700,0,IF($C2700>$G2700,0,ROUND(((($F2700-$B2700)/100)*IF('DBH-Upgrade'!$K$6='DBH-Upgrade'!$K$8,$BZ2714,($BE2700/(($F2700-18)/100))))+((($B2700-18)/100)*$CA2714),0)))","v":3031},{"v":1.5,"d":"1.500"},1.08,1.08,1.08,146,{"$f":"IF($B2700>$F2700,0,IF($C2700>$G2700,0,ROUND(((($F2700-$B2700)/100)*(IF('DBH-Upgrade'!$K$6='DBH-Upgrade'!$K$8,$BZ2714,($BE2700/(($F2700-18)/100))))*$CH2714)+((($B2700-18)/100)*$CA2714*$CE2714*$CG2714),0)))","v":335},{"$f":"IF($B2700>$F2700,0,IF($C2700>$G2700,0,ROUND(((($F2700-$B2700)/100)*(IF('DBH-Upgrade'!$K$6='DBH-Upgrade'!$K$8,$BZ2714,($BE2700/(($F2700-18)/100))))*$CH2714)+((($B2700-18)/100)*$CA2714*$CD2714*$CG2714),0)))","v":355},{"$f":"IF($B2700>$F2700,0,IF($C2700>$G2700,0,ROUND(((($F2700-$B2700)/100)*(IF('DBH-Upgrade'!$K$6='DBH-Upgrade'!$K$8,$BZ2714,($BE2700/(($F2700-18)/100))))*$CH2714)+((($B2700-18)/100)*$CA2714*$CG2714),0)))","v":419},8,17,18,22,{"v":3.2203175828474497E-4,"d":"0.00"},{"v":0.001380887203420646,"d":"0.00"},{"v":1.5425667600599414E-3,"d":"0.00"},{"v":2.2762128837969255E-3,"d":"0.00"},0.0001276,1.7219,2,3.76611E-4,{"$f":"IF($B2700>$F2700,0,IF($C2700>$G2700,0,ROUND((((($F2700-$B2700)/100)*IF('DBH-Upgrade'!$K$6='DBH-Upgrade'!$K$8,$CC2714,($BF2700/(($F2700-18)/100))))+((($B2700-18)/100)*$CB2714))*IF($E2700>50,IF($G2700=11,(1-(($E2700-50)*0.005)),IF($G2700=16,(1-(($E2700-50)*0.005)),IF($G2700=21,(1-(($E2700-50)*0.005)),1))),1)*$CE2714,0)))","v":221},{"$f":"IF($B2700>$F2700,0,IF($C2700>$G2700,0,ROUND((((($F2700-$B2700)/100)*IF('DBH-Upgrade'!$K$6='DBH-Upgrade'!$K$8,$CC2714,($BF2700/(($F2700-18)/100))))+((($B2700-18)/100)*$CB2714))*IF($E2700>50,IF($G2700=11,(1-(($E2700-50)*0.005)),IF($G2700=16,(1-(($E2700-50)*0.005)),IF($G2700=21,(1-(($E2700-50)*0.005)),1))),1)*$CD2714,0)))","v":238},{"$f":"IF($B2700>$F2700,0,IF($C2700>$G2700,0,ROUND((((($F2700-$B2700)/100)*IF('DBH-Upgrade'!$K$6='DBH-Upgrade'!$K$8,$CC2714,($BF2700/(($F2700-18)/100))))+((($B2700-18)/100)*$CB2714))*IF($E2700>50,IF($G2700=11,(1-(($E2700-50)*0.005)),IF($G2700=16,(1-(($E2700-50)*0.005)),IF($G2700=21,(1-(($E2700-50)*0.005)),1))),1),0)))","v":292},0.95,0.95,0.95,{"$f":"AK2700*POWER(CF_cool,AN2700)","v":175.74035011922754},{"$f":"AL2700*POWER(CF_cool,AO2700)","v":189.25883858993737},{"$f":"AM2700*POWER(CF_cool,AP2700)","v":232.199919614545},38,41,50,{"v":0.006584931949973871,"d":"0.01"},{"v":0.007635140245670595,"d":"0.01"},{"v":0.011240791534716377,"d":"0.01"},1.5,6,6.7,9,null,2266,null,{"v":0.8,"d":"80%"},null,null,0,11.8,13.7,21.85,null,1,1,1,175.74035011922754,189.25883858993737,232.199919614545,null,0,0,0,1,1615,3238,442,63,0.7342980293974435,0.6854011253923185,null,0.16320641939358696,0.08064538055291112,0.783779121140337,0.783779121140337,null,10]
["1351201615",{"$f":"'DBH-Upgrade'!$K$8-$CL2705","v":80},15,1,35,120,16,16.5,0,26,30,44.8,{"v":1300.16,"d":"1300"},{"$f":"IF($B2705>$F2705,0,IF($C2705>$G2705,0,ROUND((((($F2705-$B2705)/100)*IF('DBH-Upgrade'!$K$6='DBH-Upgrade'!$K$8,$BZ2719,($BE2705/(($F2705-18)/100))))+((($B2705-18)/100)*$CA2719))*$CE2719,0)))","v":2840},{"$f":"IF($B2705>$F2705,0,IF($C2705>$G2705,0,ROUND((((($F2705-$B2705)/100)*IF('DBH-Upgrade'!$K$6='DBH-Upgrade'!$K$8,$BZ2719,($BE2705/(($F2705-18)/100))))+((($B2705-18)/100)*$CA2719))*$CD2719,0)))","v":3041},{"$f":"IF($B2705>$F2705,0,IF($C2705>$G2705,0,ROUND(((($F2705-$B2705)/100)*IF('DBH-Upgrade'!$K$6='DBH-Upgrade'!$K$8,$BZ2719,($BE2705/(($F2705-18)/100))))+((($B2705-18)/100)*$CA2719),0)))","v":4231},{"v":1.5,"d":"1.500"},1.1,1.1,1.1,105,{"$f":"IF($B2705>$F2705,0,IF($C2705>$G2705,0,ROUND(((($F2705-$B2705)/100)*(IF('DBH-Upgrade'!$K$6='DBH-Upgrade'!$K$8,$BZ2719,($BE2705/(($F2705-18)/100))))*$CH2719)+((($B2705-18)/100)*$CA2719*$CE2719*$CG2719),0)))","v":415},{"$f":"IF($B2705>$F2705,0,IF($C2705>$G2705,0,ROUND(((($F2705-$B2705)/100)*(IF('DBH-Upgrade'!$K$6='DBH-Upgrade'!$K$8,$BZ2719,($BE2705/(($F2705-18)/100))))*$CH2719)+((($B2705-18)/100)*$CA2719*$CD2719*$CG2719),0)))","v":437},{"$f":"IF($B2705>$F2705,0,IF($C2705>$G2705,0,ROUND(((($F2705-$B2705)/100)*(IF('DBH-Upgrade'!$K$6='DBH-Upgrade'!$K$8,$BZ2719,($BE2705/(($F2705-18)/100))))*$CH2719)+((($B2705-18)/100)*$CA2719*$CG2719),0)))","v":568},5,21,23,29,{"v":4.7948451151732737E-4,"d":"0.00"},{"v":0.007660524575637541,"d":"0.01"},{"v":0.009140342116733768,"d":"0.01"},{"v":0.014342093700889099,"d":"0.01"},0.0002083,1.724,4,1.392796E-3,{"$f":"IF($B2705>$F2705,0,IF($C2705>$G2705,0,ROUND((((($F2705-$B2705)/100)*IF('DBH-Upgrade'!$K$6='DBH-Upgrade'!$K$8,$CC2719,($BF2705/(($F2705-18)/100))))+((($B2705-18)/100)*$CB2719))*IF($E2705>50,IF($G2705=11,(1-(($E2705-50)*0.005)),IF($G2705=16,(1-(($E2705-50)*0.005)),IF($G2705=21,(1-(($E2705-50)*0.005)),1))),1)*$CE2719,0)))","v":322},{"$f":"IF($B2705>$F2705,0,IF($C2705>$G2705,0,ROUND((((($F2705-$B2705)/100)*IF('DBH-Upgrade'!$K$6='DBH-Upgrade'!$K$8,$CC2719,($BF2705/(($F2705-18)/100))))+((($B2705-18)/100)*$CB2719))*IF($E2705>50,IF($G2705=11,(1-(($E2705-50)*0.005)),IF($G2705=16,(1-(($E2705-50)*0.005)),IF($G2705=21,(1-(($E2705-50)*0.005)),1))),1)*$CD2719,0)))","v":345},{"$f":"IF($B2705>$F2705,0,IF($C2705>$G2705,0,ROUND((((($F2705-$B2705)/100)*IF('DBH-Upgrade'!$K$6='DBH-Upgrade'!$K$8,$CC2719,($BF2705/(($F2705-18)/100))))+((($B2705-18)/100)*$CB2719))*IF($E2705>50,IF($G2705=11,(1-(($E2705-50)*0.005)),IF($G2705=16,(1-(($E2705-50)*0.005)),IF($G2705=21,(1-(($E2705-50)*0.005)),1))),1),0)))","v":480},0.95,0.95,0.95,{"$f":"AK2705*POWER(CF_cool,AN2705)","v":256.056075739327},{"$f":"AL2705*POWER(CF_cool,AO2705)","v":274.34579543499325},{"$f":"AM2705*POWER(CF_cool,AP2705)","v":381.6984979965123},55,59,82,{"v":0.04991971037938131,"d":"0.05"},{"v":0.05725421832590096,"d":"0.06"},{"v":0.10895980434321005,"d":"0.11"},2.4,6,6.7,9,null,1912,null,{"v":0.68,"d":"68%"},null,null,0,11.8,13.7,21.85,null,1,1,1,256.056075739327,274.34579543499325,381.6984979965123,null,0,0,0,1,{"$error":"#VALUE!"},0,0,{"$error":"#VALUE!"},0.8146699660963719,0.7561986894808467,null,0.15781864009190116,0.08064538055291112,0.7952052041594007,0.7952052041594007,null,0]
["1351401115",{"$f":"'DBH-Upgrade'!$K$8-$CL2709","v":80},15,1,35,140,11,11.5,0,26,30,45.4,{"v":1138.3200000000002,"d":"1138"},{"$f":"IF($B2709>$F2709,0,IF($C2709>$G2709,0,ROUND((((($F2709-$B2709)/100)*IF('DBH-Upgrade'!$K$6='DBH-Upgrade'!$K$8,$BZ2723,($BE2709/(($F2709-18)/100))))+((($B2709-18)/100)*$CA2723))*$CE2723,0)))","v":0},{"$f":"IF($B2709>$F2709,0,IF($C2709>$G2709,0,ROUND((((($F2709-$B2709)/100)*IF('DBH-Upgrade'!$K$6='DBH-Upgrade'!$K$8,$BZ2723,($BE2709/(($F2709-18)/100))))+((($B2709-18)/100)*$CA2723))*$CD2723,0)))","v":0},{"$f":"IF($B2709>$F2709,0,IF($C2709>$G2709,0,ROUND(((($F2709-$B2709)/100)*IF('DBH-Upgrade'!$K$6='DBH-Upgrade'!$K$8,$BZ2723,($BE2709/(($F2709-18)/100))))+((($B2709-18)/100)*$CA2723),0)))","v":0},{"v":1.5,"d":"1.500"},1.1,1.1,1.1,92,{"$f":"IF($B2709>$F2709,0,IF($C2709>$G2709,0,ROUND(((($F2709-$B2709)/100)*(IF('DBH-Upgrade'!$K$6='DBH-Upgrade'!$K$8,$BZ2723,($BE2709/(($F2709-18)/100))))*$CH2723)+((($B2709-18)/100)*$CA2723*$CE2723*$CG2723),0)))","v":0},{"$f":"IF($B2709>$F2709,0,IF($C2709>$G2709,0,ROUND(((($F2709-$B2709)/100)*(IF('DBH-Upgrade'!$K$6='DBH-Upgrade'!$K$8,$BZ2723,($BE2709/(($F2709-18)/100))))*$CH2723)+((($B2709-18)/100)*$CA2723*$CD2723*$CG2723),0)))","v":0},{"$f":"IF($B2709>$F2709,0,IF($C2709>$G2709,0,ROUND(((($F2709-$B2709)/100)*(IF('DBH-Upgrade'!$K$6='DBH-Upgrade'!$K$8,$BZ2723,($BE2709/(($F2709-18)/100))))*$CH2723)+((($B2709-18)/100)*$CA2723*$CG2723),0)))","v":0},5,0,0,0,{"v":4.5940651245825859E-4,"d":"0.00"},{"v":0,"d":"0.00"},{"v":0,"d":"0.00"},{"v":0,"d":"0.00"},3.969E-4,1.7346,4,0.000574288,{"$f":"IF($B2709>$F2709,0,IF($C2709>$G2709,0,ROUND((((($F2709-$B2709)/100)*IF('DBH-Upgrade'!$K$6='DBH-Upgrade'!$K$8,$CC2723,($BF2709/(($F2709-18)/100))))+((($B2709-18)/100)*$CB2723))*IF($E2709>50,IF($G2709=11,(1-(($E2709-50)*0.005)),IF($G2709=16,(1-(($E2709-50)*0.005)),IF($G2709=21,(1-(($E2709-50)*0.005)),1))),1)*$CE2723,0)))","v":0},{"$f":"IF($B2709>$F2709,0,IF($C2709>$G2709,0,ROUND((((($F2709-$B2709)/100)*IF('DBH-Upgrade'!$K$6='DBH-Upgrade'!$K$8,$CC2723,($BF2709/(($F2709-18)/100))))+((($B2709-18)/100)*$CB2723))*IF($E2709>50,IF($G2709=11,(1-(($E2709-50)*0.005)),IF($G2709=16,(1-(($E2709-50)*0.005)),IF($G2709=21,(1-(($E2709-50)*0.005)),1))),1)*$CD2723,0)))","v":0},{"$f":"IF($B2709>$F2709,0,IF($C2709>$G2709,0,ROUND((((($F2709-$B2709)/100)*IF('DBH-Upgrade'!$K$6='DBH-Upgrade'!$K$8,$CC2723,($BF2709/(($F2709-18)/100))))+((($B2709-18)/100)*$CB2723))*IF($E2709>50,IF($G2709=11,(1-(($E2709-50)*0.005)),IF($G2709=16,(1-(($E2709-50)*0.005)),IF($G2709=21,(1-(($E2709-50)*0.005)),1))),1),0)))","v":0},0.95,0.95,0.95,{"$f":"AK2709*POWER(CF_cool,AN2709)","v":0},{"$f":"AL2709*POWER(CF_cool,AO2709)","v":0},{"$f":"AM2709*POWER(CF_cool,AP2709)","v":0},0,0,0,{"v":0,"d":"0.00"},{"v":0,"d":"0.00"},{"v":0,"d":"0.00"},1.9,6,6.7,9,null,1674,null,{"v":0.68,"d":"68%"},null,null,0,11.8,13.7,21.85,null,1,1,1,0,0,0,null,0,0,0,1,2489,6098,791,92,0.7254135990953521,0.6774634004202911,null,0.1716349180255756,0.08064538055291112,0.8146200327725304,0.8146200327725304,null,0]
["1351601615",{"$f":"'DBH-Upgrade'!$K$8-$CL2717","v":80},15,1,35,160,16,16.5,0,26,30,46.4,{"v":1733.3200000000002,"d":"1733"},{"$f":"IF($B2717>$F2717,0,IF($C2717>$G2717,0,ROUND((((($F2717-$B2717)/100)*IF('DBH-Upgrade'!$K$6='DBH-Upgrade'!$K$8,$BZ2731,($BE2717/(($F2717-18)/100))))+((($B2717-18)/100)*$CA2731))*$CE2731,0)))","v":3631},{"$f":"IF($B2717>$F2717,0,IF($C2717>$G2717,0,ROUND((((($F2717-$B2717)/100)*IF('DBH-Upgrade'!$K$6='DBH-Upgrade'!$K$8,$BZ2731,($BE2717/(($F2717-18)/100))))+((($B2717-18)/100)*$CA2731))*$CD2731,0)))","v":3877},{"$f":"IF($B2717>$F2717,0,IF($C2717>$G2717,0,ROUND(((($F2717-$B2717)/100)*IF('DBH-Upgrade'!$K$6='DBH-Upgrade'!$K$8,$BZ2731,($BE2717/(($F2717-18)/100))))+((($B2717-18)/100)*$CA2731),0)))","v":5526},{"v":1.5,"d":"1.500"},1.1,1.1,1.1,140,{"$f":"IF($B2717>$F2717,0,IF($C2717>$G2717,0,ROUND(((($F2717-$B2717)/100)*(IF('DBH-Upgrade'!$K$6='DBH-Upgrade'!$K$8,$BZ2731,($BE2717/(($F2717-18)/100))))*$CH2731)+((($B2717-18)/100)*$CA2731*$CE2731*$CG2731),0)))","v":513},{"$f":"IF($B2717>$F2717,0,IF($C2717>$G2717,0,ROUND(((($F2717-$B2717)/100)*(IF('DBH-Upgrade'!$K$6='DBH-Upgrade'!$K$8,$BZ2731,($BE2717/(($F2717-18)/100))))*$CH2731)+((($B2717-18)/100)*$CA2731*$CD2731*$CG2731),0)))","v":534},{"$f":"IF($B2717>$F2717,0,IF($C2717>$G2717,0,ROUND(((($F2717-$B2717)/100)*(IF('DBH-Upgrade'!$K$6='DBH-Upgrade'!$K$8,$BZ2731,($BE2717/(($F2717-18)/100))))*$CH2731)+((($B2717-18)/100)*$CA2731*$CG2731),0)))","v":672},7,26,28,35,{"v":1.0092960346183746E-3,"d":"0.00"},{"v":0.012497017613467536,"d":"0.01"},{"v":0.014416800415117342,"d":"0.01"},{"v":0.02217947734178069,"d":"0.02"},0.0002083,1.724,4,1.392796E-3,{"$f":"IF($B2717>$F2717,0,IF($C2717>$G2717,0,ROUND((((($F2717-$B2717)/100)*IF('DBH-Upgrade'!$K$6='DBH-Upgrade'!$K$8,$CC2731,($BF2717/(($F2717-18)/100))))+((($B2717-18)/100)*$CB2731))*IF($E2717>50,IF($G2717=11,(1-(($E2717-50)*0.005)),IF($G2717=16,(1-(($E2717-50)*0.005)),IF($G2717=21,(1-(($E2717-50)*0.005)),1))),1)*$CE2731,0)))","v":335},{"$f":"IF($B2717>$F2717,0,IF($C2717>$G2717,0,ROUND((((($F2717-$B2717)/100)*IF('DBH-Upgrade'!$K$6='DBH-Upgrade'!$K$8,$CC2731,($BF2717/(($F2717-18)/100))))+((($B2717-18)/100)*$CB2731))*IF($E2717>50,IF($G2717=11,(1-(($E2717-50)*0.005)),IF($G2717=16,(1-(($E2717-50)*0.005)),IF($G2717=21,(1-(($E2717-50)*0.005)),1))),1)*$CD2731,0)))","v":357},{"$f":"IF($B2717>$F2717,0,IF($C2717>$G2717,0,ROUND((((($F2717-$B2717)/100)*IF('DBH-Upgrade'!$K$6='DBH-Upgrade'!$K$8,$CC2731,($BF2717/(($F2717-18)/100))))+((($B2717-18)/100)*$CB2731))*IF($E2717>50,IF($G2717=11,(1-(($E2717-50)*0.005)),IF($G2717=16,(1-(($E2717-50)*0.005)),IF($G2717=21,(1-(($E2717-50)*0.005)),1))),1),0)))","v":510},0.95,0.95,0.95,{"$f":"AK2717*POWER(CF_cool,AN2717)","v":266.39374339339923},{"$f":"AL2717*POWER(CF_cool,AO2717)","v":283.888257884906},{"$f":"AM2717*POWER(CF_cool,AP2717)","v":405.55465412129433},57,61,87,{"v":0.05700198518644269,"d":"0.06"},{"v":0.06501419347130971,"d":"0.07"},{"v":0.1295465193872134,"d":"0.13"},3.2,6,6.7,9,null,2549,null,{"v":0.68,"d":"68%"},null,null,0,11.8,13.7,21.85,null,1,1,1,266.39374339339923,283.888257884906,405.55465412129433,null,0,0,0,1,{"$error":"#VALUE!"},0,0,{"$error":"#VALUE!"},0.8030103878625993,0.7433030653966308,null,0.15781864009190116,0.08064538055291112,0.7952052041594007,0.7952052041594007,null,0]
["1351802115",{"$f":"'DBH-Upgrade'!$K$8-$CL2725","v":60},15,1,35,180,21,21.5,0,26,30,46.4,3044,{"$f":"IF($B2725>$F2725,0,IF($C2725>$G2725,0,ROUND((((($F2725-$B2725)/100)*IF('DBH-Upgrade'!$K$6='DBH-Upgrade'!$K$8,$BZ2739,($BE2725/(($F2725-18)/100))))+((($B2725-18)/100)*$CA2739))*$CE2739,0)))","v":3645},{"$f":"IF($B2725>$F2725,0,IF($C2725>$G2725,0,ROUND((((($F2725-$B2725)/100)*IF('DBH-Upgrade'!$K$6='DBH-Upgrade'!$K$8,$BZ2739,($BE2725/(($F2725-18)/100))))+((($B2725-18)/100)*$CA2739))*$CD2739,0)))","v":3892},{"$f":"IF($B2725>$F2725,0,IF($C2725>$G2725,0,ROUND(((($F2725-$B2725)/100)*IF('DBH-Upgrade'!$K$6='DBH-Upgrade'!$K$8,$BZ2739,($BE2725/(($F2725-18)/100))))+((($B2725-18)/100)*$CA2739),0)))","v":5548},{"v":1.5,"d":"1.500"},1.05,1.05,1.05,245,{"$f":"IF($B2725>$F2725,0,IF($C2725>$G2725,0,ROUND(((($F2725-$B2725)/100)*(IF('DBH-Upgrade'!$K$6='DBH-Upgrade'!$K$8,$BZ2739,($BE2725/(($F2725-18)/100))))*$CH2739)+((($B2725-18)/100)*$CA2739*$CE2739*$CG2739),0)))","v":530},{"$f":"IF($B2725>$F2725,0,IF($C2725>$G2725,0,ROUND(((($F2725-$B2725)/100)*(IF('DBH-Upgrade'!$K$6='DBH-Upgrade'!$K$8,$BZ2739,($BE2725/(($F2725-18)/100))))*$CH2739)+((($B2725-18)/100)*$CA2739*$CD2739*$CG2739),0)))","v":549},{"$f":"IF($B2725>$F2725,0,IF($C2725>$G2725,0,ROUND(((($F2725-$B2725)/100)*(IF('DBH-Upgrade'!$K$6='DBH-Upgrade'!$K$8,$BZ2739,($BE2725/(($F2725-18)/100))))*$CH2739)+((($B2725-18)/100)*$CA2739*$CG2739),0)))","v":680},13,27,28,35,{"v":1.5375754956086032E-3,"d":"0.00"},{"v":0.006088250098462518,"d":"0.01"},{"v":0.006521451093859039,"d":"0.01"},{"v":0.009948077608000714,"d":"0.01"},0.0001276,1.7219,4,0.000514201,{"$f":"IF($B2725>$F2725,0,IF($C2725>$G2725,0,ROUND((((($F2725-$B2725)/100)*IF('DBH-Upgrade'!$K$6='DBH-Upgrade'!$K$8,$CC2739,($BF2725/(($F2725-18)/100))))+((($B2725-18)/100)*$CB2739))*IF($E2725>50,IF($G2725=11,(1-(($E2725-50)*0.005)),IF($G2725=16,(1-(($E2725-50)*0.005)),IF($G2725=21,(1-(($E2725-50)*0.005)),1))),1)*$CE2739,0)))","v":291},{"$f":"IF($B2725>$F2725,0,IF($C2725>$G2725,0,ROUND((((($F2725-$B2725)/100)*IF('DBH-Upgrade'!$K$6='DBH-Upgrade'!$K$8,$CC2739,($BF2725/(($F2725-18)/100))))+((($B2725-18)/100)*$CB2739))*IF($E2725>50,IF($G2725=11,(1-(($E2725-50)*0.005)),IF($G2725=16,(1-(($E2725-50)*0.005)),IF($G2725=21,(1-(($E2725-50)*0.005)),1))),1)*$CD2739,0)))","v":311},{"$f":"IF($B2725>$F2725,0,IF($C2725>$G2725,0,ROUND((((($F2725-$B2725)/100)*IF('DBH-Upgrade'!$K$6='DBH-Upgrade'!$K$8,$CC2739,($BF2725/(($F2725-18)/100))))+((($B2725-18)/100)*$CB2739))*IF($E2725>50,IF($G2725=11,(1-(($E2725-50)*0.005)),IF($G2725=16,(1-(($E2725-50)*0.005)),IF($G2725=21,(1-(($E2725-50)*0.005)),1))),1),0)))","v":443},0.85,0.85,0.85,{"$f":"AK2725*POWER(CF_cool,AN2725)","v":237.05442953680634},{"$f":"AL2725*POWER(CF_cool,AO2725)","v":253.34683019225693},{"$f":"AM2725*POWER(CF_cool,AP2725)","v":360.87667451823097},51,54,78,{"v":0.020325633284441022,"d":"0.02"},{"v":0.02265958794174716,"d":"0.02"},{"v":0.04566188463849773,"d":"0.05"},4.8,6,6.7,9,null,3805,null,{"v":0.8,"d":"80%"},null,null,0,11.8,13.7,21.85,null,1,1,1,237.05442953680634,253.34683019225693,360.87667451823097,null,0,0,0,1,3238,4735,725,75,0.7127093372490777,0.6655050705360576,null,0.15781864009190116,0.08064538055291112,0.7952052041594007,0.7952052041594007,null,20]
["1352201115",{"$f":"'DBH-Upgrade'!$K$8-$CL2733","v":80},15,1,35,220,11,11.5,0,26,30,47.8,{"v":1668.7594202898554,"d":"1669"},{"$f":"IF($B2733>$F2733,0,IF($C2733>$G2733,0,ROUND((((($F2733-$B2733)/100)*IF('DBH-Upgrade'!$K$6='DBH-Upgrade'!$K$8,$BZ2747,($BE2733/(($F2733-18)/100))))+((($B2733-18)/100)*$CA2747))*$CE2747,0)))","v":0},{"$f":"IF($B2733>$F2733,0,IF($C2733>$G2733,0,ROUND((((($F2733-$B2733)/100)*IF('DBH-Upgrade'!$K$6='DBH-Upgrade'!$K$8,$BZ2747,($BE2733/(($F2733-18)/100))))+((($B2733-18)/100)*$CA2747))*$CD2747,0)))","v":0},{"$f":"IF($B2733>$F2733,0,IF($C2733>$G2733,0,ROUND(((($F2733-$B2733)/100)*IF('DBH-Upgrade'!$K$6='DBH-Upgrade'!$K$8,$BZ2747,($BE2733/(($F2733-18)/100))))+((($B2733-18)/100)*$CA2747),0)))","v":0},{"v":1.5,"d":"1.500"},1.1,1.1,1.1,135,{"$f":"IF($B2733>$F2733,0,IF($C2733>$G2733,0,ROUND(((($F2733-$B2733)/100)*(IF('DBH-Upgrade'!$K$6='DBH-Upgrade'!$K$8,$BZ2747,($BE2733/(($F2733-18)/100))))*$CH2747)+((($B2733-18)/100)*$CA2747*$CE2747*$CG2747),0)))","v":0},{"$f":"IF($B2733>$F2733,0,IF($C2733>$G2733,0,ROUND(((($F2733-$B2733)/100)*(IF('DBH-Upgrade'!$K$6='DBH-Upgrade'!$K$8,$BZ2747,($BE2733/(($F2733-18)/100))))*$CH2747)+((($B2733-18)/100)*$CA2747*$CD2747*$CG2747),0)))","v":0},{"$f":"IF($B2733>$F2733,0,IF($C2733>$G2733,0,ROUND(((($F2733-$B2733)/100)*(IF('DBH-Upgrade'!$K$6='DBH-Upgrade'!$K$8,$BZ2747,($BE2733/(($F2733-18)/100))))*$CH2747)+((($B2733-18)/100)*$CA2747*$CG2747),0)))","v":0},7,0,0,0,{"v":1.2109576758954483E-3,"d":"0.00"},{"v":0,"d":"0.00"},{"v":0,"d":"0.00"},{"v":0,"d":"0.00"},3.969E-4,1.7346,4,0.000574288,{"$f":"IF($B2733>$F2733,0,IF($C2733>$G2733,0,ROUND((((($F2733-$B2733)/100)*IF('DBH-Upgrade'!$K$6='DBH-Upgrade'!$K$8,$CC2747,($BF2733/(($F2733-18)/100))))+((($B2733-18)/100)*$CB2747))*IF($E2733>50,IF($G2733=11,(1-(($E2733-50)*0.005)),IF($G2733=16,(1-(($E2733-50)*0.005)),IF($G2733=21,(1-(($E2733-50)*0.005)),1))),1)*$CE2747,0)))","v":0},{"$f":"IF($B2733>$F2733,0,IF($C2733>$G2733,0,ROUND((((($F2733-$B2733)/100)*IF('DBH-Upgrade'!$K$6='DBH-Upgrade'!$K$8,$CC2747,($BF2733/(($F2733-18)/100))))+((($B2733-18)/100)*$CB2747))*IF($E2733>50,IF($G2733=11,(1-(($E2733-50)*0.005)),IF($G2733=16,(1-(($E2733-50)*0.005)),IF($G2733=21,(1-(($E2733-50)*0.005)),1))),1)*$CD2747,0)))","v":0},{"$f":"IF($B2733>$F2733,0,IF($C2733>$G2733,0,ROUND((((($F2733-$B2733)/100)*IF('DBH-Upgrade'!$K$6='DBH-Upgrade'!$K$8,$CC2747,($BF2733/(($F2733-18)/100))))+((($B2733-18)/100)*$CB2747))*IF($E2733>50,IF($G2733=11,(1-(($E2733-50)*0.005)),IF($G2733=16,(1-(($E2733-50)*0.005)),IF($G2733=21,(1-(($E2733-50)*0.005)),1))),1),0)))","v":0},0.95,0.95,0.95,{"$f":"AK2733*POWER(CF_cool,AN2733)","v":0},{"$f":"AL2733*POWER(CF_cool,AO2733)","v":0},{"$f":"AM2733*POWER(CF_cool,AP2733)","v":0},0,0,0,{"v":0,"d":"0.00"},{"v":0,"d":"0.00"},{"v":0,"d":"0.00"},2.9,6,6.7,9,null,2454.057971014493,null,{"v":0.68,"d":"68%"},null,null,0,11.8,13.7,21.85,null,1,1,1,0,0,0,null,0,0,0,1,2489,6098,791,92,0.7015311234086448,0.657069305346098,null,0.1716349180255756,0.08064538055291112,0.8146200327725304,0.8146200327725304,null,0]
["1352401015",{"$f":"'DBH-Upgrade'!$K$8-$CL2738","v":80},15,1,35,240,10,11.5,0,26,30,48.1,{"v":1939.5,"d":"1940"},{"$f":"IF($B2738>$F2738,0,IF($C2738>$G2738,0,ROUND((((($F2738-$B2738)/100)*IF('DBH-Upgrade'!$K$6='DBH-Upgrade'!$K$8,$BZ2752,($BE2738/(($F2738-18)/100))))+((($B2738-18)/100)*$CA2752))*$CE2752,0)))","v":0},{"$f":"IF($B2738>$F2738,0,IF($C2738>$G2738,0,ROUND((((($F2738-$B2738)/100)*IF('DBH-Upgrade'!$K$6='DBH-Upgrade'!$K$8,$BZ2752,($BE2738/(($F2738-18)/100))))+((($B2738-18)/100)*$CA2752))*$CD2752,0)))","v":0},{"$f":"IF($B2738>$F2738,0,IF($C2738>$G2738,0,ROUND(((($F2738-$B2738)/100)*IF('DBH-Upgrade'!$K$6='DBH-Upgrade'!$K$8,$BZ2752,($BE2738/(($F2738-18)/100))))+((($B2738-18)/100)*$CA2752),0)))","v":0},{"v":1.5,"d":"1.500"},1.08,1.08,1.08,156,{"$f":"IF($B2738>$F2738,0,IF($C2738>$G2738,0,ROUND(((($F2738-$B2738)/100)*(IF('DBH-Upgrade'!$K$6='DBH-Upgrade'!$K$8,$BZ2752,($BE2738/(($F2738-18)/100))))*$CH2752)+((($B2738-18)/100)*$CA2752*$CE2752*$CG2752),0)))","v":0},{"$f":"IF($B2738>$F2738,0,IF($C2738>$G2738,0,ROUND(((($F2738-$B2738)/100)*(IF('DBH-Upgrade'!$K$6='DBH-Upgrade'!$K$8,$BZ2752,($BE2738/(($F2738-18)/100))))*$CH2752)+((($B2738-18)/100)*$CA2752*$CD2752*$CG2752),0)))","v":0},{"$f":"IF($B2738>$F2738,0,IF($C2738>$G2738,0,ROUND(((($F2738-$B2738)/100)*(IF('DBH-Upgrade'!$K$6='DBH-Upgrade'!$K$8,$BZ2752,($BE2738/(($F2738-18)/100))))*$CH2752)+((($B2738-18)/100)*$CA2752*$CG2752),0)))","v":0},8,0,0,0,{"v":8.7720919144414363E-4,"d":"0.00"},{"v":0,"d":"0.00"},{"v":0,"d":"0.00"},{"v":0,"d":"0.00"},3.969E-4,1.7346,2,0.000367347,{"$f":"IF($B2738>$F2738,0,IF($C2738>$G2738,0,ROUND((((($F2738-$B2738)/100)*IF('DBH-Upgrade'!$K$6='DBH-Upgrade'!$K$8,$CC2752,($BF2738/(($F2738-18)/100))))+((($B2738-18)/100)*$CB2752))*IF($E2738>50,IF($G2738=11,(1-(($E2738-50)*0.005)),IF($G2738=16,(1-(($E2738-50)*0.005)),IF($G2738=21,(1-(($E2738-50)*0.005)),1))),1)*$CE2752,0)))","v":0},{"$f":"IF($B2738>$F2738,0,IF($C2738>$G2738,0,ROUND((((($F2738-$B2738)/100)*IF('DBH-Upgrade'!$K$6='DBH-Upgrade'!$K$8,$CC2752,($BF2738/(($F2738-18)/100))))+((($B2738-18)/100)*$CB2752))*IF($E2738>50,IF($G2738=11,(1-(($E2738-50)*0.005)),IF($G2738=16,(1-(($E2738-50)*0.005)),IF($G2738=21,(1-(($E2738-50)*0.005)),1))),1)*$CD2752,0)))","v":0},{"$f":"IF($B2738>$F2738,0,IF($C2738>$G2738,0,ROUND((((($F2738-$B2738)/100)*IF('DBH-Upgrade'!$K$6='DBH-Upgrade'!$K$8,$CC2752,($BF2738/(($F2738-18)/100))))+((($B2738-18)/100)*$CB2752))*IF($E2738>50,IF($G2738=11,(1-(($E2738-50)*0.005)),IF($G2738=16,(1-(($E2738-50)*0.005)),IF($G2738=21,(1-(($E2738-50)*0.005)),1))),1),0)))","v":0},0.98,0.98,0.98,{"$f":"AK2738*POWER(CF_cool,AN2738)","v":0},{"$f":"AL2738*POWER(CF_cool,AO2738)","v":0},{"$f":"AM2738*POWER(CF_cool,AP2738)","v":0},0,0,0,{"v":0,"d":"0.00"},{"v":0,"d":"0.00"},{"v":0,"d":"0.00"},1.6,6,6.7,9,null,2155,null,{"v":0.9,"d":"90%"},null,null,0,11.8,13.7,21.85,null,1,1,1,0,0,0,null,0,0,0,1,2298,4062,502,78,0.7840224333226739,0.7222362755803995,null,0.16320641939358696,0.08064538055291112,0.7952052041594007,0.7952052041594007,null,0]
["1352601115",{"$f":"'DBH-Upgrade'!$K$8-$CL2745","v":80},15,1,35,260,11,11.5,0,26,30,48.1,{"v":2021.4413483146068,"d":"2021"},{"$f":"IF($B2745>$F2745,0,IF($C2745>$G2745,0,ROUND((((($F2745-$B2745)/100)*IF('DBH-Upgrade'!$K$6='DBH-Upgrade'!$K$8,$BZ2759,($BE2745/(($F2745-18)/100))))+((($B2745-18)/100)*$CA2759))*$CE2759,0)))","v":0},{"$f":"IF($B2745>$F2745,0,IF($C2745>$G2745,0,ROUND((((($F2745-$B2745)/100)*IF('DBH-Upgrade'!$K$6='DBH-Upgrade'!$K$8,$BZ2759,($BE2745/(($F2745-18)/100))))+((($B2745-18)/100)*$CA2759))*$CD2759,0)))","v":0},{"$f":"IF($B2745>$F2745,0,IF($C2745>$G2745,0,ROUND(((($F2745-$B2745)/100)*IF('DBH-Upgrade'!$K$6='DBH-Upgrade'!$K$8,$BZ2759,($BE2745/(($F2745-18)/100))))+((($B2745-18)/100)*$CA2759),0)))","v":0},{"v":1.5,"d":"1.500"},1.1,1.1,1.1,163,{"$f":"IF($B2745>$F2745,0,IF($C2745>$G2745,0,ROUND(((($F2745-$B2745)/100)*(IF('DBH-Upgrade'!$K$6='DBH-Upgrade'!$K$8,$BZ2759,($BE2745/(($F2745-18)/100))))*$CH2759)+((($B2745-18)/100)*$CA2759*$CE2759*$CG2759),0)))","v":0},{"$f":"IF($B2745>$F2745,0,IF($C2745>$G2745,0,ROUND(((($F2745-$B2745)/100)*(IF('DBH-Upgrade'!$K$6='DBH-Upgrade'!$K$8,$BZ2759,($BE2745/(($F2745-18)/100))))*$CH2759)+((($B2745-18)/100)*$CA2759*$CD2759*$CG2759),0)))","v":0},{"$f":"IF($B2745>$F2745,0,IF($C2745>$G2745,0,ROUND(((($F2745-$B2745)/100)*(IF('DBH-Upgrade'!$K$6='DBH-Upgrade'!$K$8,$BZ2759,($BE2745/(($F2745-18)/100))))*$CH2759)+((($B2745-18)/100)*$CA2759*$CG2759),0)))","v":0},8,0,0,0,{"v":1.7684942136322844E-3,"d":"0.00"},{"v":0,"d":"0.00"},{"v":0,"d":"0.00"},{"v":0,"d":"0.00"},3.969E-4,1.7346,4,0.000574288,{"$f":"IF($B2745>$F2745,0,IF($C2745>$G2745,0,ROUND((((($F2745-$B2745)/100)*IF('DBH-Upgrade'!$K$6='DBH-Upgrade'!$K$8,$CC2759,($BF2745/(($F2745-18)/100))))+((($B2745-18)/100)*$CB2759))*IF($E2745>50,IF($G2745=11,(1-(($E2745-50)*0.005)),IF($G2745=16,(1-(($E2745-50)*0.005)),IF($G2745=21,(1-(($E2745-50)*0.005)),1))),1)*$CE2759,0)))","v":0},{"$f":"IF($B2745>$F2745,0,IF($C2745>$G2745,0,ROUND((((($F2745-$B2745)/100)*IF('DBH-Upgrade'!$K$6='DBH-Upgrade'!$K$8,$CC2759,($BF2745/(($F2745-18)/100))))+((($B2745-18)/100)*$CB2759))*IF($E2745>50,IF($G2745=11,(1-(($E2745-50)*0.005)),IF($G2745=16,(1-(($E2745-50)*0.005)),IF($G2745=21,(1-(($E2745-50)*0.005)),1))),1)*$CD2759,0)))","v":0},{"$f":"IF($B2745>$F2745,0,IF($C2745>$G2745,0,ROUND((((($F2745-$B2745)/100)*IF('DBH-Upgrade'!$K$6='DBH-Upgrade'!$K$8,$CC2759,($BF2745/(($F2745-18)/100))))+((($B2745-18)/100)*$CB2759))*IF($E2745>50,IF($G2745=11,(1-(($E2745-50)*0.005)),IF($G2745=16,(1-(($E2745-50)*0.005)),IF($G2745=21,(1-(($E2745-50)*0.005)),1))),1),0)))","v":0},0.95,0.95,0.95,{"$f":"AK2745*POWER(CF_cool,AN2745)","v":0},{"$f":"AL2745*POWER(CF_cool,AO2745)","v":0},{"$f":"AM2745*POWER(CF_cool,AP2745)","v":0},0,0,0,{"v":0,"d":"0.00"},{"v":0,"d":"0.00"},{"v":0,"d":"0.00"},3.5,6,6.7,9,null,2972.7078651685392,null,{"v":0.68,"d":"68%"},null,null,0,11.8,13.7,21.85,null,1,1,1,0,0,0,null,0,0,0,1,2489,6098,791,92,0.6929174768045717,0.6576204296006558,null,0.1716349180255756,0.08064538055291112,0.8146200327725304,0.8146200327725304,null,0]
["1352801615",{"$f":"'DBH-Upgrade'!$K$8-$CL2753","v":80},15,1,35,280,16,16.5,0,26,30,48.9,{"v":3032.8,"d":"3033"},{"$f":"IF($B2753>$F2753,0,IF($C2753>$G2753,0,ROUND((((($F2753-$B2753)/100)*IF('DBH-Upgrade'!$K$6='DBH-Upgrade'!$K$8,$BZ2767,($BE2753/(($F2753-18)/100))))+((($B2753-18)/100)*$CA2767))*$CE2767,0)))","v":6195},{"$f":"IF($B2753>$F2753,0,IF($C2753>$G2753,0,ROUND((((($F2753-$B2753)/100)*IF('DBH-Upgrade'!$K$6='DBH-Upgrade'!$K$8,$BZ2767,($BE2753/(($F2753-18)/100))))+((($B2753-18)/100)*$CA2767))*$CD2767,0)))","v":6334},{"$f":"IF($B2753>$F2753,0,IF($C2753>$G2753,0,ROUND(((($F2753-$B2753)/100)*IF('DBH-Upgrade'!$K$6='DBH-Upgrade'!$K$8,$BZ2767,($BE2753/(($F2753-18)/100))))+((($B2753-18)/100)*$CA2767),0)))","v":9412},{"v":1.5,"d":"1.500"},1.1,1.1,1.1,245,{"$f":"IF($B2753>$F2753,0,IF($C2753>$G2753,0,ROUND(((($F2753-$B2753)/100)*(IF('DBH-Upgrade'!$K$6='DBH-Upgrade'!$K$8,$BZ2767,($BE2753/(($F2753-18)/100))))*$CH2767)+((($B2753-18)/100)*$CA2767*$CE2767*$CG2767),0)))","v":827},{"$f":"IF($B2753>$F2753,0,IF($C2753>$G2753,0,ROUND(((($F2753-$B2753)/100)*(IF('DBH-Upgrade'!$K$6='DBH-Upgrade'!$K$8,$BZ2767,($BE2753/(($F2753-18)/100))))*$CH2767)+((($B2753-18)/100)*$CA2767*$CD2767*$CG2767),0)))","v":834},{"$f":"IF($B2753>$F2753,0,IF($C2753>$G2753,0,ROUND(((($F2753-$B2753)/100)*(IF('DBH-Upgrade'!$K$6='DBH-Upgrade'!$K$8,$BZ2767,($BE2753/(($F2753-18)/100))))*$CH2767)+((($B2753-18)/100)*$CA2767*$CG2767),0)))","v":986},13,43,43,51,{"v":4.112432723654638E-3,"d":"0.00"},{"v":0.03943822209788988,"d":"0.04"},{"v":0.03943822209788988,"d":"0.04"},{"v":0.05455908521836124,"d":"0.05"},0.0002083,1.724,4,1.392796E-3,{"$f":"IF($B2753>$F2753,0,IF($C2753>$G2753,0,ROUND((((($F2753-$B2753)/100)*IF('DBH-Upgrade'!$K$6='DBH-Upgrade'!$K$8,$CC2767,($BF2753/(($F2753-18)/100))))+((($B2753-18)/100)*$CB2767))*IF($E2753>50,IF($G2753=11,(1-(($E2753-50)*0.005)),IF($G2753=16,(1-(($E2753-50)*0.005)),IF($G2753=21,(1-(($E2753-50)*0.005)),1))),1)*$CE2767,0)))","v":395},{"$f":"IF($B2753>$F2753,0,IF($C2753>$G2753,0,ROUND((((($F2753-$B2753)/100)*IF('DBH-Upgrade'!$K$6='DBH-Upgrade'!$K$8,$CC2767,($BF2753/(($F2753-18)/100))))+((($B2753-18)/100)*$CB2767))*IF($E2753>50,IF($G2753=11,(1-(($E2753-50)*0.005)),IF($G2753=16,(1-(($E2753-50)*0.005)),IF($G2753=21,(1-(($E2753-50)*0.005)),1))),1)*$CD2767,0)))","v":403},{"$f":"IF($B2753>$F2753,0,IF($C2753>$G2753,0,ROUND((((($F2753-$B2753)/100)*IF('DBH-Upgrade'!$K$6='DBH-Upgrade'!$K$8,$CC2767,($BF2753/(($F2753-18)/100))))+((($B2753-18)/100)*$CB2767))*IF($E2753>50,IF($G2753=11,(1-(($E2753-50)*0.005)),IF($G2753=16,(1-(($E2753-50)*0.005)),IF($G2753=21,(1-(($E2753-50)*0.005)),1))),1),0)))","v":600},0.95,0.95,0.95,{"$f":"AK2753*POWER(CF_cool,AN2753)","v":314.10605564296327},{"$f":"AL2753*POWER(CF_cool,AO2753)","v":320.4676972762385},{"$f":"AM2753*POWER(CF_cool,AP2753)","v":477.1231224956404},68,69,103,{"v":0.09440794264499576,"d":"0.09"},{"v":0.09707550087054061,"d":"0.10"},{"v":0.2088293106616813,"d":"0.21"},5.6,6,6.7,9,null,4460,null,{"v":0.68,"d":"68%"},null,null,0,11.8,13.7,21.85,null,1,1,1,314.10605564296327,320.4676972762385,477.1231224956404,null,0,0,0,1,{"$error":"#VALUE!"},0,0,{"$error":"#VALUE!"},0.750275090099452,0.6848867351465859,null,0.15781864009190116,0.08064538055291112,0.7952052041594007,0.7952052041594007,null,0]
["150601615",{"$f":"'DBH-Upgrade'!$K$8-$CL2759","v":80},15,1,50,60,16,16.5,0,26,30,41.1,{"v":774.5200000000001,"d":"775"},{"$f":"IF($B2759>$F2759,0,IF($C2759>$G2759,0,ROUND((((($F2759-$B2759)/100)*IF('DBH-Upgrade'!$K$6='DBH-Upgrade'!$K$8,$BZ2773,($BE2759/(($F2759-18)/100))))+((($B2759-18)/100)*$CA2773))*$CE2773,0)))","v":0},{"$f":"IF($B2759>$F2759,0,IF($C2759>$G2759,0,ROUND((((($F2759-$B2759)/100)*IF('DBH-Upgrade'!$K$6='DBH-Upgrade'!$K$8,$BZ2773,($BE2759/(($F2759-18)/100))))+((($B2759-18)/100)*$CA2773))*$CD2773,0)))","v":0},{"$f":"IF($B2759>$F2759,0,IF($C2759>$G2759,0,ROUND(((($F2759-$B2759)/100)*IF('DBH-Upgrade'!$K$6='DBH-Upgrade'!$K$8,$BZ2773,($BE2759/(($F2759-18)/100))))+((($B2759-18)/100)*$CA2773),0)))","v":0},{"v":1.5,"d":"1.500"},1.1,1.1,1.1,62,{"$f":"IF($B2759>$F2759,0,IF($C2759>$G2759,0,ROUND(((($F2759-$B2759)/100)*(IF('DBH-Upgrade'!$K$6='DBH-Upgrade'!$K$8,$BZ2773,($BE2759/(($F2759-18)/100))))*$CH2773)+((($B2759-18)/100)*$CA2773*$CE2773*$CG2773),0)))","v":0},{"$f":"IF($B2759>$F2759,0,IF($C2759>$G2759,0,ROUND(((($F2759-$B2759)/100)*(IF('DBH-Upgrade'!$K$6='DBH-Upgrade'!$K$8,$BZ2773,($BE2759/(($F2759-18)/100))))*$CH2773)+((($B2759-18)/100)*$CA2773*$CD2773*$CG2773),0)))","v":0},{"$f":"IF($B2759>$F2759,0,IF($C2759>$G2759,0,ROUND(((($F2759-$B2759)/100)*(IF('DBH-Upgrade'!$K$6='DBH-Upgrade'!$K$8,$BZ2773,($BE2759/(($F2759-18)/100))))*$CH2773)+((($B2759-18)/100)*$CA2773*$CG2773),0)))","v":0},3,0,0,0,{"v":1.4759016356970258E-4,"d":"0.00"},{"v":0,"d":"0.00"},{"v":0,"d":"0.00"},{"v":0,"d":"0.00"},0.0002083,1.724,4,1.392796E-3,{"$f":"IF($B2759>$F2759,0,IF($C2759>$G2759,0,ROUND((((($F2759-$B2759)/100)*IF('DBH-Upgrade'!$K$6='DBH-Upgrade'!$K$8,$CC2773,($BF2759/(($F2759-18)/100))))+((($B2759-18)/100)*$CB2773))*IF($E2759>50,IF($G2759=11,(1-(($E2759-50)*0.005)),IF($G2759=16,(1-(($E2759-50)*0.005)),IF($G2759=21,(1-(($E2759-50)*0.005)),1))),1)*$CE2773,0)))","v":0},{"$f":"IF($B2759>$F2759,0,IF($C2759>$G2759,0,ROUND((((($F2759-$B2759)/100)*IF('DBH-Upgrade'!$K$6='DBH-Upgrade'!$K$8,$CC2773,($BF2759/(($F2759-18)/100))))+((($B2759-18)/100)*$CB2773))*IF($E2759>50,IF($G2759=11,(1-(($E2759-50)*0.005)),IF($G2759=16,(1-(($E2759-50)*0.005)),IF($G2759=21,(1-(($E2759-50)*0.005)),1))),1)*$CD2773,0)))","v":0},{"$f":"IF($B2759>$F2759,0,IF($C2759>$G2759,0,ROUND((((($F2759-$B2759)/100)*IF('DBH-Upgrade'!$K$6='DBH-Upgrade'!$K$8,$CC2773,($BF2759/(($F2759-18)/100))))+((($B2759-18)/100)*$CB2773))*IF($E2759>50,IF($G2759=11,(1-(($E2759-50)*0.005)),IF($G2759=16,(1-(($E2759-50)*0.005)),IF($G2759=21,(1-(($E2759-50)*0.005)),1))),1),0)))","v":0},0.95,0.95,0.95,{"$f":"AK2759*POWER(CF_cool,AN2759)","v":0},{"$f":"AL2759*POWER(CF_cool,AO2759)","v":0},{"$f":"AM2759*POWER(CF_cool,AP2759)","v":0},0,0,0,{"v":0,"d":"0.00"},{"v":0,"d":"0.00"},{"v":0,"d":"0.00"},1.2,"DBH-unit is te lang!","DBH-unit is te lang!","DBH-unit is te lang!",null,1139,null,{"v":0.68,"d":"68%"},null,null,0,"DBH-unit is te lang!","DBH-unit is te lang!","DBH-unit is te lang!",null,1,1,1,0,0,0,null,0,0,0,1,{"$error":"#VALUE!"},0,0,{"$error":"#VALUE!"},0.75,0.68,null,0.15781864009190116,0.08064538055291112,0.7952052041594007,0.7952052041594007,null,0]
["150701615",{"$f":"'DBH-Upgrade'!$K$8-$CL2765","v":70},15,1,50,70,16,16.5,0,26,30,41.1,{"v":903.72,"d":"904"},{"$f":"IF($B2765>$F2765,0,IF($C2765>$G2765,0,ROUND((((($F2765-$B2765)/100)*IF('DBH-Upgrade'!$K$6='DBH-Upgrade'!$K$8,$BZ2779,($BE2765/(($F2765-18)/100))))+((($B2765-18)/100)*$CA2779))*$CE2779,0)))","v":1733},{"$f":"IF($B2765>$F2765,0,IF($C2765>$G2765,0,ROUND((((($F2765-$B2765)/100)*IF('DBH-Upgrade'!$K$6='DBH-Upgrade'!$K$8,$BZ2779,($BE2765/(($F2765-18)/100))))+((($B2765-18)/100)*$CA2779))*$CD2779,0)))","v":1860},{"$f":"IF($B2765>$F2765,0,IF($C2765>$G2765,0,ROUND(((($F2765-$B2765)/100)*IF('DBH-Upgrade'!$K$6='DBH-Upgrade'!$K$8,$BZ2779,($BE2765/(($F2765-18)/100))))+((($B2765-18)/100)*$CA2779),0)))","v":2462},{"v":1.5,"d":"1.500"},1.1,1.1,1.1,73,{"$f":"IF($B2765>$F2765,0,IF($C2765>$G2765,0,ROUND(((($F2765-$B2765)/100)*(IF('DBH-Upgrade'!$K$6='DBH-Upgrade'!$K$8,$BZ2779,($BE2765/(($F2765-18)/100))))*$CH2779)+((($B2765-18)/100)*$CA2779*$CE2779*$CG2779),0)))","v":273},{"$f":"IF($B2765>$F2765,0,IF($C2765>$G2765,0,ROUND(((($F2765-$B2765)/100)*(IF('DBH-Upgrade'!$K$6='DBH-Upgrade'!$K$8,$BZ2779,($BE2765/(($F2765-18)/100))))*$CH2779)+((($B2765-18)/100)*$CA2779*$CD2779*$CG2779),0)))","v":294},{"$f":"IF($B2765>$F2765,0,IF($C2765>$G2765,0,ROUND(((($F2765-$B2765)/100)*(IF('DBH-Upgrade'!$K$6='DBH-Upgrade'!$K$8,$BZ2779,($BE2765/(($F2765-18)/100))))*$CH2779)+((($B2765-18)/100)*$CA2779*$CG2779),0)))","v":389},4,14,15,20,{"v":2.6793560911796664E-4,"d":"0.00"},{"v":0.003104794121750888,"d":"0.00"},{"v":3.5548768548210917E-3,"d":"0.00"},{"v":6.25413581967237E-3,"d":"0.01"},0.0002083,1.724,4,1.392796E-3,{"$f":"IF($B2765>$F2765,0,IF($C2765>$G2765,0,ROUND((((($F2765-$B2765)/100)*IF('DBH-Upgrade'!$K$6='DBH-Upgrade'!$K$8,$CC2779,($BF2765/(($F2765-18)/100))))+((($B2765-18)/100)*$CB2779))*IF($E2765>50,IF($G2765=11,(1-(($E2765-50)*0.005)),IF($G2765=16,(1-(($E2765-50)*0.005)),IF($G2765=21,(1-(($E2765-50)*0.005)),1))),1)*$CE2779,0)))","v":265},{"$f":"IF($B2765>$F2765,0,IF($C2765>$G2765,0,ROUND((((($F2765-$B2765)/100)*IF('DBH-Upgrade'!$K$6='DBH-Upgrade'!$K$8,$CC2779,($BF2765/(($F2765-18)/100))))+((($B2765-18)/100)*$CB2779))*IF($E2765>50,IF($G2765=11,(1-(($E2765-50)*0.005)),IF($G2765=16,(1-(($E2765-50)*0.005)),IF($G2765=21,(1-(($E2765-50)*0.005)),1))),1)*$CD2779,0)))","v":285},{"$f":"IF($B2765>$F2765,0,IF($C2765>$G2765,0,ROUND((((($F2765-$B2765)/100)*IF('DBH-Upgrade'!$K$6='DBH-Upgrade'!$K$8,$CC2779,($BF2765/(($F2765-18)/100))))+((($B2765-18)/100)*$CB2779))*IF($E2765>50,IF($G2765=11,(1-(($E2765-50)*0.005)),IF($G2765=16,(1-(($E2765-50)*0.005)),IF($G2765=21,(1-(($E2765-50)*0.005)),1))),1),0)))","v":377},0.95,0.95,0.95,{"$f":"AK2765*POWER(CF_cool,AN2765)","v":210.72937910224118},{"$f":"AL2765*POWER(CF_cool,AO2765)","v":226.63348318542918},{"$f":"AM2765*POWER(CF_cool,AP2765)","v":299.79236196809404},45,49,64,{"v":0.030855092326922524,"d":"0.03"},{"v":0.036495683990937805,"d":"0.04"},{"v":0.06180865747902473,"d":"0.06"},1.4,6,6.7,9,null,1329,null,{"v":0.68,"d":"68%"},null,null,0,11.8,13.7,21.85,null,1,1,1,210.72937910224118,226.63348318542918,299.79236196809404,null,0,0,0,1,{"$error":"#VALUE!"},0,0,{"$error":"#VALUE!"},0.7507794609544182,0.68,null,0.15781864009190116,0.08064538055291112,0.7952052041594007,0.7952052041594007,null,10]
["150801515",{"$f":"'DBH-Upgrade'!$K$8-$CL2770","v":80},15,1,50,80,15,16.5,0,26,30,42.4,{"v":1109.6000000000001,"d":"1110"},{"$f":"IF($B2770>$F2770,0,IF($C2770>$G2770,0,ROUND((((($F2770-$B2770)/100)*IF('DBH-Upgrade'!$K$6='DBH-Upgrade'!$K$8,$BZ2784,($BE2770/(($F2770-18)/100))))+((($B2770-18)/100)*$CA2784))*$CE2784,0)))","v":1395},{"$f":"IF($B2770>$F2770,0,IF($C2770>$G2770,0,ROUND((((($F2770-$B2770)/100)*IF('DBH-Upgrade'!$K$6='DBH-Upgrade'!$K$8,$BZ2784,($BE2770/(($F2770-18)/100))))+((($B2770-18)/100)*$CA2784))*$CD2784,0)))","v":1496},{"$f":"IF($B2770>$F2770,0,IF($C2770>$G2770,0,ROUND(((($F2770-$B2770)/100)*IF('DBH-Upgrade'!$K$6='DBH-Upgrade'!$K$8,$BZ2784,($BE2770/(($F2770-18)/100))))+((($B2770-18)/100)*$CA2784),0)))","v":2008},{"v":1.5,"d":"1.500"},1.08,1.08,1.08,89,{"$f":"IF($B2770>$F2770,0,IF($C2770>$G2770,0,ROUND(((($F2770-$B2770)/100)*(IF('DBH-Upgrade'!$K$6='DBH-Upgrade'!$K$8,$BZ2784,($BE2770/(($F2770-18)/100))))*$CH2784)+((($B2770-18)/100)*$CA2784*$CE2784*$CG2784),0)))","v":228},{"$f":"IF($B2770>$F2770,0,IF($C2770>$G2770,0,ROUND(((($F2770-$B2770)/100)*(IF('DBH-Upgrade'!$K$6='DBH-Upgrade'!$K$8,$BZ2784,($BE2770/(($F2770-18)/100))))*$CH2784)+((($B2770-18)/100)*$CA2784*$CD2784*$CG2784),0)))","v":244},{"$f":"IF($B2770>$F2770,0,IF($C2770>$G2770,0,ROUND(((($F2770-$B2770)/100)*(IF('DBH-Upgrade'!$K$6='DBH-Upgrade'!$K$8,$BZ2784,($BE2770/(($F2770-18)/100))))*$CH2784)+((($B2770-18)/100)*$CA2784*$CG2784),0)))","v":328},5,12,13,17,{"v":0.000156089234940988,"d":"0.00"},{"v":8.4598157363216932E-4,"d":"0.00"},{"v":9.8787228475975949E-4,"d":"0.00"},{"v":1.6621061134341473E-3,"d":"0.00"},0.0002083,1.724,2,0.000461829,{"$f":"IF($B2770>$F2770,0,IF($C2770>$G2770,0,ROUND((((($F2770-$B2770)/100)*IF('DBH-Upgrade'!$K$6='DBH-Upgrade'!$K$8,$CC2784,($BF2770/(($F2770-18)/100))))+((($B2770-18)/100)*$CB2784))*IF($E2770>50,IF($G2770=11,(1-(($E2770-50)*0.005)),IF($G2770=16,(1-(($E2770-50)*0.005)),IF($G2770=21,(1-(($E2770-50)*0.005)),1))),1)*$CE2784,0)))","v":190},{"$f":"IF($B2770>$F2770,0,IF($C2770>$G2770,0,ROUND((((($F2770-$B2770)/100)*IF('DBH-Upgrade'!$K$6='DBH-Upgrade'!$K$8,$CC2784,($BF2770/(($F2770-18)/100))))+((($B2770-18)/100)*$CB2784))*IF($E2770>50,IF($G2770=11,(1-(($E2770-50)*0.005)),IF($G2770=16,(1-(($E2770-50)*0.005)),IF($G2770=21,(1-(($E2770-50)*0.005)),1))),1)*$CD2784,0)))","v":204},{"$f":"IF($B2770>$F2770,0,IF($C2770>$G2770,0,ROUND((((($F2770-$B2770)/100)*IF('DBH-Upgrade'!$K$6='DBH-Upgrade'!$K$8,$CC2784,($BF2770/(($F2770-18)/100))))+((($B2770-18)/100)*$CB2784))*IF($E2770>50,IF($G2770=11,(1-(($E2770-50)*0.005)),IF($G2770=16,(1-(($E2770-50)*0.005)),IF($G2770=21,(1-(($E2770-50)*0.005)),1))),1),0)))","v":274},1.01,1.01,1.01,{"$f":"AK2770*POWER(CF_cool,AN2770)","v":148.91803301666403},{"$f":"AL2770*POWER(CF_cool,AO2770)","v":159.89094071262875},{"$f":"AM2770*POWER(CF_cool,AP2770)","v":214.75547919245233},32,34,46,{"v":5.6882724952915095E-3,"d":"0.01"},{"v":0.006401787813825805,"d":"0.01"},{"v":0.011546753349711855,"d":"0.01"},0.8,6,6.7,9,null,1387,null,{"v":0.8,"d":"80%"},null,null,0,11.8,13.7,21.85,null,1,1,1,148.91803301666403,159.89094071262875,214.75547919245233,null,0,0,0,1,{"$error":"#VALUE!"},0,0,{"$error":"#VALUE!"},0.8452517014716241,0.78929861482599,null,0.16320641939358696,0.08064538055291112,0.7894714915956607,0.7894714915956607,null,0]
["150902015",{"$f":"'DBH-Upgrade'!$K$8-$CL2778","v":80},15,1,50,90,20,21.5,0,26,30,43.3,{"v":1746.4,"d":"1746"},{"$f":"IF($B2778>$F2778,0,IF($C2778>$G2778,0,ROUND((((($F2778-$B2778)/100)*IF('DBH-Upgrade'!$K$6='DBH-Upgrade'!$K$8,$BZ2792,($BE2778/(($F2778-18)/100))))+((($B2778-18)/100)*$CA2792))*$CE2792,0)))","v":2098},{"$f":"IF($B2778>$F2778,0,IF($C2778>$G2778,0,ROUND((((($F2778-$B2778)/100)*IF('DBH-Upgrade'!$K$6='DBH-Upgrade'!$K$8,$BZ2792,($BE2778/(($F2778-18)/100))))+((($B2778-18)/100)*$CA2792))*$CD2792,0)))","v":2257},{"$f":"IF($B2778>$F2778,0,IF($C2778>$G2778,0,ROUND(((($F2778-$B2778)/100)*IF('DBH-Upgrade'!$K$6='DBH-Upgrade'!$K$8,$BZ2792,($BE2778/(($F2778-18)/100))))+((($B2778-18)/100)*$CA2792),0)))","v":2748},{"v":1.5,"d":"1.500"},1.08,1.08,1.08,141,{"$f":"IF($B2778>$F2778,0,IF($C2778>$G2778,0,ROUND(((($F2778-$B2778)/100)*(IF('DBH-Upgrade'!$K$6='DBH-Upgrade'!$K$8,$BZ2792,($BE2778/(($F2778-18)/100))))*$CH2792)+((($B2778-18)/100)*$CA2792*$CE2792*$CG2792),0)))","v":332},{"$f":"IF($B2778>$F2778,0,IF($C2778>$G2778,0,ROUND(((($F2778-$B2778)/100)*(IF('DBH-Upgrade'!$K$6='DBH-Upgrade'!$K$8,$BZ2792,($BE2778/(($F2778-18)/100))))*$CH2792)+((($B2778-18)/100)*$CA2792*$CD2792*$CG2792),0)))","v":356},{"$f":"IF($B2778>$F2778,0,IF($C2778>$G2778,0,ROUND(((($F2778-$B2778)/100)*(IF('DBH-Upgrade'!$K$6='DBH-Upgrade'!$K$8,$BZ2792,($BE2778/(($F2778-18)/100))))*$CH2792)+((($B2778-18)/100)*$CA2792*$CG2792),0)))","v":430},7,17,18,22,{"v":2.3477517946166976E-4,"d":"0.00"},{"v":1.3151446240857827E-3,"d":"0.00"},{"v":1.4700246025578616E-3,"d":"0.00"},{"v":0.002173729287856146,"d":"0.00"},0.0001276,1.7219,2,3.76611E-4,{"$f":"IF($B2778>$F2778,0,IF($C2778>$G2778,0,ROUND((((($F2778-$B2778)/100)*IF('DBH-Upgrade'!$K$6='DBH-Upgrade'!$K$8,$CC2792,($BF2778/(($F2778-18)/100))))+((($B2778-18)/100)*$CB2792))*IF($E2778>50,IF($G2778=11,(1-(($E2778-50)*0.005)),IF($G2778=16,(1-(($E2778-50)*0.005)),IF($G2778=21,(1-(($E2778-50)*0.005)),1))),1)*$CE2792,0)))","v":244},{"$f":"IF($B2778>$F2778,0,IF($C2778>$G2778,0,ROUND((((($F2778-$B2778)/100)*IF('DBH-Upgrade'!$K$6='DBH-Upgrade'!$K$8,$CC2792,($BF2778/(($F2778-18)/100))))+((($B2778-18)/100)*$CB2792))*IF($E2778>50,IF($G2778=11,(1-(($E2778-50)*0.005)),IF($G2778=16,(1-(($E2778-50)*0.005)),IF($G2778=21,(1-(($E2778-50)*0.005)),1))),1)*$CD2792,0)))","v":262},{"$f":"IF($B2778>$F2778,0,IF($C2778>$G2778,0,ROUND((((($F2778-$B2778)/100)*IF('DBH-Upgrade'!$K$6='DBH-Upgrade'!$K$8,$CC2792,($BF2778/(($F2778-18)/100))))+((($B2778-18)/100)*$CB2792))*IF($E2778>50,IF($G2778=11,(1-(($E2778-50)*0.005)),IF($G2778=16,(1-(($E2778-50)*0.005)),IF($G2778=21,(1-(($E2778-50)*0.005)),1))),1),0)))","v":319},0.95,0.95,0.95,{"$f":"AK2778*POWER(CF_cool,AN2778)","v":194.03006981489375},{"$f":"AL2778*POWER(CF_cool,AO2778)","v":208.34376348976298},{"$f":"AM2778*POWER(CF_cool,AP2778)","v":253.6704601268488},42,45,55,{"v":0.007690059318392718,"d":"0.01"},{"v":0.00880214222445144,"d":"0.01"},{"v":0.013041178410093179,"d":"0.01"},1.2,6,6.7,9,null,2183,null,{"v":0.8,"d":"80%"},null,null,0,11.8,13.7,21.85,null,1,1,1,194.03006981489375,208.34376348976298,253.6704601268488,null,0,0,0,1,1615,3238,442,63,0.7555553480649244,0.7038387772986681,null,0.16320641939358696,0.08064538055291112,0.783779121140337,0.783779121140337,null,0]
["1501002015",{"$f":"'DBH-Upgrade'!$K$8-$CL2784","v":80},15,1,50,100,20,21.5,0,26,30,44.1,1940,{"$f":"IF($B2784>$F2784,0,IF($C2784>$G2784,0,ROUND((((($F2784-$B2784)/100)*IF('DBH-Upgrade'!$K$6='DBH-Upgrade'!$K$8,$BZ2798,($BE2784/(($F2784-18)/100))))+((($B2784-18)/100)*$CA2798))*$CE2798,0)))","v":2252},{"$f":"IF($B2784>$F2784,0,IF($C2784>$G2784,0,ROUND((((($F2784-$B2784)/100)*IF('DBH-Upgrade'!$K$6='DBH-Upgrade'!$K$8,$BZ2798,($BE2784/(($F2784-18)/100))))+((($B2784-18)/100)*$CA2798))*$CD2798,0)))","v":2426},{"$f":"IF($B2784>$F2784,0,IF($C2784>$G2784,0,ROUND(((($F2784-$B2784)/100)*IF('DBH-Upgrade'!$K$6='DBH-Upgrade'!$K$8,$BZ2798,($BE2784/(($F2784-18)/100))))+((($B2784-18)/100)*$CA2798),0)))","v":2978},{"v":1.5,"d":"1.500"},1.08,1.08,1.08,156,{"$f":"IF($B2784>$F2784,0,IF($C2784>$G2784,0,ROUND(((($F2784-$B2784)/100)*(IF('DBH-Upgrade'!$K$6='DBH-Upgrade'!$K$8,$BZ2798,($BE2784/(($F2784-18)/100))))*$CH2798)+((($B2784-18)/100)*$CA2798*$CE2798*$CG2798),0)))","v":348},{"$f":"IF($B2784>$F2784,0,IF($C2784>$G2784,0,ROUND(((($F2784-$B2784)/100)*(IF('DBH-Upgrade'!$K$6='DBH-Upgrade'!$K$8,$BZ2798,($BE2784/(($F2784-18)/100))))*$CH2798)+((($B2784-18)/100)*$CA2798*$CD2798*$CG2798),0)))","v":372},{"$f":"IF($B2784>$F2784,0,IF($C2784>$G2784,0,ROUND(((($F2784-$B2784)/100)*(IF('DBH-Upgrade'!$K$6='DBH-Upgrade'!$K$8,$BZ2798,($BE2784/(($F2784-18)/100))))*$CH2798)+((($B2784-18)/100)*$CA2798*$CG2798),0)))","v":448},8,18,19,23,{"v":3.130546307654202E-4,"d":"0.00"},{"v":1.5062956813089014E-3,"d":"0.00"},{"v":1.6731483046723715E-3,"d":"0.00"},{"v":0.002425948211912667,"d":"0.00"},0.0001276,1.7219,2,3.76611E-4,{"$f":"IF($B2784>$F2784,0,IF($C2784>$G2784,0,ROUND((((($F2784-$B2784)/100)*IF('DBH-Upgrade'!$K$6='DBH-Upgrade'!$K$8,$CC2798,($BF2784/(($F2784-18)/100))))+((($B2784-18)/100)*$CB2798))*IF($E2784>50,IF($G2784=11,(1-(($E2784-50)*0.005)),IF($G2784=16,(1-(($E2784-50)*0.005)),IF($G2784=21,(1-(($E2784-50)*0.005)),1))),1)*$CE2798,0)))","v":247},{"$f":"IF($B2784>$F2784,0,IF($C2784>$G2784,0,ROUND((((($F2784-$B2784)/100)*IF('DBH-Upgrade'!$K$6='DBH-Upgrade'!$K$8,$CC2798,($BF2784/(($F2784-18)/100))))+((($B2784-18)/100)*$CB2798))*IF($E2784>50,IF($G2784=11,(1-(($E2784-50)*0.005)),IF($G2784=16,(1-(($E2784-50)*0.005)),IF($G2784=21,(1-(($E2784-50)*0.005)),1))),1)*$CD2798,0)))","v":266},{"$f":"IF($B2784>$F2784,0,IF($C2784>$G2784,0,ROUND((((($F2784-$B2784)/100)*IF('DBH-Upgrade'!$K$6='DBH-Upgrade'!$K$8,$CC2798,($BF2784/(($F2784-18)/100))))+((($B2784-18)/100)*$CB2798))*IF($E2784>50,IF($G2784=11,(1-(($E2784-50)*0.005)),IF($G2784=16,(1-(($E2784-50)*0.005)),IF($G2784=21,(1-(($E2784-50)*0.005)),1))),1),0)))","v":327},0.95,0.95,0.95,{"$f":"AK2784*POWER(CF_cool,AN2784)","v":196.41568542737195},{"$f":"AL2784*POWER(CF_cool,AO2784)","v":211.52458430640058},{"$f":"AM2784*POWER(CF_cool,AP2784)","v":260.032101760124},42,45,56,{"v":0.00784607911193673,"d":"0.01"},{"v":0.00897784287649528,"d":"0.01"},{"v":0.013766032576731183,"d":"0.01"},1.3,6,6.7,9,null,2425,null,{"v":0.8,"d":"80%"},null,null,0,11.8,13.7,21.85,null,1,1,1,196.41568542737195,211.52458430640058,260.032101760124,null,0,0,0,1,1615,3238,442,63,0.7453108993363179,0.6950414455205922,null,0.16320641939358696,0.08064538055291112,0.783779121140337,0.783779121140337,null,0]
["1501102015",{"$f":"'DBH-Upgrade'!$K$8-$CL2790","v":70},15,1,50,110,20,21.5,0,26,30,44.1,{"v":2134.4,"d":"2134"},{"$f":"IF($B2790>$F2790,0,IF($C2790>$G2790,0,ROUND((((($F2790-$B2790)/100)*IF('DBH-Upgrade'!$K$6='DBH-Upgrade'!$K$8,$BZ2804,($BE2790/(($F2790-18)/100))))+((($B2790-18)/100)*$CA2804))*$CE2804,0)))","v":2292},{"$f":"IF($B2790>$F2790,0,IF($C2790>$G2790,0,ROUND((((($F2790-$B2790)/100)*IF('DBH-Upgrade'!$K$6='DBH-Upgrade'!$K$8,$BZ2804,($BE2790/(($F2790-18)/100))))+((($B2790-18)/100)*$CA2804))*$CD2804,0)))","v":2470},{"$f":"IF($B2790>$F2790,0,IF($C2790>$G2790,0,ROUND(((($F2790-$B2790)/100)*IF('DBH-Upgrade'!$K$6='DBH-Upgrade'!$K$8,$BZ2804,($BE2790/(($F2790-18)/100))))+((($B2790-18)/100)*$CA2804),0)))","v":3031},{"v":1.5,"d":"1.500"},1.08,1.08,1.08,172,{"$f":"IF($B2790>$F2790,0,IF($C2790>$G2790,0,ROUND(((($F2790-$B2790)/100)*(IF('DBH-Upgrade'!$K$6='DBH-Upgrade'!$K$8,$BZ2804,($BE2790/(($F2790-18)/100))))*$CH2804)+((($B2790-18)/100)*$CA2804*$CE2804*$CG2804),0)))","v":335},{"$f":"IF($B2790>$F2790,0,IF($C2790>$G2790,0,ROUND(((($F2790-$B2790)/100)*(IF('DBH-Upgrade'!$K$6='DBH-Upgrade'!$K$8,$BZ2804,($BE2790/(($F2790-18)/100))))*$CH2804)+((($B2790-18)/100)*$CA2804*$CD2804*$CG2804),0)))","v":355},{"$f":"IF($B2790>$F2790,0,IF($C2790>$G2790,0,ROUND(((($F2790-$B2790)/100)*(IF('DBH-Upgrade'!$K$6='DBH-Upgrade'!$K$8,$BZ2804,($BE2790/(($F2790-18)/100))))*$CH2804)+((($B2790-18)/100)*$CA2804*$CG2804),0)))","v":419},9,17,18,22,{"v":0.000404071261326795,"d":"0.00"},{"v":0.001380887203420646,"d":"0.00"},{"v":1.5425667600599414E-3,"d":"0.00"},{"v":2.2762128837969255E-3,"d":"0.00"},0.0001276,1.7219,2,3.76611E-4,{"$f":"IF($B2790>$F2790,0,IF($C2790>$G2790,0,ROUND((((($F2790-$B2790)/100)*IF('DBH-Upgrade'!$K$6='DBH-Upgrade'!$K$8,$CC2804,($BF2790/(($F2790-18)/100))))+((($B2790-18)/100)*$CB2804))*IF($E2790>50,IF($G2790=11,(1-(($E2790-50)*0.005)),IF($G2790=16,(1-(($E2790-50)*0.005)),IF($G2790=21,(1-(($E2790-50)*0.005)),1))),1)*$CE2804,0)))","v":221},{"$f":"IF($B2790>$F2790,0,IF($C2790>$G2790,0,ROUND((((($F2790-$B2790)/100)*IF('DBH-Upgrade'!$K$6='DBH-Upgrade'!$K$8,$CC2804,($BF2790/(($F2790-18)/100))))+((($B2790-18)/100)*$CB2804))*IF($E2790>50,IF($G2790=11,(1-(($E2790-50)*0.005)),IF($G2790=16,(1-(($E2790-50)*0.005)),IF($G2790=21,(1-(($E2790-50)*0.005)),1))),1)*$CD2804,0)))","v":238},{"$f":"IF($B2790>$F2790,0,IF($C2790>$G2790,0,ROUND((((($F2790-$B2790)/100)*IF('DBH-Upgrade'!$K$6='DBH-Upgrade'!$K$8,$CC2804,($BF2790/(($F2790-18)/100))))+((($B2790-18)/100)*$CB2804))*IF($E2790>50,IF($G2790=11,(1-(($E2790-50)*0.005)),IF($G2790=16,(1-(($E2790-50)*0.005)),IF($G2790=21,(1-(($E2790-50)*0.005)),1))),1),0)))","v":292},0.95,0.95,0.95,{"$f":"AK2790*POWER(CF_cool,AN2790)","v":175.74035011922754},{"$f":"AL2790*POWER(CF_cool,AO2790)","v":189.25883858993737},{"$f":"AM2790*POWER(CF_cool,AP2790)","v":232.199919614545},38,41,50,{"v":0.006584931949973871,"d":"0.01"},{"v":0.007635140245670595,"d":"0.01"},{"v":0.011240791534716377,"d":"0.01"},1.5,6,6.7,9,null,2668,null,{"v":0.8,"d":"80%"},null,null,0,11.8,13.7,21.85,null,1,1,1,175.74035011922754,189.25883858993737,232.199919614545,null,0,0,0,1,1615,3238,442,63,0.7342980293974435,0.6854011253923185,null,0.16320641939358696,0.08064538055291112,0.783779121140337,0.783779121140337,null,10]
["1501401015",{"$f":"'DBH-Upgrade'!$K$8-$CL2798","v":80},15,1,50,140,10,11.5,0,26,30,45.4,{"v":1355.4,"d":"1355"},{"$f":"IF($B2798>$F2798,0,IF($C2798>$G2798,0,ROUND((((($F2798-$B2798)/100)*IF('DBH-Upgrade'!$K$6='DBH-Upgrade'!$K$8,$BZ2812,($BE2798/(($F2798-18)/100))))+((($B2798-18)/100)*$CA2812))*$CE2812,0)))","v":0},{"$f":"IF($B2798>$F2798,0,IF($C2798>$G2798,0,ROUND((((($F2798-$B2798)/100)*IF('DBH-Upgrade'!$K$6='DBH-Upgrade'!$K$8,$BZ2812,($BE2798/(($F2798-18)/100))))+((($B2798-18)/100)*$CA2812))*$CD2812,0)))","v":0},{"$f":"IF($B2798>$F2798,0,IF($C2798>$G2798,0,ROUND(((($F2798-$B2798)/100)*IF('DBH-Upgrade'!$K$6='DBH-Upgrade'!$K$8,$BZ2812,($BE2798/(($F2798-18)/100))))+((($B2798-18)/100)*$CA2812),0)))","v":0},{"v":1.5,"d":"1.500"},1.08,1.08,1.08,109,{"$f":"IF($B2798>$F2798,0,IF($C2798>$G2798,0,ROUND(((($F2798-$B2798)/100)*(IF('DBH-Upgrade'!$K$6='DBH-Upgrade'!$K$8,$BZ2812,($BE2798/(($F2798-18)/100))))*$CH2812)+((($B2798-18)/100)*$CA2812*$CE2812*$CG2812),0)))","v":0},{"$f":"IF($B2798>$F2798,0,IF($C2798>$G2798,0,ROUND(((($F2798-$B2798)/100)*(IF('DBH-Upgrade'!$K$6='DBH-Upgrade'!$K$8,$BZ2812,($BE2798/(($F2798-18)/100))))*$CH2812)+((($B2798-18)/100)*$CA2812*$CD2812*$CG2812),0)))","v":0},{"$f":"IF($B2798>$F2798,0,IF($C2798>$G2798,0,ROUND(((($F2798-$B2798)/100)*(IF('DBH-Upgrade'!$K$6='DBH-Upgrade'!$K$8,$BZ2812,($BE2798/(($F2798-18)/100))))*$CH2812)+((($B2798-18)/100)*$CA2812*$CG2812),0)))","v":0},6,0,0,0,{"v":3.4822912240367056E-4,"d":"0.00"},{"v":0,"d":"0.00"},{"v":0,"d":"0.00"},{"v":0,"d":"0.00"},3.969E-4,1.7346,2,0.000367347,{"$f":"IF($B2798>$F2798,0,IF($C2798>$G2798,0,ROUND((((($F2798-$B2798)/100)*IF('DBH-Upgrade'!$K$6='DBH-Upgrade'!$K$8,$CC2812,($BF2798/(($F2798-18)/100))))+((($B2798-18)/100)*$CB2812))*IF($E2798>50,IF($G2798=11,(1-(($E2798-50)*0.005)),IF($G2798=16,(1-(($E2798-50)*0.005)),IF($G2798=21,(1-(($E2798-50)*0.005)),1))),1)*$CE2812,0)))","v":0},{"$f":"IF($B2798>$F2798,0,IF($C2798>$G2798,0,ROUND((((($F2798-$B2798)/100)*IF('DBH-Upgrade'!$K$6='DBH-Upgrade'!$K$8,$CC2812,($BF2798/(($F2798-18)/100))))+((($B2798-18)/100)*$CB2812))*IF($E2798>50,IF($G2798=11,(1-(($E2798-50)*0.005)),IF($G2798=16,(1-(($E2798-50)*0.005)),IF($G2798=21,(1-(($E2798-50)*0.005)),1))),1)*$CD2812,0)))","v":0},{"$f":"IF($B2798>$F2798,0,IF($C2798>$G2798,0,ROUND((((($F2798-$B2798)/100)*IF('DBH-Upgrade'!$K$6='DBH-Upgrade'!$K$8,$CC2812,($BF2798/(($F2798-18)/100))))+((($B2798-18)/100)*$CB2812))*IF($E2798>50,IF($G2798=11,(1-(($E2798-50)*0.005)),IF($G2798=16,(1-(($E2798-50)*0.005)),IF($G2798=21,(1-(($E2798-50)*0.005)),1))),1),0)))","v":0},0.98,0.98,0.98,{"$f":"AK2798*POWER(CF_cool,AN2798)","v":0},{"$f":"AL2798*POWER(CF_cool,AO2798)","v":0},{"$f":"AM2798*POWER(CF_cool,AP2798)","v":0},0,0,0,{"v":0,"d":"0.00"},{"v":0,"d":"0.00"},{"v":0,"d":"0.00"},0.9,6,6.7,9,null,1506,null,{"v":0.9,"d":"90%"},null,null,0,11.8,13.7,21.85,null,1,1,1,0,0,0,null,0,0,0,1,2298,4062,502,78,0.8146699660963719,0.7561986894808467,null,0.16320641939358696,0.08064538055291112,0.7952052041594007,0.7952052041594007,null,0]
["1501402115",{"$f":"'DBH-Upgrade'!$K$8-$CL2803","v":80},15,1,50,140,21,21.5,0,26,30,45.4,2892,{"$f":"IF($B2803>$F2803,0,IF($C2803>$G2803,0,ROUND((((($F2803-$B2803)/100)*IF('DBH-Upgrade'!$K$6='DBH-Upgrade'!$K$8,$BZ2817,($BE2803/(($F2803-18)/100))))+((($B2803-18)/100)*$CA2817))*$CE2817,0)))","v":3510},{"$f":"IF($B2803>$F2803,0,IF($C2803>$G2803,0,ROUND((((($F2803-$B2803)/100)*IF('DBH-Upgrade'!$K$6='DBH-Upgrade'!$K$8,$BZ2817,($BE2803/(($F2803-18)/100))))+((($B2803-18)/100)*$CA2817))*$CD2817,0)))","v":3759},{"$f":"IF($B2803>$F2803,0,IF($C2803>$G2803,0,ROUND(((($F2803-$B2803)/100)*IF('DBH-Upgrade'!$K$6='DBH-Upgrade'!$K$8,$BZ2817,($BE2803/(($F2803-18)/100))))+((($B2803-18)/100)*$CA2817),0)))","v":5274},{"v":1.5,"d":"1.500"},1.05,1.05,1.05,233,{"$f":"IF($B2803>$F2803,0,IF($C2803>$G2803,0,ROUND(((($F2803-$B2803)/100)*(IF('DBH-Upgrade'!$K$6='DBH-Upgrade'!$K$8,$BZ2817,($BE2803/(($F2803-18)/100))))*$CH2817)+((($B2803-18)/100)*$CA2817*$CE2817*$CG2817),0)))","v":552},{"$f":"IF($B2803>$F2803,0,IF($C2803>$G2803,0,ROUND(((($F2803-$B2803)/100)*(IF('DBH-Upgrade'!$K$6='DBH-Upgrade'!$K$8,$BZ2817,($BE2803/(($F2803-18)/100))))*$CH2817)+((($B2803-18)/100)*$CA2817*$CD2817*$CG2817),0)))","v":583},{"$f":"IF($B2803>$F2803,0,IF($C2803>$G2803,0,ROUND(((($F2803-$B2803)/100)*(IF('DBH-Upgrade'!$K$6='DBH-Upgrade'!$K$8,$BZ2817,($BE2803/(($F2803-18)/100))))*$CH2817)+((($B2803-18)/100)*$CA2817*$CG2817),0)))","v":769},12,28,30,40,{"v":1.1789225503258329E-3,"d":"0.00"},{"v":0.005900498927033183,"d":"0.01"},{"v":0.00673099562993577,"d":"0.01"},{"v":0.011666080024144185,"d":"0.01"},0.0001276,1.7219,4,0.000514201,{"$f":"IF($B2803>$F2803,0,IF($C2803>$G2803,0,ROUND((((($F2803-$B2803)/100)*IF('DBH-Upgrade'!$K$6='DBH-Upgrade'!$K$8,$CC2817,($BF2803/(($F2803-18)/100))))+((($B2803-18)/100)*$CB2817))*IF($E2803>50,IF($G2803=11,(1-(($E2803-50)*0.005)),IF($G2803=16,(1-(($E2803-50)*0.005)),IF($G2803=21,(1-(($E2803-50)*0.005)),1))),1)*$CE2817,0)))","v":363},{"$f":"IF($B2803>$F2803,0,IF($C2803>$G2803,0,ROUND((((($F2803-$B2803)/100)*IF('DBH-Upgrade'!$K$6='DBH-Upgrade'!$K$8,$CC2817,($BF2803/(($F2803-18)/100))))+((($B2803-18)/100)*$CB2817))*IF($E2803>50,IF($G2803=11,(1-(($E2803-50)*0.005)),IF($G2803=16,(1-(($E2803-50)*0.005)),IF($G2803=21,(1-(($E2803-50)*0.005)),1))),1)*$CD2817,0)))","v":389},{"$f":"IF($B2803>$F2803,0,IF($C2803>$G2803,0,ROUND((((($F2803-$B2803)/100)*IF('DBH-Upgrade'!$K$6='DBH-Upgrade'!$K$8,$CC2817,($BF2803/(($F2803-18)/100))))+((($B2803-18)/100)*$CB2817))*IF($E2803>50,IF($G2803=11,(1-(($E2803-50)*0.005)),IF($G2803=16,(1-(($E2803-50)*0.005)),IF($G2803=21,(1-(($E2803-50)*0.005)),1))),1),0)))","v":546},0.85,0.85,0.85,{"$f":"AK2803*POWER(CF_cool,AN2803)","v":295.70707189642854},{"$f":"AL2803*POWER(CF_cool,AO2803)","v":316.88719274851434},{"$f":"AM2803*POWER(CF_cool,AP2803)","v":444.7825378938016},64,68,96,{"v":0.02873489571231576,"d":"0.03"},{"v":0.03228623279538163,"d":"0.03"},{"v":0.06271142585332029,"d":"0.06"},3.7,6,6.7,9,null,3615,null,{"v":0.8,"d":"80%"},null,null,0,11.8,13.7,21.85,null,1,1,1,295.70707189642854,316.88719274851434,444.7825378938016,null,0,0,0,1,3238,4735,725,75,0.7254135990953521,0.6774634004202911,null,0.15781864009190116,0.08064538055291112,0.7952052041594007,0.7952052041594007,null,0]
["1501801015",{"$f":"'DBH-Upgrade'!$K$8-$CL2810","v":80},15,1,50,180,10,11.5,0,26,30,46.4,{"v":1743.3,"d":"1743"},{"$f":"IF($B2810>$F2810,0,IF($C2810>$G2810,0,ROUND((((($F2810-$B2810)/100)*IF('DBH-Upgrade'!$K$6='DBH-Upgrade'!$K$8,$BZ2824,($BE2810/(($F2810-18)/100))))+((($B2810-18)/100)*$CA2824))*$CE2824,0)))","v":0},{"$f":"IF($B2810>$F2810,0,IF($C2810>$G2810,0,ROUND((((($F2810-$B2810)/100)*IF('DBH-Upgrade'!$K$6='DBH-Upgrade'!$K$8,$BZ2824,($BE2810/(($F2810-18)/100))))+((($B2810-18)/100)*$CA2824))*$CD2824,0)))","v":0},{"$f":"IF($B2810>$F2810,0,IF($C2810>$G2810,0,ROUND(((($F2810-$B2810)/100)*IF('DBH-Upgrade'!$K$6='DBH-Upgrade'!$K$8,$BZ2824,($BE2810/(($F2810-18)/100))))+((($B2810-18)/100)*$CA2824),0)))","v":0},{"v":1.5,"d":"1.500"},1.08,1.08,1.08,141,{"$f":"IF($B2810>$F2810,0,IF($C2810>$G2810,0,ROUND(((($F2810-$B2810)/100)*(IF('DBH-Upgrade'!$K$6='DBH-Upgrade'!$K$8,$BZ2824,($BE2810/(($F2810-18)/100))))*$CH2824)+((($B2810-18)/100)*$CA2824*$CE2824*$CG2824),0)))","v":0},{"$f":"IF($B2810>$F2810,0,IF($C2810>$G2810,0,ROUND(((($F2810-$B2810)/100)*(IF('DBH-Upgrade'!$K$6='DBH-Upgrade'!$K$8,$BZ2824,($BE2810/(($F2810-18)/100))))*$CH2824)+((($B2810-18)/100)*$CA2824*$CD2824*$CG2824),0)))","v":0},{"$f":"IF($B2810>$F2810,0,IF($C2810>$G2810,0,ROUND(((($F2810-$B2810)/100)*(IF('DBH-Upgrade'!$K$6='DBH-Upgrade'!$K$8,$BZ2824,($BE2810/(($F2810-18)/100))))*$CH2824)+((($B2810-18)/100)*$CA2824*$CG2824),0)))","v":0},7,0,0,0,{"v":5.5302105606762212E-4,"d":"0.00"},{"v":0,"d":"0.00"},{"v":0,"d":"0.00"},{"v":0,"d":"0.00"},3.969E-4,1.7346,2,0.000367347,{"$f":"IF($B2810>$F2810,0,IF($C2810>$G2810,0,ROUND((((($F2810-$B2810)/100)*IF('DBH-Upgrade'!$K$6='DBH-Upgrade'!$K$8,$CC2824,($BF2810/(($F2810-18)/100))))+((($B2810-18)/100)*$CB2824))*IF($E2810>50,IF($G2810=11,(1-(($E2810-50)*0.005)),IF($G2810=16,(1-(($E2810-50)*0.005)),IF($G2810=21,(1-(($E2810-50)*0.005)),1))),1)*$CE2824,0)))","v":0},{"$f":"IF($B2810>$F2810,0,IF($C2810>$G2810,0,ROUND((((($F2810-$B2810)/100)*IF('DBH-Upgrade'!$K$6='DBH-Upgrade'!$K$8,$CC2824,($BF2810/(($F2810-18)/100))))+((($B2810-18)/100)*$CB2824))*IF($E2810>50,IF($G2810=11,(1-(($E2810-50)*0.005)),IF($G2810=16,(1-(($E2810-50)*0.005)),IF($G2810=21,(1-(($E2810-50)*0.005)),1))),1)*$CD2824,0)))","v":0},{"$f":"IF($B2810>$F2810,0,IF($C2810>$G2810,0,ROUND((((($F2810-$B2810)/100)*IF('DBH-Upgrade'!$K$6='DBH-Upgrade'!$K$8,$CC2824,($BF2810/(($F2810-18)/100))))+((($B2810-18)/100)*$CB2824))*IF($E2810>50,IF($G2810=11,(1-(($E2810-50)*0.005)),IF($G2810=16,(1-(($E2810-50)*0.005)),IF($G2810=21,(1-(($E2810-50)*0.005)),1))),1),0)))","v":0},0.98,0.98,0.98,{"$f":"AK2810*POWER(CF_cool,AN2810)","v":0},{"$f":"AL2810*POWER(CF_cool,AO2810)","v":0},{"$f":"AM2810*POWER(CF_cool,AP2810)","v":0},0,0,0,{"v":0,"d":"0.00"},{"v":0,"d":"0.00"},{"v":0,"d":"0.00"},1.2,{"$f":"IF($B2810>$F2810,$BM$1,CT$21)","v":6},{"$f":"IF($B2810>$F2810,$BM$1,CU$21)","v":6.7},{"$f":"IF($B2810>$F2810,$BM$1,CV$21)","v":9},null,1937,null,{"$f":"IF($G2810=10,$CU$61,IF($G2810=11,$CU$62,IF($G2810=15,$CU$63,IF($G2810=16,$CU$64,IF($G2810=20,$CU$65,IF($G2810=21,$CU$66))))))","v":{"v":0.9,"d":"90%"}},null,null,0,{"$f":"IF($B2810>$F2810,$BM$1,CQ$21)","v":11.8},{"$f":"IF($B2810>$F2810,$BM$1,CR$21)","v":13.7},{"$f":"IF($B2810>$F2810,$BM$1,CS$21)","v":21.85},null,1,1,1,0,0,0,null,0,0,0,{"$f":"IF(SUM(BV2810:BX2810)=0,1,0)","v":1},2298,4062,502,78,0.8030103878625993,0.7433030653966308,null,0.16320641939358696,0.08064538055291112,0.7952052041594007,0.7952052041594007,null,0]
["1502001515",{"$f":"'DBH-Upgrade'!$K$8-$CL2818","v":80},15,1,50,200,15,16.5,0,26,30,47.1,{"v":2774.4,"d":"2774"},{"$f":"IF($B2818>$F2818,0,IF($C2818>$G2818,0,ROUND((((($F2818-$B2818)/100)*IF('DBH-Upgrade'!$K$6='DBH-Upgrade'!$K$8,$BZ2832,($BE2818/(($F2818-18)/100))))+((($B2818-18)/100)*$CA2832))*$CE2832,0)))","v":2595},{"$f":"IF($B2818>$F2818,0,IF($C2818>$G2818,0,ROUND((((($F2818-$B2818)/100)*IF('DBH-Upgrade'!$K$6='DBH-Upgrade'!$K$8,$BZ2832,($BE2818/(($F2818-18)/100))))+((($B2818-18)/100)*$CA2832))*$CD2832,0)))","v":2734},{"$f":"IF($B2818>$F2818,0,IF($C2818>$G2818,0,ROUND(((($F2818-$B2818)/100)*IF('DBH-Upgrade'!$K$6='DBH-Upgrade'!$K$8,$BZ2832,($BE2818/(($F2818-18)/100))))+((($B2818-18)/100)*$CA2832),0)))","v":3946},{"v":1.5,"d":"1.500"},1.08,1.08,1.08,224,{"$f":"IF($B2818>$F2818,0,IF($C2818>$G2818,0,ROUND(((($F2818-$B2818)/100)*(IF('DBH-Upgrade'!$K$6='DBH-Upgrade'!$K$8,$BZ2832,($BE2818/(($F2818-18)/100))))*$CH2832)+((($B2818-18)/100)*$CA2832*$CE2832*$CG2832),0)))","v":372},{"$f":"IF($B2818>$F2818,0,IF($C2818>$G2818,0,ROUND(((($F2818-$B2818)/100)*(IF('DBH-Upgrade'!$K$6='DBH-Upgrade'!$K$8,$BZ2832,($BE2818/(($F2818-18)/100))))*$CH2832)+((($B2818-18)/100)*$CA2832*$CD2832*$CG2832),0)))","v":383},{"$f":"IF($B2818>$F2818,0,IF($C2818>$G2818,0,ROUND(((($F2818-$B2818)/100)*(IF('DBH-Upgrade'!$K$6='DBH-Upgrade'!$K$8,$BZ2832,($BE2818/(($F2818-18)/100))))*$CH2832)+((($B2818-18)/100)*$CA2832*$CG2832),0)))","v":484},12,19,20,25,{"v":1.2013141751544304E-3,"d":"0.00"},{"v":0.002847511601206708,"d":"0.00"},{"v":3.1362338233380557E-3,"d":"0.00"},{"v":0.004776626085211563,"d":"0.00"},0.0002083,1.724,2,0.000461829,{"$f":"IF($B2818>$F2818,0,IF($C2818>$G2818,0,ROUND((((($F2818-$B2818)/100)*IF('DBH-Upgrade'!$K$6='DBH-Upgrade'!$K$8,$CC2832,($BF2818/(($F2818-18)/100))))+((($B2818-18)/100)*$CB2832))*IF($E2818>50,IF($G2818=11,(1-(($E2818-50)*0.005)),IF($G2818=16,(1-(($E2818-50)*0.005)),IF($G2818=21,(1-(($E2818-50)*0.005)),1))),1)*$CE2832,0)))","v":230},{"$f":"IF($B2818>$F2818,0,IF($C2818>$G2818,0,ROUND((((($F2818-$B2818)/100)*IF('DBH-Upgrade'!$K$6='DBH-Upgrade'!$K$8,$CC2832,($BF2818/(($F2818-18)/100))))+((($B2818-18)/100)*$CB2832))*IF($E2818>50,IF($G2818=11,(1-(($E2818-50)*0.005)),IF($G2818=16,(1-(($E2818-50)*0.005)),IF($G2818=21,(1-(($E2818-50)*0.005)),1))),1)*$CD2832,0)))","v":242},{"$f":"IF($B2818>$F2818,0,IF($C2818>$G2818,0,ROUND((((($F2818-$B2818)/100)*IF('DBH-Upgrade'!$K$6='DBH-Upgrade'!$K$8,$CC2832,($BF2818/(($F2818-18)/100))))+((($B2818-18)/100)*$CB2832))*IF($E2818>50,IF($G2818=11,(1-(($E2818-50)*0.005)),IF($G2818=16,(1-(($E2818-50)*0.005)),IF($G2818=21,(1-(($E2818-50)*0.005)),1))),1),0)))","v":350},1.01,1.01,1.01,{"$f":"AK2818*POWER(CF_cool,AN2818)","v":180.2691978622775},{"$f":"AL2818*POWER(CF_cool,AO2818)","v":189.67454731596155},{"$f":"AM2818*POWER(CF_cool,AP2818)","v":274.32269239911795},39,41,59,{"v":0.011076871170714675,"d":"0.01"},{"v":0.012178567728884355,"d":"0.01"},{"v":0.024314710930864483,"d":"0.02"},{"v":2,"d":"2.0"},6,6.7,9,null,{"$f":"$BE166","v":3468},null,{"v":0.8,"d":"80%"},null,null,0,11.8,13.7,21.85,null,1,1,1,180.2691978622775,189.67454731596155,274.32269239911795,null,0,0,0,1,{"$error":"#VALUE!"},0,0,{"$error":"#VALUE!"},0.7840224333226739,0.7222362755803995,null,0.16320641939358696,0.08064538055291112,0.7894714915956607,0.7894714915956607,null,0]
["1502201115",{"$f":"'DBH-Upgrade'!$K$8-$CL2823","v":80},15,1,50,220,11,11.5,0,26,30,47.8,{"v":1933.9002898550727,"d":"1934"},{"$f":"IF($B2823>$F2823,0,IF($C2823>$G2823,0,ROUND((((($F2823-$B2823)/100)*IF('DBH-Upgrade'!$K$6='DBH-Upgrade'!$K$8,$BZ2837,($BE2823/(($F2823-18)/100))))+((($B2823-18)/100)*$CA2837))*$CE2837,0)))","v":0},{"$f":"IF($B2823>$F2823,0,IF($C2823>$G2823,0,ROUND((((($F2823-$B2823)/100)*IF('DBH-Upgrade'!$K$6='DBH-Upgrade'!$K$8,$BZ2837,($BE2823/(($F2823-18)/100))))+((($B2823-18)/100)*$CA2837))*$CD2837,0)))","v":0},{"$f":"IF($B2823>$F2823,0,IF($C2823>$G2823,0,ROUND(((($F2823-$B2823)/100)*IF('DBH-Upgrade'!$K$6='DBH-Upgrade'!$K$8,$BZ2837,($BE2823/(($F2823-18)/100))))+((($B2823-18)/100)*$CA2837),0)))","v":0},{"v":1.5,"d":"1.500"},1.1,1.1,1.1,156,{"$f":"IF($B2823>$F2823,0,IF($C2823>$G2823,0,ROUND(((($F2823-$B2823)/100)*(IF('DBH-Upgrade'!$K$6='DBH-Upgrade'!$K$8,$BZ2837,($BE2823/(($F2823-18)/100))))*$CH2837)+((($B2823-18)/100)*$CA2837*$CE2837*$CG2837),0)))","v":0},{"$f":"IF($B2823>$F2823,0,IF($C2823>$G2823,0,ROUND(((($F2823-$B2823)/100)*(IF('DBH-Upgrade'!$K$6='DBH-Upgrade'!$K$8,$BZ2837,($BE2823/(($F2823-18)/100))))*$CH2837)+((($B2823-18)/100)*$CA2837*$CD2837*$CG2837),0)))","v":0},{"$f":"IF($B2823>$F2823,0,IF($C2823>$G2823,0,ROUND(((($F2823-$B2823)/100)*(IF('DBH-Upgrade'!$K$6='DBH-Upgrade'!$K$8,$BZ2837,($BE2823/(($F2823-18)/100))))*$CH2837)+((($B2823-18)/100)*$CA2837*$CG2837),0)))","v":0},8,0,0,0,{"v":1.53912926574429E-3,"d":"0.00"},{"v":0,"d":"0.00"},{"v":0,"d":"0.00"},{"v":0,"d":"0.00"},3.969E-4,1.7346,4,0.000574288,{"$f":"IF($B2823>$F2823,0,IF($C2823>$G2823,0,ROUND((((($F2823-$B2823)/100)*IF('DBH-Upgrade'!$K$6='DBH-Upgrade'!$K$8,$CC2837,($BF2823/(($F2823-18)/100))))+((($B2823-18)/100)*$CB2837))*IF($E2823>50,IF($G2823=11,(1-(($E2823-50)*0.005)),IF($G2823=16,(1-(($E2823-50)*0.005)),IF($G2823=21,(1-(($E2823-50)*0.005)),1))),1)*$CE2837,0)))","v":0},{"$f":"IF($B2823>$F2823,0,IF($C2823>$G2823,0,ROUND((((($F2823-$B2823)/100)*IF('DBH-Upgrade'!$K$6='DBH-Upgrade'!$K$8,$CC2837,($BF2823/(($F2823-18)/100))))+((($B2823-18)/100)*$CB2837))*IF($E2823>50,IF($G2823=11,(1-(($E2823-50)*0.005)),IF($G2823=16,(1-(($E2823-50)*0.005)),IF($G2823=21,(1-(($E2823-50)*0.005)),1))),1)*$CD2837,0)))","v":0},{"$f":"IF($B2823>$F2823,0,IF($C2823>$G2823,0,ROUND((((($F2823-$B2823)/100)*IF('DBH-Upgrade'!$K$6='DBH-Upgrade'!$K$8,$CC2837,($BF2823/(($F2823-18)/100))))+((($B2823-18)/100)*$CB2837))*IF($E2823>50,IF($G2823=11,(1-(($E2823-50)*0.005)),IF($G2823=16,(1-(($E2823-50)*0.005)),IF($G2823=21,(1-(($E2823-50)*0.005)),1))),1),0)))","v":0},0.95,0.95,0.95,{"$f":"AK2823*POWER(CF_cool,AN2823)","v":0},{"$f":"AL2823*POWER(CF_cool,AO2823)","v":0},{"$f":"AM2823*POWER(CF_cool,AP2823)","v":0},0,0,0,{"v":0,"d":"0.00"},{"v":0,"d":"0.00"},{"v":0,"d":"0.00"},2.9,6,6.7,9,null,2843.971014492754,null,{"v":0.68,"d":"68%"},null,null,0,11.8,13.7,21.85,null,1,1,1,0,0,0,null,0,0,0,1,2489,6098,791,92,0.7015311234086448,0.657069305346098,null,0.1716349180255756,0.08064538055291112,0.8146200327725304,0.8146200327725304,null,0]
["1502601015",{"$f":"'DBH-Upgrade'!$K$8-$CL2834","v":80},15,1,50,260,10,11.5,0,26,30,48.1,{"v":2407.014606741573,"d":"2407"},{"$f":"IF($B2834>$F2834,0,IF($C2834>$G2834,0,ROUND((((($F2834-$B2834)/100)*IF('DBH-Upgrade'!$K$6='DBH-Upgrade'!$K$8,$BZ2848,($BE2834/(($F2834-18)/100))))+((($B2834-18)/100)*$CA2848))*$CE2848,0)))","v":0},{"$f":"IF($B2834>$F2834,0,IF($C2834>$G2834,0,ROUND((((($F2834-$B2834)/100)*IF('DBH-Upgrade'!$K$6='DBH-Upgrade'!$K$8,$BZ2848,($BE2834/(($F2834-18)/100))))+((($B2834-18)/100)*$CA2848))*$CD2848,0)))","v":0},{"$f":"IF($B2834>$F2834,0,IF($C2834>$G2834,0,ROUND(((($F2834-$B2834)/100)*IF('DBH-Upgrade'!$K$6='DBH-Upgrade'!$K$8,$BZ2848,($BE2834/(($F2834-18)/100))))+((($B2834-18)/100)*$CA2848),0)))","v":0},{"v":1.5,"d":"1.500"},1.08,1.08,1.08,194,{"$f":"IF($B2834>$F2834,0,IF($C2834>$G2834,0,ROUND(((($F2834-$B2834)/100)*(IF('DBH-Upgrade'!$K$6='DBH-Upgrade'!$K$8,$BZ2848,($BE2834/(($F2834-18)/100))))*$CH2848)+((($B2834-18)/100)*$CA2848*$CE2848*$CG2848),0)))","v":0},{"$f":"IF($B2834>$F2834,0,IF($C2834>$G2834,0,ROUND(((($F2834-$B2834)/100)*(IF('DBH-Upgrade'!$K$6='DBH-Upgrade'!$K$8,$BZ2848,($BE2834/(($F2834-18)/100))))*$CH2848)+((($B2834-18)/100)*$CA2848*$CD2848*$CG2848),0)))","v":0},{"$f":"IF($B2834>$F2834,0,IF($C2834>$G2834,0,ROUND(((($F2834-$B2834)/100)*(IF('DBH-Upgrade'!$K$6='DBH-Upgrade'!$K$8,$BZ2848,($BE2834/(($F2834-18)/100))))*$CH2848)+((($B2834-18)/100)*$CA2848*$CG2848),0)))","v":0},10,0,0,0,{"v":1.3969684852889292E-3,"d":"0.00"},{"v":0,"d":"0.00"},{"v":0,"d":"0.00"},{"v":0,"d":"0.00"},3.969E-4,1.7346,2,0.000367347,{"$f":"IF($B2834>$F2834,0,IF($C2834>$G2834,0,ROUND((((($F2834-$B2834)/100)*IF('DBH-Upgrade'!$K$6='DBH-Upgrade'!$K$8,$CC2848,($BF2834/(($F2834-18)/100))))+((($B2834-18)/100)*$CB2848))*IF($E2834>50,IF($G2834=11,(1-(($E2834-50)*0.005)),IF($G2834=16,(1-(($E2834-50)*0.005)),IF($G2834=21,(1-(($E2834-50)*0.005)),1))),1)*$CE2848,0)))","v":0},{"$f":"IF($B2834>$F2834,0,IF($C2834>$G2834,0,ROUND((((($F2834-$B2834)/100)*IF('DBH-Upgrade'!$K$6='DBH-Upgrade'!$K$8,$CC2848,($BF2834/(($F2834-18)/100))))+((($B2834-18)/100)*$CB2848))*IF($E2834>50,IF($G2834=11,(1-(($E2834-50)*0.005)),IF($G2834=16,(1-(($E2834-50)*0.005)),IF($G2834=21,(1-(($E2834-50)*0.005)),1))),1)*$CD2848,0)))","v":0},{"$f":"IF($B2834>$F2834,0,IF($C2834>$G2834,0,ROUND((((($F2834-$B2834)/100)*IF('DBH-Upgrade'!$K$6='DBH-Upgrade'!$K$8,$CC2848,($BF2834/(($F2834-18)/100))))+((($B2834-18)/100)*$CB2848))*IF($E2834>50,IF($G2834=11,(1-(($E2834-50)*0.005)),IF($G2834=16,(1-(($E2834-50)*0.005)),IF($G2834=21,(1-(($E2834-50)*0.005)),1))),1),0)))","v":0},0.98,0.98,0.98,{"$f":"AK2834*POWER(CF_cool,AN2834)","v":0},{"$f":"AL2834*POWER(CF_cool,AO2834)","v":0},{"$f":"AM2834*POWER(CF_cool,AP2834)","v":0},0,0,0,{"v":0,"d":"0.00"},{"v":0,"d":"0.00"},{"v":0,"d":"0.00"},1.7,6,6.7,9,null,2674.4606741573034,null,{"v":0.9,"d":"90%"},null,null,0,11.8,13.7,21.85,null,1,1,1,0,0,0,null,0,0,0,1,2298,4062,502,78,0.7688559120374613,0.7053868583882835,null,0.16320641939358696,0.08064538055291112,0.7952052041594007,0.7952052041594007,null,0]
["1502602015",{"$f":"'DBH-Upgrade'!$K$8-$CL2838","v":60},15,1,50,260,20,21.5,0,26,30,48.1,{"v":4821.662921348315,"d":"4822"},{"$f":"IF($B2838>$F2838,0,IF($C2838>$G2838,0,ROUND((((($F2838-$B2838)/100)*IF('DBH-Upgrade'!$K$6='DBH-Upgrade'!$K$8,$BZ2852,($BE2838/(($F2838-18)/100))))+((($B2838-18)/100)*$CA2852))*$CE2852,0)))","v":4285},{"$f":"IF($B2838>$F2838,0,IF($C2838>$G2838,0,ROUND((((($F2838-$B2838)/100)*IF('DBH-Upgrade'!$K$6='DBH-Upgrade'!$K$8,$BZ2852,($BE2838/(($F2838-18)/100))))+((($B2838-18)/100)*$CA2852))*$CD2852,0)))","v":4727},{"$f":"IF($B2838>$F2838,0,IF($C2838>$G2838,0,ROUND(((($F2838-$B2838)/100)*IF('DBH-Upgrade'!$K$6='DBH-Upgrade'!$K$8,$BZ2852,($BE2838/(($F2838-18)/100))))+((($B2838-18)/100)*$CA2852),0)))","v":6302},{"v":1.5,"d":"1.500"},1.08,1.08,1.08,389,{"$f":"IF($B2838>$F2838,0,IF($C2838>$G2838,0,ROUND(((($F2838-$B2838)/100)*(IF('DBH-Upgrade'!$K$6='DBH-Upgrade'!$K$8,$BZ2852,($BE2838/(($F2838-18)/100))))*$CH2852)+((($B2838-18)/100)*$CA2852*$CE2852*$CG2852),0)))","v":560},{"$f":"IF($B2838>$F2838,0,IF($C2838>$G2838,0,ROUND(((($F2838-$B2838)/100)*(IF('DBH-Upgrade'!$K$6='DBH-Upgrade'!$K$8,$BZ2852,($BE2838/(($F2838-18)/100))))*$CH2852)+((($B2838-18)/100)*$CA2852*$CD2852*$CG2852),0)))","v":579},{"$f":"IF($B2838>$F2838,0,IF($C2838>$G2838,0,ROUND(((($F2838-$B2838)/100)*(IF('DBH-Upgrade'!$K$6='DBH-Upgrade'!$K$8,$BZ2852,($BE2838/(($F2838-18)/100))))*$CH2852)+((($B2838-18)/100)*$CA2852*$CG2852),0)))","v":649},20,29,30,33,{"v":2.5443333303694893E-3,"d":"0.00"},{"v":5.129014057324458E-3,"d":"0.01"},{"v":0.005468502149459495,"d":"0.01"},{"v":0.00654894019117584,"d":"0.01"},0.0001276,1.7219,2,3.76611E-4,{"$f":"IF($B2838>$F2838,0,IF($C2838>$G2838,0,ROUND((((($F2838-$B2838)/100)*IF('DBH-Upgrade'!$K$6='DBH-Upgrade'!$K$8,$CC2852,($BF2838/(($F2838-18)/100))))+((($B2838-18)/100)*$CB2852))*IF($E2838>50,IF($G2838=11,(1-(($E2838-50)*0.005)),IF($G2838=16,(1-(($E2838-50)*0.005)),IF($G2838=21,(1-(($E2838-50)*0.005)),1))),1)*$CE2852,0)))","v":249},{"$f":"IF($B2838>$F2838,0,IF($C2838>$G2838,0,ROUND((((($F2838-$B2838)/100)*IF('DBH-Upgrade'!$K$6='DBH-Upgrade'!$K$8,$CC2852,($BF2838/(($F2838-18)/100))))+((($B2838-18)/100)*$CB2852))*IF($E2838>50,IF($G2838=11,(1-(($E2838-50)*0.005)),IF($G2838=16,(1-(($E2838-50)*0.005)),IF($G2838=21,(1-(($E2838-50)*0.005)),1))),1)*$CD2852,0)))","v":275},{"$f":"IF($B2838>$F2838,0,IF($C2838>$G2838,0,ROUND((((($F2838-$B2838)/100)*IF('DBH-Upgrade'!$K$6='DBH-Upgrade'!$K$8,$CC2852,($BF2838/(($F2838-18)/100))))+((($B2838-18)/100)*$CB2852))*IF($E2838>50,IF($G2838=11,(1-(($E2838-50)*0.005)),IF($G2838=16,(1-(($E2838-50)*0.005)),IF($G2838=21,(1-(($E2838-50)*0.005)),1))),1),0)))","v":367},0.95,0.95,0.95,{"$f":"AK2838*POWER(CF_cool,AN2838)","v":198.00609583569076},{"$f":"AL2838*POWER(CF_cool,AO2838)","v":218.68143114383517},{"$f":"AM2838*POWER(CF_cool,AP2838)","v":291.8403099265},43,47,63,{"v":0.010814556477463601,"d":"0.01"},{"v":0.012803672568722465,"d":"0.01"},{"v":0.0223510220613168,"d":"0.02"},3.5,6,6.7,9,null,6027.078651685393,null,{"v":0.8,"d":"80%"},null,null,0,11.8,13.7,21.85,null,1,1,1,198.00609583569076,218.68143114383517,291.8403099265,null,0,0,0,1,1615,3238,442,63,0.6852107186854955,0.6578068517992561,null,0.16320641939358696,0.08064538055291112,0.783779121140337,0.783779121140337,null,20]
["1502801615",{"$f":"'DBH-Upgrade'!$K$8-$CL2843","v":80},15,1,50,280,16,16.5,0,26,30,48.9,{"v":3613.5200000000004,"d":"3614"},{"$f":"IF($B2843>$F2843,0,IF($C2843>$G2843,0,ROUND((((($F2843-$B2843)/100)*IF('DBH-Upgrade'!$K$6='DBH-Upgrade'!$K$8,$BZ2857,($BE2843/(($F2843-18)/100))))+((($B2843-18)/100)*$CA2857))*$CE2857,0)))","v":6195},{"$f":"IF($B2843>$F2843,0,IF($C2843>$G2843,0,ROUND((((($F2843-$B2843)/100)*IF('DBH-Upgrade'!$K$6='DBH-Upgrade'!$K$8,$BZ2857,($BE2843/(($F2843-18)/100))))+((($B2843-18)/100)*$CA2857))*$CD2857,0)))","v":6334},{"$f":"IF($B2843>$F2843,0,IF($C2843>$G2843,0,ROUND(((($F2843-$B2843)/100)*IF('DBH-Upgrade'!$K$6='DBH-Upgrade'!$K$8,$BZ2857,($BE2843/(($F2843-18)/100))))+((($B2843-18)/100)*$CA2857),0)))","v":9412},{"v":1.5,"d":"1.500"},1.1,1.1,1.1,291,{"$f":"IF($B2843>$F2843,0,IF($C2843>$G2843,0,ROUND(((($F2843-$B2843)/100)*(IF('DBH-Upgrade'!$K$6='DBH-Upgrade'!$K$8,$BZ2857,($BE2843/(($F2843-18)/100))))*$CH2857)+((($B2843-18)/100)*$CA2857*$CE2857*$CG2857),0)))","v":827},{"$f":"IF($B2843>$F2843,0,IF($C2843>$G2843,0,ROUND(((($F2843-$B2843)/100)*(IF('DBH-Upgrade'!$K$6='DBH-Upgrade'!$K$8,$BZ2857,($BE2843/(($F2843-18)/100))))*$CH2857)+((($B2843-18)/100)*$CA2857*$CD2857*$CG2857),0)))","v":834},{"$f":"IF($B2843>$F2843,0,IF($C2843>$G2843,0,ROUND(((($F2843-$B2843)/100)*(IF('DBH-Upgrade'!$K$6='DBH-Upgrade'!$K$8,$BZ2857,($BE2843/(($F2843-18)/100))))*$CH2857)+((($B2843-18)/100)*$CA2857*$CG2857),0)))","v":986},15,43,43,51,{"v":0.005382034259720902,"d":"0.01"},{"v":0.03943822209788988,"d":"0.04"},{"v":0.03943822209788988,"d":"0.04"},{"v":0.05455908521836124,"d":"0.05"},0.0002083,1.724,4,1.392796E-3,{"$f":"IF($B2843>$F2843,0,IF($C2843>$G2843,0,ROUND((((($F2843-$B2843)/100)*IF('DBH-Upgrade'!$K$6='DBH-Upgrade'!$K$8,$CC2857,($BF2843/(($F2843-18)/100))))+((($B2843-18)/100)*$CB2857))*IF($E2843>50,IF($G2843=11,(1-(($E2843-50)*0.005)),IF($G2843=16,(1-(($E2843-50)*0.005)),IF($G2843=21,(1-(($E2843-50)*0.005)),1))),1)*$CE2857,0)))","v":395},{"$f":"IF($B2843>$F2843,0,IF($C2843>$G2843,0,ROUND((((($F2843-$B2843)/100)*IF('DBH-Upgrade'!$K$6='DBH-Upgrade'!$K$8,$CC2857,($BF2843/(($F2843-18)/100))))+((($B2843-18)/100)*$CB2857))*IF($E2843>50,IF($G2843=11,(1-(($E2843-50)*0.005)),IF($G2843=16,(1-(($E2843-50)*0.005)),IF($G2843=21,(1-(($E2843-50)*0.005)),1))),1)*$CD2857,0)))","v":403},{"$f":"IF($B2843>$F2843,0,IF($C2843>$G2843,0,ROUND((((($F2843-$B2843)/100)*IF('DBH-Upgrade'!$K$6='DBH-Upgrade'!$K$8,$CC2857,($BF2843/(($F2843-18)/100))))+((($B2843-18)/100)*$CB2857))*IF($E2843>50,IF($G2843=11,(1-(($E2843-50)*0.005)),IF($G2843=16,(1-(($E2843-50)*0.005)),IF($G2843=21,(1-(($E2843-50)*0.005)),1))),1),0)))","v":600},0.95,0.95,0.95,{"$f":"AK2843*POWER(CF_cool,AN2843)","v":314.10605564296327},{"$f":"AL2843*POWER(CF_cool,AO2843)","v":320.4676972762385},{"$f":"AM2843*POWER(CF_cool,AP2843)","v":477.1231224956404},68,69,103,{"v":0.09440794264499576,"d":"0.09"},{"v":0.09707550087054061,"d":"0.10"},{"v":0.2088293106616813,"d":"0.21"},5.6,6,6.7,9,null,5314,null,{"v":0.68,"d":"68%"},null,null,0,11.8,13.7,21.85,null,1,1,1,314.10605564296327,320.4676972762385,477.1231224956404,null,0,0,0,1,{"$error":"#VALUE!"},0,0,{"$error":"#VALUE!"},0.750275090099452,0.6848867351465859,null,0.15781864009190116,0.08064538055291112,0.7952052041594007,0.7952052041594007,null,0]
["165701615",{"$f":"'DBH-Upgrade'!$K$8-$CL2855","v":70},15,1,65,70,16,16.5,0,26,30,41.1,{"v":1034.28,"d":"1034"},{"$f":"IF($B2855>$F2855,0,IF($C2855>$G2855,0,ROUND((((($F2855-$B2855)/100)*IF('DBH-Upgrade'!$K$6='DBH-Upgrade'!$K$8,$BZ2869,($BE2855/(($F2855-18)/100))))+((($B2855-18)/100)*$CA2869))*$CE2869,0)))","v":1733},{"$f":"IF($B2855>$F2855,0,IF($C2855>$G2855,0,ROUND((((($F2855-$B2855)/100)*IF('DBH-Upgrade'!$K$6='DBH-Upgrade'!$K$8,$BZ2869,($BE2855/(($F2855-18)/100))))+((($B2855-18)/100)*$CA2869))*$CD2869,0)))","v":1860},{"$f":"IF($B2855>$F2855,0,IF($C2855>$G2855,0,ROUND(((($F2855-$B2855)/100)*IF('DBH-Upgrade'!$K$6='DBH-Upgrade'!$K$8,$BZ2869,($BE2855/(($F2855-18)/100))))+((($B2855-18)/100)*$CA2869),0)))","v":2462},{"v":1.5,"d":"1.500"},1.1,1.1,1.1,83,{"$f":"IF($B2855>$F2855,0,IF($C2855>$G2855,0,ROUND(((($F2855-$B2855)/100)*(IF('DBH-Upgrade'!$K$6='DBH-Upgrade'!$K$8,$BZ2869,($BE2855/(($F2855-18)/100))))*$CH2869)+((($B2855-18)/100)*$CA2869*$CE2869*$CG2869),0)))","v":273},{"$f":"IF($B2855>$F2855,0,IF($C2855>$G2855,0,ROUND(((($F2855-$B2855)/100)*(IF('DBH-Upgrade'!$K$6='DBH-Upgrade'!$K$8,$BZ2869,($BE2855/(($F2855-18)/100))))*$CH2869)+((($B2855-18)/100)*$CA2869*$CD2869*$CG2869),0)))","v":294},{"$f":"IF($B2855>$F2855,0,IF($C2855>$G2855,0,ROUND(((($F2855-$B2855)/100)*(IF('DBH-Upgrade'!$K$6='DBH-Upgrade'!$K$8,$BZ2869,($BE2855/(($F2855-18)/100))))*$CH2869)+((($B2855-18)/100)*$CA2869*$CG2869),0)))","v":389},4,14,15,20,{"v":2.6793560911796664E-4,"d":"0.00"},{"v":0.003104794121750888,"d":"0.00"},{"v":3.5548768548210917E-3,"d":"0.00"},{"v":6.25413581967237E-3,"d":"0.01"},0.0002083,1.724,4,1.392796E-3,{"$f":"IF($B2855>$F2855,0,IF($C2855>$G2855,0,ROUND((((($F2855-$B2855)/100)*IF('DBH-Upgrade'!$K$6='DBH-Upgrade'!$K$8,$CC2869,($BF2855/(($F2855-18)/100))))+((($B2855-18)/100)*$CB2869))*IF($E2855>50,IF($G2855=11,(1-(($E2855-50)*0.005)),IF($G2855=16,(1-(($E2855-50)*0.005)),IF($G2855=21,(1-(($E2855-50)*0.005)),1))),1)*$CE2869,0)))","v":245},{"$f":"IF($B2855>$F2855,0,IF($C2855>$G2855,0,ROUND((((($F2855-$B2855)/100)*IF('DBH-Upgrade'!$K$6='DBH-Upgrade'!$K$8,$CC2869,($BF2855/(($F2855-18)/100))))+((($B2855-18)/100)*$CB2869))*IF($E2855>50,IF($G2855=11,(1-(($E2855-50)*0.005)),IF($G2855=16,(1-(($E2855-50)*0.005)),IF($G2855=21,(1-(($E2855-50)*0.005)),1))),1)*$CD2869,0)))","v":263},{"$f":"IF($B2855>$F2855,0,IF($C2855>$G2855,0,ROUND((((($F2855-$B2855)/100)*IF('DBH-Upgrade'!$K$6='DBH-Upgrade'!$K$8,$CC2869,($BF2855/(($F2855-18)/100))))+((($B2855-18)/100)*$CB2869))*IF($E2855>50,IF($G2855=11,(1-(($E2855-50)*0.005)),IF($G2855=16,(1-(($E2855-50)*0.005)),IF($G2855=21,(1-(($E2855-50)*0.005)),1))),1),0)))","v":349},0.95,0.95,0.95,{"$f":"AK2855*POWER(CF_cool,AN2855)","v":194.82527501905315},{"$f":"AL2855*POWER(CF_cool,AO2855)","v":209.13896869392238},{"$f":"AM2855*POWER(CF_cool,AP2855)","v":277.52661625163086},42,45,60,{"v":0.026932055222394228,"d":"0.03"},{"v":0.030855092326922524,"d":"0.03"},{"v":0.054417222410438414,"d":"0.05"},1.4,6,6.7,9,null,1521,null,{"v":0.68,"d":"68%"},null,null,0,11.8,13.7,21.85,null,1,1,1,194.82527501905315,209.13896869392238,277.52661625163086,null,0,0,0,1,{"$error":"#VALUE!"},0,0,{"$error":"#VALUE!"},0.7507794609544182,0.68,null,0.15781864009190116,0.08064538055291112,0.7952052041594007,0.7952052041594007,null,10]
["165802015",{"$f":"'DBH-Upgrade'!$K$8-$CL2862","v":80},15,1,65,80,20,21.5,0,26,30,42.4,{"v":1718.4,"d":"1718"},{"$f":"IF($B2862>$F2862,0,IF($C2862>$G2862,0,ROUND((((($F2862-$B2862)/100)*IF('DBH-Upgrade'!$K$6='DBH-Upgrade'!$K$8,$BZ2876,($BE2862/(($F2862-18)/100))))+((($B2862-18)/100)*$CA2876))*$CE2876,0)))","v":1943},{"$f":"IF($B2862>$F2862,0,IF($C2862>$G2862,0,ROUND((((($F2862-$B2862)/100)*IF('DBH-Upgrade'!$K$6='DBH-Upgrade'!$K$8,$BZ2876,($BE2862/(($F2862-18)/100))))+((($B2862-18)/100)*$CA2876))*$CD2876,0)))","v":2086},{"$f":"IF($B2862>$F2862,0,IF($C2862>$G2862,0,ROUND(((($F2862-$B2862)/100)*IF('DBH-Upgrade'!$K$6='DBH-Upgrade'!$K$8,$BZ2876,($BE2862/(($F2862-18)/100))))+((($B2862-18)/100)*$CA2876),0)))","v":2518},{"v":1.5,"d":"1.500"},1.08,1.08,1.08,139,{"$f":"IF($B2862>$F2862,0,IF($C2862>$G2862,0,ROUND(((($F2862-$B2862)/100)*(IF('DBH-Upgrade'!$K$6='DBH-Upgrade'!$K$8,$BZ2876,($BE2862/(($F2862-18)/100))))*$CH2876)+((($B2862-18)/100)*$CA2876*$CE2876*$CG2876),0)))","v":317},{"$f":"IF($B2862>$F2862,0,IF($C2862>$G2862,0,ROUND(((($F2862-$B2862)/100)*(IF('DBH-Upgrade'!$K$6='DBH-Upgrade'!$K$8,$BZ2876,($BE2862/(($F2862-18)/100))))*$CH2876)+((($B2862-18)/100)*$CA2876*$CD2876*$CG2876),0)))","v":341},{"$f":"IF($B2862>$F2862,0,IF($C2862>$G2862,0,ROUND(((($F2862-$B2862)/100)*(IF('DBH-Upgrade'!$K$6='DBH-Upgrade'!$K$8,$BZ2876,($BE2862/(($F2862-18)/100))))*$CH2876)+((($B2862-18)/100)*$CA2876*$CG2876),0)))","v":411},7,16,18,21,{"v":2.2764203432123727E-4,"d":"0.00"},{"v":1.1391023025080912E-3,"d":"0.00"},{"v":1.4337535238068216E-3,"d":"0.00"},{"v":1.9379075648494355E-3,"d":"0.00"},0.0001276,1.7219,2,3.76611E-4,{"$f":"IF($B2862>$F2862,0,IF($C2862>$G2862,0,ROUND((((($F2862-$B2862)/100)*IF('DBH-Upgrade'!$K$6='DBH-Upgrade'!$K$8,$CC2876,($BF2862/(($F2862-18)/100))))+((($B2862-18)/100)*$CB2876))*IF($E2862>50,IF($G2862=11,(1-(($E2862-50)*0.005)),IF($G2862=16,(1-(($E2862-50)*0.005)),IF($G2862=21,(1-(($E2862-50)*0.005)),1))),1)*$CE2876,0)))","v":240},{"$f":"IF($B2862>$F2862,0,IF($C2862>$G2862,0,ROUND((((($F2862-$B2862)/100)*IF('DBH-Upgrade'!$K$6='DBH-Upgrade'!$K$8,$CC2876,($BF2862/(($F2862-18)/100))))+((($B2862-18)/100)*$CB2876))*IF($E2862>50,IF($G2862=11,(1-(($E2862-50)*0.005)),IF($G2862=16,(1-(($E2862-50)*0.005)),IF($G2862=21,(1-(($E2862-50)*0.005)),1))),1)*$CD2876,0)))","v":258},{"$f":"IF($B2862>$F2862,0,IF($C2862>$G2862,0,ROUND((((($F2862-$B2862)/100)*IF('DBH-Upgrade'!$K$6='DBH-Upgrade'!$K$8,$CC2876,($BF2862/(($F2862-18)/100))))+((($B2862-18)/100)*$CB2876))*IF($E2862>50,IF($G2862=11,(1-(($E2862-50)*0.005)),IF($G2862=16,(1-(($E2862-50)*0.005)),IF($G2862=21,(1-(($E2862-50)*0.005)),1))),1),0)))","v":311},0.95,0.95,0.95,{"$f":"AK2862*POWER(CF_cool,AN2862)","v":190.84924899825614},{"$f":"AL2862*POWER(CF_cool,AO2862)","v":205.16294267312537},{"$f":"AM2862*POWER(CF_cool,AP2862)","v":247.3088184935736},41,44,53,{"v":0.007186104904497814,"d":"0.01"},{"v":0.008254212494677102,"d":"0.01"},{"v":0.01189513392769464,"d":"0.01"},1.1,6,6.7,9,null,2148,null,{"v":0.8,"d":"80%"},null,null,0,11.8,13.7,21.85,null,1,1,1,190.84924899825614,205.16294267312537,247.3088184935736,null,0,0,0,1,1615,3238,442,63,0.7555553480649244,0.7038387772986681,null,0.16320641939358696,0.08064538055291112,0.783779121140337,0.783779121140337,null,0]
["165802115",{"$f":"'DBH-Upgrade'!$K$8-$CL2863","v":80},15,1,65,80,21,21.5,0,26,30,42.4,{"v":1939.2,"d":"1939"},{"$f":"IF($B2863>$F2863,0,IF($C2863>$G2863,0,ROUND((((($F2863-$B2863)/100)*IF('DBH-Upgrade'!$K$6='DBH-Upgrade'!$K$8,$BZ2877,($BE2863/(($F2863-18)/100))))+((($B2863-18)/100)*$CA2877))*$CE2877,0)))","v":2628},{"$f":"IF($B2863>$F2863,0,IF($C2863>$G2863,0,ROUND((((($F2863-$B2863)/100)*IF('DBH-Upgrade'!$K$6='DBH-Upgrade'!$K$8,$BZ2877,($BE2863/(($F2863-18)/100))))+((($B2863-18)/100)*$CA2877))*$CD2877,0)))","v":2818},{"$f":"IF($B2863>$F2863,0,IF($C2863>$G2863,0,ROUND(((($F2863-$B2863)/100)*IF('DBH-Upgrade'!$K$6='DBH-Upgrade'!$K$8,$BZ2877,($BE2863/(($F2863-18)/100))))+((($B2863-18)/100)*$CA2877),0)))","v":3781},{"v":1.5,"d":"1.500"},1.05,1.05,1.05,156,{"$f":"IF($B2863>$F2863,0,IF($C2863>$G2863,0,ROUND(((($F2863-$B2863)/100)*(IF('DBH-Upgrade'!$K$6='DBH-Upgrade'!$K$8,$BZ2877,($BE2863/(($F2863-18)/100))))*$CH2877)+((($B2863-18)/100)*$CA2877*$CE2877*$CG2877),0)))","v":451},{"$f":"IF($B2863>$F2863,0,IF($C2863>$G2863,0,ROUND(((($F2863-$B2863)/100)*(IF('DBH-Upgrade'!$K$6='DBH-Upgrade'!$K$8,$BZ2877,($BE2863/(($F2863-18)/100))))*$CH2877)+((($B2863-18)/100)*$CA2877*$CD2877*$CG2877),0)))","v":484},{"$f":"IF($B2863>$F2863,0,IF($C2863>$G2863,0,ROUND(((($F2863-$B2863)/100)*(IF('DBH-Upgrade'!$K$6='DBH-Upgrade'!$K$8,$BZ2877,($BE2863/(($F2863-18)/100))))*$CH2877)+((($B2863-18)/100)*$CA2877*$CG2877),0)))","v":649},8,23,25,33,{"v":4.4028678025354121E-4,"d":"0.00"},{"v":0.003391492042675489,"d":"0.00"},{"v":0.003987306446224223,"d":"0.00"},{"v":0.006839011786545401,"d":"0.01"},0.0001276,1.7219,4,0.000514201,{"$f":"IF($B2863>$F2863,0,IF($C2863>$G2863,0,ROUND((((($F2863-$B2863)/100)*IF('DBH-Upgrade'!$K$6='DBH-Upgrade'!$K$8,$CC2877,($BF2863/(($F2863-18)/100))))+((($B2863-18)/100)*$CB2877))*IF($E2863>50,IF($G2863=11,(1-(($E2863-50)*0.005)),IF($G2863=16,(1-(($E2863-50)*0.005)),IF($G2863=21,(1-(($E2863-50)*0.005)),1))),1)*$CE2877,0)))","v":315},{"$f":"IF($B2863>$F2863,0,IF($C2863>$G2863,0,ROUND((((($F2863-$B2863)/100)*IF('DBH-Upgrade'!$K$6='DBH-Upgrade'!$K$8,$CC2877,($BF2863/(($F2863-18)/100))))+((($B2863-18)/100)*$CB2877))*IF($E2863>50,IF($G2863=11,(1-(($E2863-50)*0.005)),IF($G2863=16,(1-(($E2863-50)*0.005)),IF($G2863=21,(1-(($E2863-50)*0.005)),1))),1)*$CD2877,0)))","v":338},{"$f":"IF($B2863>$F2863,0,IF($C2863>$G2863,0,ROUND((((($F2863-$B2863)/100)*IF('DBH-Upgrade'!$K$6='DBH-Upgrade'!$K$8,$CC2877,($BF2863/(($F2863-18)/100))))+((($B2863-18)/100)*$CB2877))*IF($E2863>50,IF($G2863=11,(1-(($E2863-50)*0.005)),IF($G2863=16,(1-(($E2863-50)*0.005)),IF($G2863=21,(1-(($E2863-50)*0.005)),1))),1),0)))","v":454},0.85,0.85,0.85,{"$f":"AK2863*POWER(CF_cool,AN2863)","v":256.60531032334706},{"$f":"AL2863*POWER(CF_cool,AO2863)","v":275.34157107711525},{"$f":"AM2863*POWER(CF_cool,AP2863)","v":369.83749487872876},55,59,80,{"v":0.018500138715637902,"d":"0.02"},{"v":0.02121646275727959,"d":"0.02"},{"v":0.038458965770090725,"d":"0.04"},2.1,6,6.7,9,null,2424,null,{"v":0.8,"d":"80%"},null,null,0,11.8,13.7,21.85,null,1,1,1,256.60531032334706,275.34157107711525,369.83749487872876,null,0,0,0,1,3238,4735,725,75,0.7555553480649244,0.7038387772986681,null,0.15781864009190116,0.08064538055291112,0.7952052041594007,0.7952052041594007,null,0]
["1651001115",{"$f":"'DBH-Upgrade'!$K$8-$CL2871","v":80},15,1,65,100,11,11.5,0,26,30,44.1,{"v":1049.24,"d":"1049"},{"$f":"IF($B2871>$F2871,0,IF($C2871>$G2871,0,ROUND((((($F2871-$B2871)/100)*IF('DBH-Upgrade'!$K$6='DBH-Upgrade'!$K$8,$BZ2885,($BE2871/(($F2871-18)/100))))+((($B2871-18)/100)*$CA2885))*$CE2885,0)))","v":0},{"$f":"IF($B2871>$F2871,0,IF($C2871>$G2871,0,ROUND((((($F2871-$B2871)/100)*IF('DBH-Upgrade'!$K$6='DBH-Upgrade'!$K$8,$BZ2885,($BE2871/(($F2871-18)/100))))+((($B2871-18)/100)*$CA2885))*$CD2885,0)))","v":0},{"$f":"IF($B2871>$F2871,0,IF($C2871>$G2871,0,ROUND(((($F2871-$B2871)/100)*IF('DBH-Upgrade'!$K$6='DBH-Upgrade'!$K$8,$BZ2885,($BE2871/(($F2871-18)/100))))+((($B2871-18)/100)*$CA2885),0)))","v":0},{"v":1.5,"d":"1.500"},1.1,1.1,1.1,85,{"$f":"IF($B2871>$F2871,0,IF($C2871>$G2871,0,ROUND(((($F2871-$B2871)/100)*(IF('DBH-Upgrade'!$K$6='DBH-Upgrade'!$K$8,$BZ2885,($BE2871/(($F2871-18)/100))))*$CH2885)+((($B2871-18)/100)*$CA2885*$CE2885*$CG2885),0)))","v":0},{"$f":"IF($B2871>$F2871,0,IF($C2871>$G2871,0,ROUND(((($F2871-$B2871)/100)*(IF('DBH-Upgrade'!$K$6='DBH-Upgrade'!$K$8,$BZ2885,($BE2871/(($F2871-18)/100))))*$CH2885)+((($B2871-18)/100)*$CA2885*$CD2885*$CG2885),0)))","v":0},{"$f":"IF($B2871>$F2871,0,IF($C2871>$G2871,0,ROUND(((($F2871-$B2871)/100)*(IF('DBH-Upgrade'!$K$6='DBH-Upgrade'!$K$8,$BZ2885,($BE2871/(($F2871-18)/100))))*$CH2885)+((($B2871-18)/100)*$CA2885*$CG2885),0)))","v":0},4,0,0,0,{"v":2.375423033220729E-4,"d":"0.00"},{"v":0,"d":"0.00"},{"v":0,"d":"0.00"},{"v":0,"d":"0.00"},3.969E-4,1.7346,4,0.000574288,{"$f":"IF($B2871>$F2871,0,IF($C2871>$G2871,0,ROUND((((($F2871-$B2871)/100)*IF('DBH-Upgrade'!$K$6='DBH-Upgrade'!$K$8,$CC2885,($BF2871/(($F2871-18)/100))))+((($B2871-18)/100)*$CB2885))*IF($E2871>50,IF($G2871=11,(1-(($E2871-50)*0.005)),IF($G2871=16,(1-(($E2871-50)*0.005)),IF($G2871=21,(1-(($E2871-50)*0.005)),1))),1)*$CE2885,0)))","v":0},{"$f":"IF($B2871>$F2871,0,IF($C2871>$G2871,0,ROUND((((($F2871-$B2871)/100)*IF('DBH-Upgrade'!$K$6='DBH-Upgrade'!$K$8,$CC2885,($BF2871/(($F2871-18)/100))))+((($B2871-18)/100)*$CB2885))*IF($E2871>50,IF($G2871=11,(1-(($E2871-50)*0.005)),IF($G2871=16,(1-(($E2871-50)*0.005)),IF($G2871=21,(1-(($E2871-50)*0.005)),1))),1)*$CD2885,0)))","v":0},{"$f":"IF($B2871>$F2871,0,IF($C2871>$G2871,0,ROUND((((($F2871-$B2871)/100)*IF('DBH-Upgrade'!$K$6='DBH-Upgrade'!$K$8,$CC2885,($BF2871/(($F2871-18)/100))))+((($B2871-18)/100)*$CB2885))*IF($E2871>50,IF($G2871=11,(1-(($E2871-50)*0.005)),IF($G2871=16,(1-(($E2871-50)*0.005)),IF($G2871=21,(1-(($E2871-50)*0.005)),1))),1),0)))","v":0},0.95,0.95,0.95,{"$f":"AK2871*POWER(CF_cool,AN2871)","v":0},{"$f":"AL2871*POWER(CF_cool,AO2871)","v":0},{"$f":"AM2871*POWER(CF_cool,AP2871)","v":0},0,0,0,{"v":0,"d":"0.00"},{"v":0,"d":"0.00"},{"v":0,"d":"0.00"},1.3,6,6.7,9,null,1543,null,{"v":0.68,"d":"68%"},null,null,0,11.8,13.7,21.85,null,1,1,1,0,0,0,null,0,0,0,1,2489,6098,791,92,0.7555553480649244,0.7038387772986681,null,0.1716349180255756,0.08064538055291112,0.8146200327725304,0.8146200327725304,null,0]
["1651101515",{"$f":"'DBH-Upgrade'!$K$8-$CL2878","v":70},15,1,65,110,15,16.5,0,26,30,44.1,{"$f":"BE2878*BG2878","v":{"v":1691.2,"d":"1691"}},{"$f":"IF($B2878>$F2878,0,IF($C2878>$G2878,0,ROUND((((($F2878-$B2878)/100)*IF('DBH-Upgrade'!$K$6='DBH-Upgrade'!$K$8,$BZ2892,($BE2878/(($F2878-18)/100))))+((($B2878-18)/100)*$CA2892))*$CE2892,0)))","v":1578},{"$f":"IF($B2878>$F2878,0,IF($C2878>$G2878,0,ROUND((((($F2878-$B2878)/100)*IF('DBH-Upgrade'!$K$6='DBH-Upgrade'!$K$8,$BZ2892,($BE2878/(($F2878-18)/100))))+((($B2878-18)/100)*$CA2892))*$CD2892,0)))","v":1690},{"$f":"IF($B2878>$F2878,0,IF($C2878>$G2878,0,ROUND(((($F2878-$B2878)/100)*IF('DBH-Upgrade'!$K$6='DBH-Upgrade'!$K$8,$BZ2892,($BE2878/(($F2878-18)/100))))+((($B2878-18)/100)*$CA2892),0)))","v":2330},{"v":1.5,"d":"1.500"},1.08,1.08,1.08,136,{"$f":"IF($B2878>$F2878,0,IF($C2878>$G2878,0,ROUND(((($F2878-$B2878)/100)*(IF('DBH-Upgrade'!$K$6='DBH-Upgrade'!$K$8,$BZ2892,($BE2878/(($F2878-18)/100))))*$CH2892)+((($B2878-18)/100)*$CA2892*$CE2892*$CG2892),0)))","v":238},{"$f":"IF($B2878>$F2878,0,IF($C2878>$G2878,0,ROUND(((($F2878-$B2878)/100)*(IF('DBH-Upgrade'!$K$6='DBH-Upgrade'!$K$8,$BZ2892,($BE2878/(($F2878-18)/100))))*$CH2892)+((($B2878-18)/100)*$CA2892*$CD2892*$CG2892),0)))","v":251},{"$f":"IF($B2878>$F2878,0,IF($C2878>$G2878,0,ROUND(((($F2878-$B2878)/100)*(IF('DBH-Upgrade'!$K$6='DBH-Upgrade'!$K$8,$BZ2892,($BE2878/(($F2878-18)/100))))*$CH2892)+((($B2878-18)/100)*$CA2892*$CG2892),0)))","v":327},7,12,13,17,{"v":3.3354723566949391E-4,"d":"0.00"},{"v":9.348147240127346E-4,"d":"0.00"},{"v":1.0898499196498935E-3,"d":"0.00"},{"v":1.8240485004619585E-3,"d":"0.00"},0.0002083,1.724,2,0.000461829,{"$f":"IF($B2878>$F2878,0,IF($C2878>$G2878,0,ROUND((((($F2878-$B2878)/100)*IF('DBH-Upgrade'!$K$6='DBH-Upgrade'!$K$8,$CC2892,($BF2878/(($F2878-18)/100))))+((($B2878-18)/100)*$CB2892))*IF($E2878>50,IF($G2878=11,(1-(($E2878-50)*0.005)),IF($G2878=16,(1-(($E2878-50)*0.005)),IF($G2878=21,(1-(($E2878-50)*0.005)),1))),1)*$CE2892,0)))","v":173},{"$f":"IF($B2878>$F2878,0,IF($C2878>$G2878,0,ROUND((((($F2878-$B2878)/100)*IF('DBH-Upgrade'!$K$6='DBH-Upgrade'!$K$8,$CC2892,($BF2878/(($F2878-18)/100))))+((($B2878-18)/100)*$CB2892))*IF($E2878>50,IF($G2878=11,(1-(($E2878-50)*0.005)),IF($G2878=16,(1-(($E2878-50)*0.005)),IF($G2878=21,(1-(($E2878-50)*0.005)),1))),1)*$CD2892,0)))","v":185},{"$f":"IF($B2878>$F2878,0,IF($C2878>$G2878,0,ROUND((((($F2878-$B2878)/100)*IF('DBH-Upgrade'!$K$6='DBH-Upgrade'!$K$8,$CC2892,($BF2878/(($F2878-18)/100))))+((($B2878-18)/100)*$CB2892))*IF($E2878>50,IF($G2878=11,(1-(($E2878-50)*0.005)),IF($G2878=16,(1-(($E2878-50)*0.005)),IF($G2878=21,(1-(($E2878-50)*0.005)),1))),1),0)))","v":255},1.01,1.01,1.01,{"$f":"AK2878*POWER(CF_cool,AN2878)","v":135.5937879572783},{"$f":"AL2878*POWER(CF_cool,AO2878)","v":144.99913741096233},{"$f":"AM2878*POWER(CF_cool,AP2878)","v":199.86367589078594},29,31,43,{"v":0.005102219833853966,"d":"0.01"},{"v":0.005803233673929412,"d":"0.01"},{"v":0.010924092523862412,"d":"0.01"},1.1,6,6.7,9,null,2114,null,{"v":0.8,"d":"80%"},null,null,0,11.8,13.7,21.85,null,1,1,1,135.5937879572783,144.99913741096233,199.86367589078594,null,0,0,0,1,{"$error":"#VALUE!"},0,0,{"$error":"#VALUE!"},0.8212441545440573,0.7634388097075354,null,0.16320641939358696,0.08064538055291112,0.7894714915956607,0.7894714915956607,null,10]
["1651201115",{"$f":"'DBH-Upgrade'!$K$8-$CL2883","v":80},15,1,65,120,11,11.5,0,26,30,44.8,{"v":1259.3600000000001,"d":"1259"},{"$f":"IF($B2883>$F2883,0,IF($C2883>$G2883,0,ROUND((((($F2883-$B2883)/100)*IF('DBH-Upgrade'!$K$6='DBH-Upgrade'!$K$8,$BZ2897,($BE2883/(($F2883-18)/100))))+((($B2883-18)/100)*$CA2897))*$CE2897,0)))","v":0},{"$f":"IF($B2883>$F2883,0,IF($C2883>$G2883,0,ROUND((((($F2883-$B2883)/100)*IF('DBH-Upgrade'!$K$6='DBH-Upgrade'!$K$8,$BZ2897,($BE2883/(($F2883-18)/100))))+((($B2883-18)/100)*$CA2897))*$CD2897,0)))","v":0},{"$f":"IF($B2883>$F2883,0,IF($C2883>$G2883,0,ROUND(((($F2883-$B2883)/100)*IF('DBH-Upgrade'!$K$6='DBH-Upgrade'!$K$8,$BZ2897,($BE2883/(($F2883-18)/100))))+((($B2883-18)/100)*$CA2897),0)))","v":0},{"v":1.5,"d":"1.500"},1.1,1.1,1.1,102,{"$f":"IF($B2883>$F2883,0,IF($C2883>$G2883,0,ROUND(((($F2883-$B2883)/100)*(IF('DBH-Upgrade'!$K$6='DBH-Upgrade'!$K$8,$BZ2897,($BE2883/(($F2883-18)/100))))*$CH2897)+((($B2883-18)/100)*$CA2897*$CE2897*$CG2897),0)))","v":0},{"$f":"IF($B2883>$F2883,0,IF($C2883>$G2883,0,ROUND(((($F2883-$B2883)/100)*(IF('DBH-Upgrade'!$K$6='DBH-Upgrade'!$K$8,$BZ2897,($BE2883/(($F2883-18)/100))))*$CH2897)+((($B2883-18)/100)*$CA2897*$CD2897*$CG2897),0)))","v":0},{"$f":"IF($B2883>$F2883,0,IF($C2883>$G2883,0,ROUND(((($F2883-$B2883)/100)*(IF('DBH-Upgrade'!$K$6='DBH-Upgrade'!$K$8,$BZ2897,($BE2883/(($F2883-18)/100))))*$CH2897)+((($B2883-18)/100)*$CA2897*$CG2897),0)))","v":0},5,0,0,0,{"v":4.0865715697127472E-4,"d":"0.00"},{"v":0,"d":"0.00"},{"v":0,"d":"0.00"},{"v":0,"d":"0.00"},3.969E-4,1.7346,4,0.000574288,{"$f":"IF($B2883>$F2883,0,IF($C2883>$G2883,0,ROUND((((($F2883-$B2883)/100)*IF('DBH-Upgrade'!$K$6='DBH-Upgrade'!$K$8,$CC2897,($BF2883/(($F2883-18)/100))))+((($B2883-18)/100)*$CB2897))*IF($E2883>50,IF($G2883=11,(1-(($E2883-50)*0.005)),IF($G2883=16,(1-(($E2883-50)*0.005)),IF($G2883=21,(1-(($E2883-50)*0.005)),1))),1)*$CE2897,0)))","v":0},{"$f":"IF($B2883>$F2883,0,IF($C2883>$G2883,0,ROUND((((($F2883-$B2883)/100)*IF('DBH-Upgrade'!$K$6='DBH-Upgrade'!$K$8,$CC2897,($BF2883/(($F2883-18)/100))))+((($B2883-18)/100)*$CB2897))*IF($E2883>50,IF($G2883=11,(1-(($E2883-50)*0.005)),IF($G2883=16,(1-(($E2883-50)*0.005)),IF($G2883=21,(1-(($E2883-50)*0.005)),1))),1)*$CD2897,0)))","v":0},{"$f":"IF($B2883>$F2883,0,IF($C2883>$G2883,0,ROUND((((($F2883-$B2883)/100)*IF('DBH-Upgrade'!$K$6='DBH-Upgrade'!$K$8,$CC2897,($BF2883/(($F2883-18)/100))))+((($B2883-18)/100)*$CB2897))*IF($E2883>50,IF($G2883=11,(1-(($E2883-50)*0.005)),IF($G2883=16,(1-(($E2883-50)*0.005)),IF($G2883=21,(1-(($E2883-50)*0.005)),1))),1),0)))","v":0},0.95,0.95,0.95,{"$f":"AK2883*POWER(CF_cool,AN2883)","v":0},{"$f":"AL2883*POWER(CF_cool,AO2883)","v":0},{"$f":"AM2883*POWER(CF_cool,AP2883)","v":0},0,0,0,{"v":0,"d":"0.00"},{"v":0,"d":"0.00"},{"v":0,"d":"0.00"},1.6,6,6.7,9,null,1852,null,{"v":0.68,"d":"68%"},null,null,0,11.8,13.7,21.85,null,1,1,1,0,0,0,null,0,0,0,1,2489,6098,791,92,0.7342980293974435,0.6854011253923185,null,0.1716349180255756,0.08064538055291112,0.8146200327725304,0.8146200327725304,null,0]
["1651401615",{"$f":"'DBH-Upgrade'!$K$8-$CL2891","v":80},15,1,65,140,16,16.5,0,26,30,45.4,{"v":2068.56,"d":"2069"},{"$f":"IF($B2891>$F2891,0,IF($C2891>$G2891,0,ROUND((((($F2891-$B2891)/100)*IF('DBH-Upgrade'!$K$6='DBH-Upgrade'!$K$8,$BZ2905,($BE2891/(($F2891-18)/100))))+((($B2891-18)/100)*$CA2905))*$CE2905,0)))","v":3247},{"$f":"IF($B2891>$F2891,0,IF($C2891>$G2891,0,ROUND((((($F2891-$B2891)/100)*IF('DBH-Upgrade'!$K$6='DBH-Upgrade'!$K$8,$BZ2905,($BE2891/(($F2891-18)/100))))+((($B2891-18)/100)*$CA2905))*$CD2905,0)))","v":3477},{"$f":"IF($B2891>$F2891,0,IF($C2891>$G2891,0,ROUND(((($F2891-$B2891)/100)*IF('DBH-Upgrade'!$K$6='DBH-Upgrade'!$K$8,$BZ2905,($BE2891/(($F2891-18)/100))))+((($B2891-18)/100)*$CA2905),0)))","v":4879},{"v":1.5,"d":"1.500"},1.1,1.1,1.1,{"$f":"ROUND(M2891*POWER((($S$1-$S$2)/LN(($S$1-$S$3)/($S$2-$S$3)))/((75-65)/LN((75-20)/(65-20))),Q2891),0)","v":167},{"$f":"IF($B2891>$F2891,0,IF($C2891>$G2891,0,ROUND(((($F2891-$B2891)/100)*(IF('DBH-Upgrade'!$K$6='DBH-Upgrade'!$K$8,$BZ2905,($BE2891/(($F2891-18)/100))))*$CH2905)+((($B2891-18)/100)*$CA2905*$CE2905*$CG2905),0)))","v":465},{"$f":"IF($B2891>$F2891,0,IF($C2891>$G2891,0,ROUND(((($F2891-$B2891)/100)*(IF('DBH-Upgrade'!$K$6='DBH-Upgrade'!$K$8,$BZ2905,($BE2891/(($F2891-18)/100))))*$CH2905)+((($B2891-18)/100)*$CA2905*$CD2905*$CG2905),0)))","v":487},{"$f":"IF($B2891>$F2891,0,IF($C2891>$G2891,0,ROUND(((($F2891-$B2891)/100)*(IF('DBH-Upgrade'!$K$6='DBH-Upgrade'!$K$8,$BZ2905,($BE2891/(($F2891-18)/100))))*$CH2905)+((($B2891-18)/100)*$CA2905*$CG2905),0)))","v":620},{"$f":"ROUND(U2891*3600/(4186*ABS($S$1-$S$2)),0)","v":9},{"$f":"ROUND(V2891*3600/(4186*ABS($S$1-$S$2)),0)","v":24},{"$f":"ROUND(W2891*3600/(4186*ABS($S$1-$S$2)),0)","v":25},{"$f":"ROUND(X2891*3600/(4186*ABS($S$1-$S$2)),0)","v":32},{"$f":"(($AG2891*(Y2891^$AH2891)*((($F2891-14.4)*$AI2891)/100))+($AJ2891*(Y2891^2)))*0.0098","v":{"v":1.5585815015171295E-3,"d":"0.00"}},{"$f":"(($AG2891*(Z2891^$AH2891)*((($F2891-14.4)*$AI2891)/100))+($AJ2891*(Z2891^2)))*0.0098","v":{"v":0.010319303804674993,"d":"0.01"}},{"$f":"(($AG2891*(AA2891^$AH2891)*((($F2891-14.4)*$AI2891)/100))+($AJ2891*(AA2891^2)))*0.0098","v":{"v":0.011167289148734615,"d":"0.01"}},{"$f":"(($AG2891*(AB2891^$AH2891)*((($F2891-14.4)*$AI2891)/100))+($AJ2891*(AB2891^2)))*0.0098","v":{"v":0.018011986418594313,"d":"0.02"}},0.0002083,1.724,4,1.392796E-3,{"$f":"IF($B2891>$F2891,0,IF($C2891>$G2891,0,ROUND((((($F2891-$B2891)/100)*IF('DBH-Upgrade'!$K$6='DBH-Upgrade'!$K$8,$CC2905,($BF2891/(($F2891-18)/100))))+((($B2891-18)/100)*$CB2905))*IF($E2891>50,IF($G2891=11,(1-(($E2891-50)*0.005)),IF($G2891=16,(1-(($E2891-50)*0.005)),IF($G2891=21,(1-(($E2891-50)*0.005)),1))),1)*$CE2905,0)))","v":304},{"$f":"IF($B2891>$F2891,0,IF($C2891>$G2891,0,ROUND((((($F2891-$B2891)/100)*IF('DBH-Upgrade'!$K$6='DBH-Upgrade'!$K$8,$CC2905,($BF2891/(($F2891-18)/100))))+((($B2891-18)/100)*$CB2905))*IF($E2891>50,IF($G2891=11,(1-(($E2891-50)*0.005)),IF($G2891=16,(1-(($E2891-50)*0.005)),IF($G2891=21,(1-(($E2891-50)*0.005)),1))),1)*$CD2905,0)))","v":326},{"$f":"IF($B2891>$F2891,0,IF($C2891>$G2891,0,ROUND((((($F2891-$B2891)/100)*IF('DBH-Upgrade'!$K$6='DBH-Upgrade'!$K$8,$CC2905,($BF2891/(($F2891-18)/100))))+((($B2891-18)/100)*$CB2905))*IF($E2891>50,IF($G2891=11,(1-(($E2891-50)*0.005)),IF($G2891=16,(1-(($E2891-50)*0.005)),IF($G2891=21,(1-(($E2891-50)*0.005)),1))),1),0)))","v":457},{"$f":"IF($G2891=10,0.98,IF($G2891=11,0.95,IF($G2891=15,1.01,IF($G2891=16,0.95,IF($G2891=20,0.95,IF($G2891=21,0.85))))))","v":0.95},0.95,0.95,{"$f":"AK2891*POWER(CF_cool,AN2891)","v":241.7423820644578},{"$f":"AL2891*POWER(CF_cool,AO2891)","v":259.2368965559646},{"$f":"AM2891*POWER(CF_cool,AP2891)","v":363.4087783008461},{"$f":"ROUND(AQ2891*3600/(4186*ABS($AT$1-$AT$2)),0)","v":52},{"$f":"ROUND(AR2891*3600/(4186*ABS($AT$1-$AT$2)),0)","v":56},{"$f":"ROUND(AS2891*3600/(4186*ABS($AT$1-$AT$2)),0)","v":78},{"$f":"(($AG2891*(AT2891^$AH2891)*((($F2891-14.4)*$AI2891)/100))+($AJ2891*(AT2891^2)))*0.0098","v":{"v":0.04622666710831551,"d":"0.05"}},{"$f":"(($AG2891*(AU2891^$AH2891)*((($F2891-14.4)*$AI2891)/100))+($AJ2891*(AU2891^2)))*0.0098","v":{"v":0.053393184115383435,"d":"0.05"}},{"$f":"(($AG2891*(AV2891^$AH2891)*((($F2891-14.4)*$AI2891)/100))+($AJ2891*(AV2891^2)))*0.0098","v":{"v":0.10179013973989622,"d":"0.10"}},2.8,6,6.7,9,null,3042,null,{"v":0.68,"d":"68%"},null,null,0,11.8,13.7,21.85,null,1,1,1,241.7423820644578,259.2368965559646,363.4087783008461,null,0,0,0,1,{"$error":"#VALUE!"},0,0,{"$error":"#VALUE!"},0.8146699660963719,0.7561986894808467,null,0.15781864009190116,0.08064538055291112,0.7952052041594007,0.7952052041594007,null,0]
["1651602115",{"$f":"'DBH-Upgrade'!$K$8-$CL2899","v":80},15,1,65,160,21,21.5,0,26,30,46.4,{"v":3878.4,"d":"3878"},{"$f":"IF($B2899>$F2899,0,IF($C2899>$G2899,0,ROUND((((($F2899-$B2899)/100)*IF('DBH-Upgrade'!$K$6='DBH-Upgrade'!$K$8,$BZ2913,($BE2899/(($F2899-18)/100))))+((($B2899-18)/100)*$CA2913))*$CE2913,0)))","v":3793},{"$f":"IF($B2899>$F2899,0,IF($C2899>$G2899,0,ROUND((((($F2899-$B2899)/100)*IF('DBH-Upgrade'!$K$6='DBH-Upgrade'!$K$8,$BZ2913,($BE2899/(($F2899-18)/100))))+((($B2899-18)/100)*$CA2913))*$CD2913,0)))","v":4049},{"$f":"IF($B2899>$F2899,0,IF($C2899>$G2899,0,ROUND(((($F2899-$B2899)/100)*IF('DBH-Upgrade'!$K$6='DBH-Upgrade'!$K$8,$BZ2913,($BE2899/(($F2899-18)/100))))+((($B2899-18)/100)*$CA2913),0)))","v":5772},{"v":1.5,"d":"1.500"},1.05,1.05,1.05,313,{"$f":"IF($B2899>$F2899,0,IF($C2899>$G2899,0,ROUND(((($F2899-$B2899)/100)*(IF('DBH-Upgrade'!$K$6='DBH-Upgrade'!$K$8,$BZ2913,($BE2899/(($F2899-18)/100))))*$CH2913)+((($B2899-18)/100)*$CA2913*$CE2913*$CG2913),0)))","v":587},{"$f":"IF($B2899>$F2899,0,IF($C2899>$G2899,0,ROUND(((($F2899-$B2899)/100)*(IF('DBH-Upgrade'!$K$6='DBH-Upgrade'!$K$8,$BZ2913,($BE2899/(($F2899-18)/100))))*$CH2913)+((($B2899-18)/100)*$CA2913*$CD2913*$CG2913),0)))","v":616},{"$f":"IF($B2899>$F2899,0,IF($C2899>$G2899,0,ROUND(((($F2899-$B2899)/100)*(IF('DBH-Upgrade'!$K$6='DBH-Upgrade'!$K$8,$BZ2913,($BE2899/(($F2899-18)/100))))*$CH2913)+((($B2899-18)/100)*$CA2913*$CG2913),0)))","v":809},16,30,32,42,{"v":2.1523551243822583E-3,"d":"0.00"},{"v":0.007080636204766308,"d":"0.01"},{"v":0.008004674887956463,"d":"0.01"},{"v":0.013432391915201585,"d":"0.01"},0.0001276,1.7219,4,0.000514201,{"$f":"IF($B2899>$F2899,0,IF($C2899>$G2899,0,ROUND((((($F2899-$B2899)/100)*IF('DBH-Upgrade'!$K$6='DBH-Upgrade'!$K$8,$CC2913,($BF2899/(($F2899-18)/100))))+((($B2899-18)/100)*$CB2913))*IF($E2899>50,IF($G2899=11,(1-(($E2899-50)*0.005)),IF($G2899=16,(1-(($E2899-50)*0.005)),IF($G2899=21,(1-(($E2899-50)*0.005)),1))),1)*$CE2913,0)))","v":343},{"$f":"IF($B2899>$F2899,0,IF($C2899>$G2899,0,ROUND((((($F2899-$B2899)/100)*IF('DBH-Upgrade'!$K$6='DBH-Upgrade'!$K$8,$CC2913,($BF2899/(($F2899-18)/100))))+((($B2899-18)/100)*$CB2913))*IF($E2899>50,IF($G2899=11,(1-(($E2899-50)*0.005)),IF($G2899=16,(1-(($E2899-50)*0.005)),IF($G2899=21,(1-(($E2899-50)*0.005)),1))),1)*$CD2913,0)))","v":366},{"$f":"IF($B2899>$F2899,0,IF($C2899>$G2899,0,ROUND((((($F2899-$B2899)/100)*IF('DBH-Upgrade'!$K$6='DBH-Upgrade'!$K$8,$CC2913,($BF2899/(($F2899-18)/100))))+((($B2899-18)/100)*$CB2913))*IF($E2899>50,IF($G2899=11,(1-(($E2899-50)*0.005)),IF($G2899=16,(1-(($E2899-50)*0.005)),IF($G2899=21,(1-(($E2899-50)*0.005)),1))),1),0)))","v":522},0.85,0.85,0.85,{"$f":"AK2899*POWER(CF_cool,AN2899)","v":279.4146712409779},{"$f":"AL2899*POWER(CF_cool,AO2899)","v":298.1509319947461},{"$f":"AM2899*POWER(CF_cool,AP2899)","v":425.23165710726084},60,64,91,{"v":0.026537481546825593,"d":"0.03"},{"v":0.030023821860646293,"d":"0.03"},{"v":0.058931069889750415,"d":"0.06"},4.3,6,6.7,9,null,4848,null,{"v":0.8,"d":"80%"},null,null,0,11.8,13.7,21.85,null,1,1,1,279.4146712409779,298.1509319947461,425.23165710726084,null,0,0,0,1,3238,4735,725,75,0.718791222592855,0.671228725846115,null,0.15781864009190116,0.08064538055291112,0.7952052041594007,0.7952052041594007,null,0]
["1651801615",{"$f":"'DBH-Upgrade'!$K$8-$CL2903","v":60},15,1,65,180,16,16.5,0,26,30,46.4,{"v":2659.48,"d":"2659"},{"$f":"IF($B2903>$F2903,0,IF($C2903>$G2903,0,ROUND((((($F2903-$B2903)/100)*IF('DBH-Upgrade'!$K$6='DBH-Upgrade'!$K$8,$BZ2917,($BE2903/(($F2903-18)/100))))+((($B2903-18)/100)*$CA2917))*$CE2917,0)))","v":3860},{"$f":"IF($B2903>$F2903,0,IF($C2903>$G2903,0,ROUND((((($F2903-$B2903)/100)*IF('DBH-Upgrade'!$K$6='DBH-Upgrade'!$K$8,$BZ2917,($BE2903/(($F2903-18)/100))))+((($B2903-18)/100)*$CA2917))*$CD2917,0)))","v":4121},{"$f":"IF($B2903>$F2903,0,IF($C2903>$G2903,0,ROUND(((($F2903-$B2903)/100)*IF('DBH-Upgrade'!$K$6='DBH-Upgrade'!$K$8,$BZ2917,($BE2903/(($F2903-18)/100))))+((($B2903-18)/100)*$CA2917),0)))","v":5874},{"v":1.5,"d":"1.500"},1.1,1.1,1.1,214,{"$f":"IF($B2903>$F2903,0,IF($C2903>$G2903,0,ROUND(((($F2903-$B2903)/100)*(IF('DBH-Upgrade'!$K$6='DBH-Upgrade'!$K$8,$BZ2917,($BE2903/(($F2903-18)/100))))*$CH2917)+((($B2903-18)/100)*$CA2917*$CE2917*$CG2917),0)))","v":520},{"$f":"IF($B2903>$F2903,0,IF($C2903>$G2903,0,ROUND(((($F2903-$B2903)/100)*(IF('DBH-Upgrade'!$K$6='DBH-Upgrade'!$K$8,$BZ2917,($BE2903/(($F2903-18)/100))))*$CH2917)+((($B2903-18)/100)*$CA2917*$CD2917*$CG2917),0)))","v":534},{"$f":"IF($B2903>$F2903,0,IF($C2903>$G2903,0,ROUND(((($F2903-$B2903)/100)*(IF('DBH-Upgrade'!$K$6='DBH-Upgrade'!$K$8,$BZ2917,($BE2903/(($F2903-18)/100))))*$CH2917)+((($B2903-18)/100)*$CA2917*$CG2917),0)))","v":627},11,27,28,32,{"v":0.002495682857999149,"d":"0.00"},{"v":0.01391964806069637,"d":"0.01"},{"v":0.014927194671699394,"d":"0.01"},{"v":0.019297018265535176,"d":"0.02"},0.0002083,1.724,4,1.392796E-3,{"$f":"IF($B2903>$F2903,0,IF($C2903>$G2903,0,ROUND((((($F2903-$B2903)/100)*IF('DBH-Upgrade'!$K$6='DBH-Upgrade'!$K$8,$CC2917,($BF2903/(($F2903-18)/100))))+((($B2903-18)/100)*$CB2917))*IF($E2903>50,IF($G2903=11,(1-(($E2903-50)*0.005)),IF($G2903=16,(1-(($E2903-50)*0.005)),IF($G2903=21,(1-(($E2903-50)*0.005)),1))),1)*$CE2917,0)))","v":240},{"$f":"IF($B2903>$F2903,0,IF($C2903>$G2903,0,ROUND((((($F2903-$B2903)/100)*IF('DBH-Upgrade'!$K$6='DBH-Upgrade'!$K$8,$CC2917,($BF2903/(($F2903-18)/100))))+((($B2903-18)/100)*$CB2917))*IF($E2903>50,IF($G2903=11,(1-(($E2903-50)*0.005)),IF($G2903=16,(1-(($E2903-50)*0.005)),IF($G2903=21,(1-(($E2903-50)*0.005)),1))),1)*$CD2917,0)))","v":256},{"$f":"IF($B2903>$F2903,0,IF($C2903>$G2903,0,ROUND((((($F2903-$B2903)/100)*IF('DBH-Upgrade'!$K$6='DBH-Upgrade'!$K$8,$CC2917,($BF2903/(($F2903-18)/100))))+((($B2903-18)/100)*$CB2917))*IF($E2903>50,IF($G2903=11,(1-(($E2903-50)*0.005)),IF($G2903=16,(1-(($E2903-50)*0.005)),IF($G2903=21,(1-(($E2903-50)*0.005)),1))),1),0)))","v":365},0.95,0.95,0.95,{"$f":"AK2903*POWER(CF_cool,AN2903)","v":190.84924899825614},{"$f":"AL2903*POWER(CF_cool,AO2903)","v":203.57253226480657},{"$f":"AM2903*POWER(CF_cool,AP2903)","v":290.2498995181812},41,44,62,{"v":0.031100601829090184,"d":"0.03"},{"v":0.035637115955918994,"d":"0.04"},{"v":0.06910697946311815,"d":"0.07"},3.6,6,6.7,9,null,3911,null,{"v":0.68,"d":"68%"},null,null,0,11.8,13.7,21.85,null,1,1,1,190.84924899825614,203.57253226480657,290.2498995181812,null,0,0,0,1,{"$error":"#VALUE!"},0,0,{"$error":"#VALUE!"},0.7929231278982726,0.732117182845212,null,0.15781864009190116,0.08064538055291112,0.7952052041594007,0.7952052041594007,null,20]
["1652201615",{"$f":"'DBH-Upgrade'!$K$8-$CL2915","v":80},15,1,65,220,16,16.5,0,26,30,47.8,{"v":3032.257971014493,"d":"3032"},{"$f":"IF($B2915>$F2915,0,IF($C2915>$G2915,0,ROUND((((($F2915-$B2915)/100)*IF('DBH-Upgrade'!$K$6='DBH-Upgrade'!$K$8,$BZ2929,($BE2915/(($F2915-18)/100))))+((($B2915-18)/100)*$CA2929))*$CE2929,0)))","v":4913},{"$f":"IF($B2915>$F2915,0,IF($C2915>$G2915,0,ROUND((((($F2915-$B2915)/100)*IF('DBH-Upgrade'!$K$6='DBH-Upgrade'!$K$8,$BZ2929,($BE2915/(($F2915-18)/100))))+((($B2915-18)/100)*$CA2929))*$CD2929,0)))","v":5118},{"$f":"IF($B2915>$F2915,0,IF($C2915>$G2915,0,ROUND(((($F2915-$B2915)/100)*IF('DBH-Upgrade'!$K$6='DBH-Upgrade'!$K$8,$BZ2929,($BE2915/(($F2915-18)/100))))+((($B2915-18)/100)*$CA2929),0)))","v":7469},{"v":1.5,"d":"1.500"},1.1,1.1,1.1,245,{"$f":"IF($B2915>$F2915,0,IF($C2915>$G2915,0,ROUND(((($F2915-$B2915)/100)*(IF('DBH-Upgrade'!$K$6='DBH-Upgrade'!$K$8,$BZ2929,($BE2915/(($F2915-18)/100))))*$CH2929)+((($B2915-18)/100)*$CA2929*$CE2929*$CG2929),0)))","v":670},{"$f":"IF($B2915>$F2915,0,IF($C2915>$G2915,0,ROUND(((($F2915-$B2915)/100)*(IF('DBH-Upgrade'!$K$6='DBH-Upgrade'!$K$8,$BZ2929,($BE2915/(($F2915-18)/100))))*$CH2929)+((($B2915-18)/100)*$CA2929*$CD2929*$CG2929),0)))","v":683},{"$f":"IF($B2915>$F2915,0,IF($C2915>$G2915,0,ROUND(((($F2915-$B2915)/100)*(IF('DBH-Upgrade'!$K$6='DBH-Upgrade'!$K$8,$BZ2929,($BE2915/(($F2915-18)/100))))*$CH2929)+((($B2915-18)/100)*$CA2929*$CG2929),0)))","v":829},13,35,35,43,{"v":3.7045221840941024E-3,"d":"0.00"},{"v":0.02442904933152548,"d":"0.02"},{"v":0.02442904933152548,"d":"0.02"},{"v":0.036230282334631624,"d":"0.04"},0.0002083,1.724,4,1.392796E-3,{"$f":"IF($B2915>$F2915,0,IF($C2915>$G2915,0,ROUND((((($F2915-$B2915)/100)*IF('DBH-Upgrade'!$K$6='DBH-Upgrade'!$K$8,$CC2929,($BF2915/(($F2915-18)/100))))+((($B2915-18)/100)*$CB2929))*IF($E2915>50,IF($G2915=11,(1-(($E2915-50)*0.005)),IF($G2915=16,(1-(($E2915-50)*0.005)),IF($G2915=21,(1-(($E2915-50)*0.005)),1))),1)*$CE2929,0)))","v":337},{"$f":"IF($B2915>$F2915,0,IF($C2915>$G2915,0,ROUND((((($F2915-$B2915)/100)*IF('DBH-Upgrade'!$K$6='DBH-Upgrade'!$K$8,$CC2929,($BF2915/(($F2915-18)/100))))+((($B2915-18)/100)*$CB2929))*IF($E2915>50,IF($G2915=11,(1-(($E2915-50)*0.005)),IF($G2915=16,(1-(($E2915-50)*0.005)),IF($G2915=21,(1-(($E2915-50)*0.005)),1))),1)*$CD2929,0)))","v":351},{"$f":"IF($B2915>$F2915,0,IF($C2915>$G2915,0,ROUND((((($F2915-$B2915)/100)*IF('DBH-Upgrade'!$K$6='DBH-Upgrade'!$K$8,$CC2929,($BF2915/(($F2915-18)/100))))+((($B2915-18)/100)*$CB2929))*IF($E2915>50,IF($G2915=11,(1-(($E2915-50)*0.005)),IF($G2915=16,(1-(($E2915-50)*0.005)),IF($G2915=21,(1-(($E2915-50)*0.005)),1))),1),0)))","v":513},0.95,0.95,0.95,{"$f":"AK2915*POWER(CF_cool,AN2915)","v":267.98415380171804},{"$f":"AL2915*POWER(CF_cool,AO2915)","v":279.11702665994966},{"$f":"AM2915*POWER(CF_cool,AP2915)","v":407.94026973377254},58,60,88,{"v":0.06433059147281535,"d":"0.06"},{"v":0.06866015279831186,"d":"0.07"},{"v":0.14348310163354325,"d":"0.14"},4.4,6,6.7,9,null,4459.202898550724,null,{"v":0.68,"d":"68%"},null,null,0,11.8,13.7,21.85,null,1,1,1,267.98415380171804,279.11702665994966,407.94026973377254,null,0,0,0,1,{"$error":"#VALUE!"},0,0,{"$error":"#VALUE!"},0.7840224333226739,0.7222362755803995,null,0.15781864009190116,0.08064538055291112,0.7952052041594007,0.7952052041594007,null,0]
["1652402115",{"$f":"'DBH-Upgrade'!$K$8-$CL2923","v":80},15,1,65,240,21,21.5,0,26,30,48.1,{"v":5817.6,"d":"5818"},{"$f":"IF($B2923>$F2923,0,IF($C2923>$G2923,0,ROUND((((($F2923-$B2923)/100)*IF('DBH-Upgrade'!$K$6='DBH-Upgrade'!$K$8,$BZ2937,($BE2923/(($F2923-18)/100))))+((($B2923-18)/100)*$CA2937))*$CE2937,0)))","v":5108},{"$f":"IF($B2923>$F2923,0,IF($C2923>$G2923,0,ROUND((((($F2923-$B2923)/100)*IF('DBH-Upgrade'!$K$6='DBH-Upgrade'!$K$8,$BZ2937,($BE2923/(($F2923-18)/100))))+((($B2923-18)/100)*$CA2937))*$CD2937,0)))","v":5294},{"$f":"IF($B2923>$F2923,0,IF($C2923>$G2923,0,ROUND(((($F2923-$B2923)/100)*IF('DBH-Upgrade'!$K$6='DBH-Upgrade'!$K$8,$BZ2937,($BE2923/(($F2923-18)/100))))+((($B2923-18)/100)*$CA2937),0)))","v":7763},{"v":1.5,"d":"1.500"},1.05,1.05,1.05,469,{"$f":"IF($B2923>$F2923,0,IF($C2923>$G2923,0,ROUND(((($F2923-$B2923)/100)*(IF('DBH-Upgrade'!$K$6='DBH-Upgrade'!$K$8,$BZ2937,($BE2923/(($F2923-18)/100))))*$CH2937)+((($B2923-18)/100)*$CA2937*$CE2937*$CG2937),0)))","v":748},{"$f":"IF($B2923>$F2923,0,IF($C2923>$G2923,0,ROUND(((($F2923-$B2923)/100)*(IF('DBH-Upgrade'!$K$6='DBH-Upgrade'!$K$8,$BZ2937,($BE2923/(($F2923-18)/100))))*$CH2937)+((($B2923-18)/100)*$CA2937*$CD2937*$CG2937),0)))","v":764},{"$f":"IF($B2923>$F2923,0,IF($C2923>$G2923,0,ROUND(((($F2923-$B2923)/100)*(IF('DBH-Upgrade'!$K$6='DBH-Upgrade'!$K$8,$BZ2937,($BE2923/(($F2923-18)/100))))*$CH2937)+((($B2923-18)/100)*$CA2937*$CG2937),0)))","v":970},24,39,39,50,{"v":0.005588287002792829,"d":"0.01"},{"v":0.013860842270016696,"d":"0.01"},{"v":0.013860842270016696,"d":"0.01"},{"v":0.022102490421171864,"d":"0.02"},0.0001276,1.7219,4,0.000514201,{"$f":"IF($B2923>$F2923,0,IF($C2923>$G2923,0,ROUND((((($F2923-$B2923)/100)*IF('DBH-Upgrade'!$K$6='DBH-Upgrade'!$K$8,$CC2937,($BF2923/(($F2923-18)/100))))+((($B2923-18)/100)*$CB2937))*IF($E2923>50,IF($G2923=11,(1-(($E2923-50)*0.005)),IF($G2923=16,(1-(($E2923-50)*0.005)),IF($G2923=21,(1-(($E2923-50)*0.005)),1))),1)*$CE2937,0)))","v":388},{"$f":"IF($B2923>$F2923,0,IF($C2923>$G2923,0,ROUND((((($F2923-$B2923)/100)*IF('DBH-Upgrade'!$K$6='DBH-Upgrade'!$K$8,$CC2937,($BF2923/(($F2923-18)/100))))+((($B2923-18)/100)*$CB2937))*IF($E2923>50,IF($G2923=11,(1-(($E2923-50)*0.005)),IF($G2923=16,(1-(($E2923-50)*0.005)),IF($G2923=21,(1-(($E2923-50)*0.005)),1))),1)*$CD2937,0)))","v":402},{"$f":"IF($B2923>$F2923,0,IF($C2923>$G2923,0,ROUND((((($F2923-$B2923)/100)*IF('DBH-Upgrade'!$K$6='DBH-Upgrade'!$K$8,$CC2937,($BF2923/(($F2923-18)/100))))+((($B2923-18)/100)*$CB2937))*IF($E2923>50,IF($G2923=11,(1-(($E2923-50)*0.005)),IF($G2923=16,(1-(($E2923-50)*0.005)),IF($G2923=21,(1-(($E2923-50)*0.005)),1))),1),0)))","v":590},0.85,0.85,0.85,{"$f":"AK2923*POWER(CF_cool,AN2923)","v":316.0725727157418},{"$f":"AL2923*POWER(CF_cool,AO2923)","v":327.47725317455723},{"$f":"AM2923*POWER(CF_cool,AP2923)","v":480.6258193357929},68,70,103,{"v":0.03943998410125871,"d":"0.04"},{"v":0.04165678701104791,"d":"0.04"},{"v":0.08645039580407725,"d":"0.09"},6.4,6,6.7,9,null,7272,null,{"v":0.8,"d":"80%"},null,null,0,11.8,13.7,21.85,null,1,1,1,316.0725727157418,327.47725317455723,480.6258193357929,null,0,0,0,1,3238,4735,725,75,0.6929174768045717,0.6576204296006558,null,0.15781864009190116,0.08064538055291112,0.7952052041594007,0.7952052041594007,null,0]
["1652601015",{"$f":"'DBH-Upgrade'!$K$8-$CL2924","v":80},15,1,65,260,10,11.5,0,26,30,48.1,{"v":2708.9898876404495,"d":"2709"},{"$f":"IF($B2924>$F2924,0,IF($C2924>$G2924,0,ROUND((((($F2924-$B2924)/100)*IF('DBH-Upgrade'!$K$6='DBH-Upgrade'!$K$8,$BZ2938,($BE2924/(($F2924-18)/100))))+((($B2924-18)/100)*$CA2938))*$CE2938,0)))","v":0},{"$f":"IF($B2924>$F2924,0,IF($C2924>$G2924,0,ROUND((((($F2924-$B2924)/100)*IF('DBH-Upgrade'!$K$6='DBH-Upgrade'!$K$8,$BZ2938,($BE2924/(($F2924-18)/100))))+((($B2924-18)/100)*$CA2938))*$CD2938,0)))","v":0},{"$f":"IF($B2924>$F2924,0,IF($C2924>$G2924,0,ROUND(((($F2924-$B2924)/100)*IF('DBH-Upgrade'!$K$6='DBH-Upgrade'!$K$8,$BZ2938,($BE2924/(($F2924-18)/100))))+((($B2924-18)/100)*$CA2938),0)))","v":0},{"v":1.5,"d":"1.500"},1.08,1.08,1.08,218,{"$f":"IF($B2924>$F2924,0,IF($C2924>$G2924,0,ROUND(((($F2924-$B2924)/100)*(IF('DBH-Upgrade'!$K$6='DBH-Upgrade'!$K$8,$BZ2938,($BE2924/(($F2924-18)/100))))*$CH2938)+((($B2924-18)/100)*$CA2938*$CE2938*$CG2938),0)))","v":0},{"$f":"IF($B2924>$F2924,0,IF($C2924>$G2924,0,ROUND(((($F2924-$B2924)/100)*(IF('DBH-Upgrade'!$K$6='DBH-Upgrade'!$K$8,$BZ2938,($BE2924/(($F2924-18)/100))))*$CH2938)+((($B2924-18)/100)*$CA2938*$CD2938*$CG2938),0)))","v":0},{"$f":"IF($B2924>$F2924,0,IF($C2924>$G2924,0,ROUND(((($F2924-$B2924)/100)*(IF('DBH-Upgrade'!$K$6='DBH-Upgrade'!$K$8,$BZ2938,($BE2924/(($F2924-18)/100))))*$CH2938)+((($B2924-18)/100)*$CA2938*$CG2938),0)))","v":0},11,0,0,0,{"v":1.6589910815187972E-3,"d":"0.00"},{"v":0,"d":"0.00"},{"v":0,"d":"0.00"},{"v":0,"d":"0.00"},3.969E-4,1.7346,2,0.000367347,{"$f":"IF($B2924>$F2924,0,IF($C2924>$G2924,0,ROUND((((($F2924-$B2924)/100)*IF('DBH-Upgrade'!$K$6='DBH-Upgrade'!$K$8,$CC2938,($BF2924/(($F2924-18)/100))))+((($B2924-18)/100)*$CB2938))*IF($E2924>50,IF($G2924=11,(1-(($E2924-50)*0.005)),IF($G2924=16,(1-(($E2924-50)*0.005)),IF($G2924=21,(1-(($E2924-50)*0.005)),1))),1)*$CE2938,0)))","v":0},{"$f":"IF($B2924>$F2924,0,IF($C2924>$G2924,0,ROUND((((($F2924-$B2924)/100)*IF('DBH-Upgrade'!$K$6='DBH-Upgrade'!$K$8,$CC2938,($BF2924/(($F2924-18)/100))))+((($B2924-18)/100)*$CB2938))*IF($E2924>50,IF($G2924=11,(1-(($E2924-50)*0.005)),IF($G2924=16,(1-(($E2924-50)*0.005)),IF($G2924=21,(1-(($E2924-50)*0.005)),1))),1)*$CD2938,0)))","v":0},{"$f":"IF($B2924>$F2924,0,IF($C2924>$G2924,0,ROUND((((($F2924-$B2924)/100)*IF('DBH-Upgrade'!$K$6='DBH-Upgrade'!$K$8,$CC2938,($BF2924/(($F2924-18)/100))))+((($B2924-18)/100)*$CB2938))*IF($E2924>50,IF($G2924=11,(1-(($E2924-50)*0.005)),IF($G2924=16,(1-(($E2924-50)*0.005)),IF($G2924=21,(1-(($E2924-50)*0.005)),1))),1),0)))","v":0},0.98,0.98,0.98,{"$f":"AK2924*POWER(CF_cool,AN2924)","v":0},{"$f":"AL2924*POWER(CF_cool,AO2924)","v":0},{"$f":"AM2924*POWER(CF_cool,AP2924)","v":0},0,0,0,{"v":0,"d":"0.00"},{"v":0,"d":"0.00"},{"v":0,"d":"0.00"},1.7,6,6.7,9,null,3009.9887640449438,null,{"v":0.9,"d":"90%"},null,null,0,11.8,13.7,21.85,null,1,1,1,0,0,0,null,0,0,0,1,2298,4062,502,78,0.7688559120374613,0.7053868583882835,null,0.16320641939358696,0.08064538055291112,0.7952052041594007,0.7952052041594007,null,0]
["1652802115",{"$f":"'DBH-Upgrade'!$K$8-$CL2935","v":80},15,1,65,280,21,21.5,0,26,30,48.9,{"v":6787.200000000001,"d":"6787"},{"$f":"IF($B2935>$F2935,0,IF($C2935>$G2935,0,ROUND((((($F2935-$B2935)/100)*IF('DBH-Upgrade'!$K$6='DBH-Upgrade'!$K$8,$BZ2949,($BE2935/(($F2935-18)/100))))+((($B2935-18)/100)*$CA2949))*$CE2949,0)))","v":5765},{"$f":"IF($B2935>$F2935,0,IF($C2935>$G2935,0,ROUND((((($F2935-$B2935)/100)*IF('DBH-Upgrade'!$K$6='DBH-Upgrade'!$K$8,$BZ2949,($BE2935/(($F2935-18)/100))))+((($B2935-18)/100)*$CA2949))*$CD2949,0)))","v":5894},{"$f":"IF($B2935>$F2935,0,IF($C2935>$G2935,0,ROUND(((($F2935-$B2935)/100)*IF('DBH-Upgrade'!$K$6='DBH-Upgrade'!$K$8,$BZ2949,($BE2935/(($F2935-18)/100))))+((($B2935-18)/100)*$CA2949),0)))","v":8759},{"v":1.5,"d":"1.500"},1.05,1.05,1.05,547,{"$f":"IF($B2935>$F2935,0,IF($C2935>$G2935,0,ROUND(((($F2935-$B2935)/100)*(IF('DBH-Upgrade'!$K$6='DBH-Upgrade'!$K$8,$BZ2949,($BE2935/(($F2935-18)/100))))*$CH2949)+((($B2935-18)/100)*$CA2949*$CE2949*$CG2949),0)))","v":829},{"$f":"IF($B2935>$F2935,0,IF($C2935>$G2935,0,ROUND(((($F2935-$B2935)/100)*(IF('DBH-Upgrade'!$K$6='DBH-Upgrade'!$K$8,$BZ2949,($BE2935/(($F2935-18)/100))))*$CH2949)+((($B2935-18)/100)*$CA2949*$CD2949*$CG2949),0)))","v":838},{"$f":"IF($B2935>$F2935,0,IF($C2935>$G2935,0,ROUND(((($F2935-$B2935)/100)*(IF('DBH-Upgrade'!$K$6='DBH-Upgrade'!$K$8,$BZ2949,($BE2935/(($F2935-18)/100))))*$CH2949)+((($B2935-18)/100)*$CA2949*$CG2949),0)))","v":1050},28,43,43,54,{"v":8.073831510923675E-3,"d":"0.01"},{"v":0.017947888968718018,"d":"0.02"},{"v":0.017947888968718018,"d":"0.02"},{"v":0.02746959325874424,"d":"0.03"},0.0001276,1.7219,4,0.000514201,{"$f":"IF($B2935>$F2935,0,IF($C2935>$G2935,0,ROUND((((($F2935-$B2935)/100)*IF('DBH-Upgrade'!$K$6='DBH-Upgrade'!$K$8,$CC2949,($BF2935/(($F2935-18)/100))))+((($B2935-18)/100)*$CB2949))*IF($E2935>50,IF($G2935=11,(1-(($E2935-50)*0.005)),IF($G2935=16,(1-(($E2935-50)*0.005)),IF($G2935=21,(1-(($E2935-50)*0.005)),1))),1)*$CE2949,0)))","v":411},{"$f":"IF($B2935>$F2935,0,IF($C2935>$G2935,0,ROUND((((($F2935-$B2935)/100)*IF('DBH-Upgrade'!$K$6='DBH-Upgrade'!$K$8,$CC2949,($BF2935/(($F2935-18)/100))))+((($B2935-18)/100)*$CB2949))*IF($E2935>50,IF($G2935=11,(1-(($E2935-50)*0.005)),IF($G2935=16,(1-(($E2935-50)*0.005)),IF($G2935=21,(1-(($E2935-50)*0.005)),1))),1)*$CD2949,0)))","v":420},{"$f":"IF($B2935>$F2935,0,IF($C2935>$G2935,0,ROUND((((($F2935-$B2935)/100)*IF('DBH-Upgrade'!$K$6='DBH-Upgrade'!$K$8,$CC2949,($BF2935/(($F2935-18)/100))))+((($B2935-18)/100)*$CB2949))*IF($E2935>50,IF($G2935=11,(1-(($E2935-50)*0.005)),IF($G2935=16,(1-(($E2935-50)*0.005)),IF($G2935=21,(1-(($E2935-50)*0.005)),1))),1),0)))","v":624},0.85,0.85,0.85,{"$f":"AK2935*POWER(CF_cool,AN2935)","v":334.80883346951},{"$f":"AL2935*POWER(CF_cool,AO2935)","v":342.1404137644628},{"$f":"AM2935*POWER(CF_cool,AP2935)","v":508.32290045005897},72,74,109,{"v":0.0470885762040392,"d":"0.05"},{"v":0.04957283497700875,"d":"0.05"},{"v":0.1026867122978391,"d":"0.10"},7.5,6,6.7,9,null,8484,null,{"v":0.8,"d":"80%"},null,null,0,11.8,13.7,21.85,null,1,1,1,334.80883346951,342.1404137644628,508.32290045005897,null,0,0,0,1,3238,4735,725,75,0.681904401633284,0.6579686139337618,null,0.15781864009190116,0.08064538055291112,0.7952052041594007,0.7952052041594007,null,0]
["195701115",{"$f":"'DBH-Upgrade'!$K$8-$CL2943","v":80},15,1,95,70,11,11.5,0,26,30,41.1,{"v":854.7600000000001,"d":"855"},{"$f":"IF($B2943>$F2943,0,IF($C2943>$G2943,0,ROUND((((($F2943-$B2943)/100)*IF('DBH-Upgrade'!$K$6='DBH-Upgrade'!$K$8,$BZ2957,($BE2943/(($F2943-18)/100))))+((($B2943-18)/100)*$CA2957))*$CE2957,0)))","v":0},{"$f":"IF($B2943>$F2943,0,IF($C2943>$G2943,0,ROUND((((($F2943-$B2943)/100)*IF('DBH-Upgrade'!$K$6='DBH-Upgrade'!$K$8,$BZ2957,($BE2943/(($F2943-18)/100))))+((($B2943-18)/100)*$CA2957))*$CD2957,0)))","v":0},{"$f":"IF($B2943>$F2943,0,IF($C2943>$G2943,0,ROUND(((($F2943-$B2943)/100)*IF('DBH-Upgrade'!$K$6='DBH-Upgrade'!$K$8,$BZ2957,($BE2943/(($F2943-18)/100))))+((($B2943-18)/100)*$CA2957),0)))","v":0},{"v":1.5,"d":"1.500"},1.1,1.1,1.1,69,{"$f":"IF($B2943>$F2943,0,IF($C2943>$G2943,0,ROUND(((($F2943-$B2943)/100)*(IF('DBH-Upgrade'!$K$6='DBH-Upgrade'!$K$8,$BZ2957,($BE2943/(($F2943-18)/100))))*$CH2957)+((($B2943-18)/100)*$CA2957*$CE2957*$CG2957),0)))","v":0},{"$f":"IF($B2943>$F2943,0,IF($C2943>$G2943,0,ROUND(((($F2943-$B2943)/100)*(IF('DBH-Upgrade'!$K$6='DBH-Upgrade'!$K$8,$BZ2957,($BE2943/(($F2943-18)/100))))*$CH2957)+((($B2943-18)/100)*$CA2957*$CD2957*$CG2957),0)))","v":0},{"$f":"IF($B2943>$F2943,0,IF($C2943>$G2943,0,ROUND(((($F2943-$B2943)/100)*(IF('DBH-Upgrade'!$K$6='DBH-Upgrade'!$K$8,$BZ2957,($BE2943/(($F2943-18)/100))))*$CH2957)+((($B2943-18)/100)*$CA2957*$CG2957),0)))","v":0},4,0,0,0,{"v":1.8585050019517818E-4,"d":"0.00"},{"v":0,"d":"0.00"},{"v":0,"d":"0.00"},{"v":0,"d":"0.00"},3.969E-4,1.7346,4,0.000574288,{"$f":"IF($B2943>$F2943,0,IF($C2943>$G2943,0,ROUND((((($F2943-$B2943)/100)*IF('DBH-Upgrade'!$K$6='DBH-Upgrade'!$K$8,$CC2957,($BF2943/(($F2943-18)/100))))+((($B2943-18)/100)*$CB2957))*IF($E2943>50,IF($G2943=11,(1-(($E2943-50)*0.005)),IF($G2943=16,(1-(($E2943-50)*0.005)),IF($G2943=21,(1-(($E2943-50)*0.005)),1))),1)*$CE2957,0)))","v":0},{"$f":"IF($B2943>$F2943,0,IF($C2943>$G2943,0,ROUND((((($F2943-$B2943)/100)*IF('DBH-Upgrade'!$K$6='DBH-Upgrade'!$K$8,$CC2957,($BF2943/(($F2943-18)/100))))+((($B2943-18)/100)*$CB2957))*IF($E2943>50,IF($G2943=11,(1-(($E2943-50)*0.005)),IF($G2943=16,(1-(($E2943-50)*0.005)),IF($G2943=21,(1-(($E2943-50)*0.005)),1))),1)*$CD2957,0)))","v":0},{"$f":"IF($B2943>$F2943,0,IF($C2943>$G2943,0,ROUND((((($F2943-$B2943)/100)*IF('DBH-Upgrade'!$K$6='DBH-Upgrade'!$K$8,$CC2957,($BF2943/(($F2943-18)/100))))+((($B2943-18)/100)*$CB2957))*IF($E2943>50,IF($G2943=11,(1-(($E2943-50)*0.005)),IF($G2943=16,(1-(($E2943-50)*0.005)),IF($G2943=21,(1-(($E2943-50)*0.005)),1))),1),0)))","v":0},0.95,0.95,0.95,{"$f":"AK2943*POWER(CF_cool,AN2943)","v":0},{"$f":"AL2943*POWER(CF_cool,AO2943)","v":0},{"$f":"AM2943*POWER(CF_cool,AP2943)","v":0},0,0,0,{"v":0,"d":"0.00"},{"v":0,"d":"0.00"},{"v":0,"d":"0.00"},0.9,"DBH-unit is te lang!","DBH-unit is te lang!","DBH-unit is te lang!",null,1257,null,{"v":0.68,"d":"68%"},null,null,0,"DBH-unit is te lang!","DBH-unit is te lang!","DBH-unit is te lang!",null,1,1,1,0,0,0,null,0,0,0,1,2489,6098,791,92,0.681904493845304,0.6579686139337618,null,0.1716349180255756,0.08064538055291112,0.8146200327725304,0.8146200327725304,null,0]
["195801115",{"$f":"'DBH-Upgrade'!$K$8-$CL2949","v":80},15,1,95,80,11,11.5,0,26,30,42.4,{"v":977.1600000000001,"d":"977"},{"$f":"IF($B2949>$F2949,0,IF($C2949>$G2949,0,ROUND((((($F2949-$B2949)/100)*IF('DBH-Upgrade'!$K$6='DBH-Upgrade'!$K$8,$BZ2963,($BE2949/(($F2949-18)/100))))+((($B2949-18)/100)*$CA2963))*$CE2963,0)))","v":0},{"$f":"IF($B2949>$F2949,0,IF($C2949>$G2949,0,ROUND((((($F2949-$B2949)/100)*IF('DBH-Upgrade'!$K$6='DBH-Upgrade'!$K$8,$BZ2963,($BE2949/(($F2949-18)/100))))+((($B2949-18)/100)*$CA2963))*$CD2963,0)))","v":0},{"$f":"IF($B2949>$F2949,0,IF($C2949>$G2949,0,ROUND(((($F2949-$B2949)/100)*IF('DBH-Upgrade'!$K$6='DBH-Upgrade'!$K$8,$BZ2963,($BE2949/(($F2949-18)/100))))+((($B2949-18)/100)*$CA2963),0)))","v":0},{"v":1.5,"d":"1.500"},1.1,1.1,1.1,79,{"$f":"IF($B2949>$F2949,0,IF($C2949>$G2949,0,ROUND(((($F2949-$B2949)/100)*(IF('DBH-Upgrade'!$K$6='DBH-Upgrade'!$K$8,$BZ2963,($BE2949/(($F2949-18)/100))))*$CH2963)+((($B2949-18)/100)*$CA2963*$CE2963*$CG2963),0)))","v":0},{"$f":"IF($B2949>$F2949,0,IF($C2949>$G2949,0,ROUND(((($F2949-$B2949)/100)*(IF('DBH-Upgrade'!$K$6='DBH-Upgrade'!$K$8,$BZ2963,($BE2949/(($F2949-18)/100))))*$CH2963)+((($B2949-18)/100)*$CA2963*$CD2963*$CG2963),0)))","v":0},{"$f":"IF($B2949>$F2949,0,IF($C2949>$G2949,0,ROUND(((($F2949-$B2949)/100)*(IF('DBH-Upgrade'!$K$6='DBH-Upgrade'!$K$8,$BZ2963,($BE2949/(($F2949-18)/100))))*$CH2963)+((($B2949-18)/100)*$CA2963*$CG2963),0)))","v":0},4,0,0,0,{"v":2.0308110123747639E-4,"d":"0.00"},{"v":0,"d":"0.00"},{"v":0,"d":"0.00"},{"v":0,"d":"0.00"},3.969E-4,1.7346,4,0.000574288,{"$f":"IF($B2949>$F2949,0,IF($C2949>$G2949,0,ROUND((((($F2949-$B2949)/100)*IF('DBH-Upgrade'!$K$6='DBH-Upgrade'!$K$8,$CC2963,($BF2949/(($F2949-18)/100))))+((($B2949-18)/100)*$CB2963))*IF($E2949>50,IF($G2949=11,(1-(($E2949-50)*0.005)),IF($G2949=16,(1-(($E2949-50)*0.005)),IF($G2949=21,(1-(($E2949-50)*0.005)),1))),1)*$CE2963,0)))","v":0},{"$f":"IF($B2949>$F2949,0,IF($C2949>$G2949,0,ROUND((((($F2949-$B2949)/100)*IF('DBH-Upgrade'!$K$6='DBH-Upgrade'!$K$8,$CC2963,($BF2949/(($F2949-18)/100))))+((($B2949-18)/100)*$CB2963))*IF($E2949>50,IF($G2949=11,(1-(($E2949-50)*0.005)),IF($G2949=16,(1-(($E2949-50)*0.005)),IF($G2949=21,(1-(($E2949-50)*0.005)),1))),1)*$CD2963,0)))","v":0},{"$f":"IF($B2949>$F2949,0,IF($C2949>$G2949,0,ROUND((((($F2949-$B2949)/100)*IF('DBH-Upgrade'!$K$6='DBH-Upgrade'!$K$8,$CC2963,($BF2949/(($F2949-18)/100))))+((($B2949-18)/100)*$CB2963))*IF($E2949>50,IF($G2949=11,(1-(($E2949-50)*0.005)),IF($G2949=16,(1-(($E2949-50)*0.005)),IF($G2949=21,(1-(($E2949-50)*0.005)),1))),1),0)))","v":0},0.95,0.95,0.95,{"$f":"AK2949*POWER(CF_cool,AN2949)","v":0},{"$f":"AL2949*POWER(CF_cool,AO2949)","v":0},{"$f":"AM2949*POWER(CF_cool,AP2949)","v":0},0,0,0,{"v":0,"d":"0.00"},{"v":0,"d":"0.00"},{"v":0,"d":"0.00"},1.1,6,6.7,9,null,1437,null,{"v":0.68,"d":"68%"},null,null,0,11.8,13.7,21.85,null,1,1,1,0,0,0,null,0,0,0,1,2489,6098,791,92,0.6729424377054166,0.6582099452827469,null,0.1716349180255756,0.08064538055291112,0.8146200327725304,0.8146200327725304,null,0]
["195901115",{"$f":"'DBH-Upgrade'!$K$8-$CL2955","v":80},15,1,95,90,11,11.5,0,26,30,43.3,{"v":1098.88,"d":"1099"},{"$f":"IF($B2955>$F2955,0,IF($C2955>$G2955,0,ROUND((((($F2955-$B2955)/100)*IF('DBH-Upgrade'!$K$6='DBH-Upgrade'!$K$8,$BZ2969,($BE2955/(($F2955-18)/100))))+((($B2955-18)/100)*$CA2969))*$CE2969,0)))","v":0},{"$f":"IF($B2955>$F2955,0,IF($C2955>$G2955,0,ROUND((((($F2955-$B2955)/100)*IF('DBH-Upgrade'!$K$6='DBH-Upgrade'!$K$8,$BZ2969,($BE2955/(($F2955-18)/100))))+((($B2955-18)/100)*$CA2969))*$CD2969,0)))","v":0},{"$f":"IF($B2955>$F2955,0,IF($C2955>$G2955,0,ROUND(((($F2955-$B2955)/100)*IF('DBH-Upgrade'!$K$6='DBH-Upgrade'!$K$8,$BZ2969,($BE2955/(($F2955-18)/100))))+((($B2955-18)/100)*$CA2969),0)))","v":0},{"v":1.5,"d":"1.500"},1.1,1.1,1.1,{"$f":"ROUND(M2955*POWER((($S$1-$S$2)/LN(($S$1-$S$3)/($S$2-$S$3)))/((75-65)/LN((75-20)/(65-20))),Q2955),0)","v":89},{"$f":"IF($B2955>$F2955,0,IF($C2955>$G2955,0,ROUND(((($F2955-$B2955)/100)*(IF('DBH-Upgrade'!$K$6='DBH-Upgrade'!$K$8,$BZ2969,($BE2955/(($F2955-18)/100))))*$CH2969)+((($B2955-18)/100)*$CA2969*$CE2969*$CG2969),0)))","v":0},{"$f":"IF($B2955>$F2955,0,IF($C2955>$G2955,0,ROUND(((($F2955-$B2955)/100)*(IF('DBH-Upgrade'!$K$6='DBH-Upgrade'!$K$8,$BZ2969,($BE2955/(($F2955-18)/100))))*$CH2969)+((($B2955-18)/100)*$CA2969*$CD2969*$CG2969),0)))","v":0},{"$f":"IF($B2955>$F2955,0,IF($C2955>$G2955,0,ROUND(((($F2955-$B2955)/100)*(IF('DBH-Upgrade'!$K$6='DBH-Upgrade'!$K$8,$BZ2969,($BE2955/(($F2955-18)/100))))*$CH2969)+((($B2955-18)/100)*$CA2969*$CG2969),0)))","v":0},{"$f":"ROUND(U2955*3600/(4186*ABS($S$1-$S$2)),0)","v":5},{"$f":"ROUND(V2955*3600/(4186*ABS($S$1-$S$2)),0)","v":0},{"$f":"ROUND(W2955*3600/(4186*ABS($S$1-$S$2)),0)","v":0},{"$f":"ROUND(X2955*3600/(4186*ABS($S$1-$S$2)),0)","v":0},{"$f":"(($AG2955*(Y2955^$AH2955)*((($F2955-14.4)*$AI2955)/100))+($AJ2955*(Y2955^2)))*0.0098","v":{"v":3.3253312374079889E-4,"d":"0.00"}},{"$f":"(($AG2955*(Z2955^$AH2955)*((($F2955-14.4)*$AI2955)/100))+($AJ2955*(Z2955^2)))*0.0098","v":{"v":0,"d":"0.00"}},{"$f":"(($AG2955*(AA2955^$AH2955)*((($F2955-14.4)*$AI2955)/100))+($AJ2955*(AA2955^2)))*0.0098","v":{"v":0,"d":"0.00"}},{"$f":"(($AG2955*(AB2955^$AH2955)*((($F2955-14.4)*$AI2955)/100))+($AJ2955*(AB2955^2)))*0.0098","v":{"v":0,"d":"0.00"}},3.969E-4,1.7346,4,0.000574288,{"$f":"IF($B2955>$F2955,0,IF($C2955>$G2955,0,ROUND((((($F2955-$B2955)/100)*IF('DBH-Upgrade'!$K$6='DBH-Upgrade'!$K$8,$CC2969,($BF2955/(($F2955-18)/100))))+((($B2955-18)/100)*$CB2969))*IF($E2955>50,IF($G2955=11,(1-(($E2955-50)*0.005)),IF($G2955=16,(1-(($E2955-50)*0.005)),IF($G2955=21,(1-(($E2955-50)*0.005)),1))),1)*$CE2969,0)))","v":0},{"$f":"IF($B2955>$F2955,0,IF($C2955>$G2955,0,ROUND((((($F2955-$B2955)/100)*IF('DBH-Upgrade'!$K$6='DBH-Upgrade'!$K$8,$CC2969,($BF2955/(($F2955-18)/100))))+((($B2955-18)/100)*$CB2969))*IF($E2955>50,IF($G2955=11,(1-(($E2955-50)*0.005)),IF($G2955=16,(1-(($E2955-50)*0.005)),IF($G2955=21,(1-(($E2955-50)*0.005)),1))),1)*$CD2969,0)))","v":0},{"$f":"IF($B2955>$F2955,0,IF($C2955>$G2955,0,ROUND((((($F2955-$B2955)/100)*IF('DBH-Upgrade'!$K$6='DBH-Upgrade'!$K$8,$CC2969,($BF2955/(($F2955-18)/100))))+((($B2955-18)/100)*$CB2969))*IF($E2955>50,IF($G2955=11,(1-(($E2955-50)*0.005)),IF($G2955=16,(1-(($E2955-50)*0.005)),IF($G2955=21,(1-(($E2955-50)*0.005)),1))),1),0)))","v":0},{"$f":"IF($G2955=10,0.98,IF($G2955=11,0.95,IF($G2955=15,1.01,IF($G2955=16,0.95,IF($G2955=20,0.95,IF($G2955=21,0.85))))))","v":0.95},0.95,0.95,{"$f":"AK2955*POWER(CF_cool,AN2955)","v":0},{"$f":"AL2955*POWER(CF_cool,AO2955)","v":0},{"$f":"AM2955*POWER(CF_cool,AP2955)","v":0},{"$f":"ROUND(AQ2955*3600/(4186*ABS($AT$1-$AT$2)),0)","v":0},{"$f":"ROUND(AR2955*3600/(4186*ABS($AT$1-$AT$2)),0)","v":0},{"$f":"ROUND(AS2955*3600/(4186*ABS($AT$1-$AT$2)),0)","v":0},{"$f":"(($AG2955*(AT2955^$AH2955)*((($F2955-14.4)*$AI2955)/100))+($AJ2955*(AT2955^2)))*0.0098","v":{"v":0,"d":"0.00"}},{"$f":"(($AG2955*(AU2955^$AH2955)*((($F2955-14.4)*$AI2955)/100))+($AJ2955*(AU2955^2)))*0.0098","v":{"v":0,"d":"0.00"}},{"$f":"(($AG2955*(AV2955^$AH2955)*((($F2955-14.4)*$AI2955)/100))+($AJ2955*(AV2955^2)))*0.0098","v":{"v":0,"d":"0.00"}},1.2,6,6.7,9,null,1616,null,{"v":0.68,"d":"68%"},null,null,0,11.8,13.7,21.85,null,1,1,1,0,0,0,null,0,0,0,1,2489,6098,791,92,0.7555553480649244,0.7038387772986681,null,0.1716349180255756,0.08064538055291112,0.8146200327725304,0.8146200327725304,null,0]
["1951001615",{"$f":"'DBH-Upgrade'!$K$8-$CL2963","v":80},15,1,95,100,16,16.5,0,26,30,44.1,{"v":1820.3600000000001,"d":"1820"},{"$f":"IF($B2963>$F2963,0,IF($C2963>$G2963,0,ROUND((((($F2963-$B2963)/100)*IF('DBH-Upgrade'!$K$6='DBH-Upgrade'!$K$8,$BZ2977,($BE2963/(($F2963-18)/100))))+((($B2963-18)/100)*$CA2977))*$CE2977,0)))","v":2428},{"$f":"IF($B2963>$F2963,0,IF($C2963>$G2963,0,ROUND((((($F2963-$B2963)/100)*IF('DBH-Upgrade'!$K$6='DBH-Upgrade'!$K$8,$BZ2977,($BE2963/(($F2963-18)/100))))+((($B2963-18)/100)*$CA2977))*$CD2977,0)))","v":2599},{"$f":"IF($B2963>$F2963,0,IF($C2963>$G2963,0,ROUND(((($F2963-$B2963)/100)*IF('DBH-Upgrade'!$K$6='DBH-Upgrade'!$K$8,$BZ2977,($BE2963/(($F2963-18)/100))))+((($B2963-18)/100)*$CA2977),0)))","v":3583},{"v":1.5,"d":"1.500"},1.1,1.1,1.1,147,{"$f":"IF($B2963>$F2963,0,IF($C2963>$G2963,0,ROUND(((($F2963-$B2963)/100)*(IF('DBH-Upgrade'!$K$6='DBH-Upgrade'!$K$8,$BZ2977,($BE2963/(($F2963-18)/100))))*$CH2977)+((($B2963-18)/100)*$CA2977*$CE2977*$CG2977),0)))","v":366},{"$f":"IF($B2963>$F2963,0,IF($C2963>$G2963,0,ROUND(((($F2963-$B2963)/100)*(IF('DBH-Upgrade'!$K$6='DBH-Upgrade'!$K$8,$BZ2977,($BE2963/(($F2963-18)/100))))*$CH2977)+((($B2963-18)/100)*$CA2977*$CD2977*$CG2977),0)))","v":388},{"$f":"IF($B2963>$F2963,0,IF($C2963>$G2963,0,ROUND(((($F2963-$B2963)/100)*(IF('DBH-Upgrade'!$K$6='DBH-Upgrade'!$K$8,$BZ2977,($BE2963/(($F2963-18)/100))))*$CH2977)+((($B2963-18)/100)*$CA2977*$CG2977),0)))","v":516},8,19,20,27,{"v":1.1255475505780408E-3,"d":"0.00"},{"v":6.0469239237630834E-3,"d":"0.01"},{"v":6.68275569359631E-3,"d":"0.01"},{"v":0.012002143288958992,"d":"0.01"},0.0002083,1.724,4,1.392796E-3,{"$f":"IF($B2963>$F2963,0,IF($C2963>$G2963,0,ROUND((((($F2963-$B2963)/100)*IF('DBH-Upgrade'!$K$6='DBH-Upgrade'!$K$8,$CC2977,($BF2963/(($F2963-18)/100))))+((($B2963-18)/100)*$CB2977))*IF($E2963>50,IF($G2963=11,(1-(($E2963-50)*0.005)),IF($G2963=16,(1-(($E2963-50)*0.005)),IF($G2963=21,(1-(($E2963-50)*0.005)),1))),1)*$CE2977,0)))","v":244},{"$f":"IF($B2963>$F2963,0,IF($C2963>$G2963,0,ROUND((((($F2963-$B2963)/100)*IF('DBH-Upgrade'!$K$6='DBH-Upgrade'!$K$8,$CC2977,($BF2963/(($F2963-18)/100))))+((($B2963-18)/100)*$CB2977))*IF($E2963>50,IF($G2963=11,(1-(($E2963-50)*0.005)),IF($G2963=16,(1-(($E2963-50)*0.005)),IF($G2963=21,(1-(($E2963-50)*0.005)),1))),1)*$CD2977,0)))","v":261},{"$f":"IF($B2963>$F2963,0,IF($C2963>$G2963,0,ROUND((((($F2963-$B2963)/100)*IF('DBH-Upgrade'!$K$6='DBH-Upgrade'!$K$8,$CC2977,($BF2963/(($F2963-18)/100))))+((($B2963-18)/100)*$CB2977))*IF($E2963>50,IF($G2963=11,(1-(($E2963-50)*0.005)),IF($G2963=16,(1-(($E2963-50)*0.005)),IF($G2963=21,(1-(($E2963-50)*0.005)),1))),1),0)))","v":360},0.95,0.95,0.95,{"$f":"AK2963*POWER(CF_cool,AN2963)","v":194.03006981489375},{"$f":"AL2963*POWER(CF_cool,AO2963)","v":207.54855828560358},{"$f":"AM2963*POWER(CF_cool,AP2963)","v":286.2738734973842},42,45,62,{"v":0.02847225965289471,"d":"0.03"},{"v":0.03258983461483036,"d":"0.03"},{"v":0.061068968454462046,"d":"0.06"},{"v":2,"d":"2.0"},6,6.7,9,null,2677,null,{"v":0.68,"d":"68%"},null,null,0,11.8,13.7,21.85,null,1,1,1,194.03006981489375,207.54855828560358,286.2738734973842,null,0,0,0,1,{"$error":"#VALUE!"},0,0,{"$error":"#VALUE!"},0.8284588613790702,0.7713393602007246,null,0.15781864009190116,0.08064538055291112,0.7952052041594007,0.7952052041594007,null,0]
["1951101515",{"$f":"'DBH-Upgrade'!$K$8-$CL2968","v":70},15,1,95,110,15,16.5,0,26,30,44.1,{"v":1888.8000000000002,"d":"1889"},{"$f":"IF($B2968>$F2968,0,IF($C2968>$G2968,0,ROUND((((($F2968-$B2968)/100)*IF('DBH-Upgrade'!$K$6='DBH-Upgrade'!$K$8,$BZ2982,($BE2968/(($F2968-18)/100))))+((($B2968-18)/100)*$CA2982))*$CE2982,0)))","v":1578},{"$f":"IF($B2968>$F2968,0,IF($C2968>$G2968,0,ROUND((((($F2968-$B2968)/100)*IF('DBH-Upgrade'!$K$6='DBH-Upgrade'!$K$8,$BZ2982,($BE2968/(($F2968-18)/100))))+((($B2968-18)/100)*$CA2982))*$CD2982,0)))","v":1690},{"$f":"IF($B2968>$F2968,0,IF($C2968>$G2968,0,ROUND(((($F2968-$B2968)/100)*IF('DBH-Upgrade'!$K$6='DBH-Upgrade'!$K$8,$BZ2982,($BE2968/(($F2968-18)/100))))+((($B2968-18)/100)*$CA2982),0)))","v":2330},{"v":1.5,"d":"1.500"},1.08,1.08,1.08,152,{"$f":"IF($B2968>$F2968,0,IF($C2968>$G2968,0,ROUND(((($F2968-$B2968)/100)*(IF('DBH-Upgrade'!$K$6='DBH-Upgrade'!$K$8,$BZ2982,($BE2968/(($F2968-18)/100))))*$CH2982)+((($B2968-18)/100)*$CA2982*$CE2982*$CG2982),0)))","v":238},{"$f":"IF($B2968>$F2968,0,IF($C2968>$G2968,0,ROUND(((($F2968-$B2968)/100)*(IF('DBH-Upgrade'!$K$6='DBH-Upgrade'!$K$8,$BZ2982,($BE2968/(($F2968-18)/100))))*$CH2982)+((($B2968-18)/100)*$CA2982*$CD2982*$CG2982),0)))","v":251},{"$f":"IF($B2968>$F2968,0,IF($C2968>$G2968,0,ROUND(((($F2968-$B2968)/100)*(IF('DBH-Upgrade'!$K$6='DBH-Upgrade'!$K$8,$BZ2982,($BE2968/(($F2968-18)/100))))*$CH2982)+((($B2968-18)/100)*$CA2982*$CG2982),0)))","v":327},8,12,13,17,{"v":4.303709010227845E-4,"d":"0.00"},{"v":9.348147240127346E-4,"d":"0.00"},{"v":1.0898499196498935E-3,"d":"0.00"},{"v":1.8240485004619585E-3,"d":"0.00"},0.0002083,1.724,2,0.000461829,{"$f":"IF($B2968>$F2968,0,IF($C2968>$G2968,0,ROUND((((($F2968-$B2968)/100)*IF('DBH-Upgrade'!$K$6='DBH-Upgrade'!$K$8,$CC2982,($BF2968/(($F2968-18)/100))))+((($B2968-18)/100)*$CB2982))*IF($E2968>50,IF($G2968=11,(1-(($E2968-50)*0.005)),IF($G2968=16,(1-(($E2968-50)*0.005)),IF($G2968=21,(1-(($E2968-50)*0.005)),1))),1)*$CE2982,0)))","v":173},{"$f":"IF($B2968>$F2968,0,IF($C2968>$G2968,0,ROUND((((($F2968-$B2968)/100)*IF('DBH-Upgrade'!$K$6='DBH-Upgrade'!$K$8,$CC2982,($BF2968/(($F2968-18)/100))))+((($B2968-18)/100)*$CB2982))*IF($E2968>50,IF($G2968=11,(1-(($E2968-50)*0.005)),IF($G2968=16,(1-(($E2968-50)*0.005)),IF($G2968=21,(1-(($E2968-50)*0.005)),1))),1)*$CD2982,0)))","v":185},{"$f":"IF($B2968>$F2968,0,IF($C2968>$G2968,0,ROUND((((($F2968-$B2968)/100)*IF('DBH-Upgrade'!$K$6='DBH-Upgrade'!$K$8,$CC2982,($BF2968/(($F2968-18)/100))))+((($B2968-18)/100)*$CB2982))*IF($E2968>50,IF($G2968=11,(1-(($E2968-50)*0.005)),IF($G2968=16,(1-(($E2968-50)*0.005)),IF($G2968=21,(1-(($E2968-50)*0.005)),1))),1),0)))","v":255},1.01,1.01,1.01,{"$f":"AK2968*POWER(CF_cool,AN2968)","v":135.5937879572783},{"$f":"AL2968*POWER(CF_cool,AO2968)","v":144.99913741096233},{"$f":"AM2968*POWER(CF_cool,AP2968)","v":199.86367589078594},29,31,43,{"v":0.005102219833853966,"d":"0.01"},{"v":0.005803233673929412,"d":"0.01"},{"v":0.010924092523862412,"d":"0.01"},1.1,6,6.7,9,null,2361,null,{"v":0.8,"d":"80%"},null,null,0,11.8,13.7,21.85,null,1,1,1,135.5937879572783,144.99913741096233,199.86367589078594,null,0,0,0,1,{"$error":"#VALUE!"},0,0,{"$error":"#VALUE!"},0.8212441545440573,0.7634388097075354,null,0.16320641939358696,0.08064538055291112,0.7894714915956607,0.7894714915956607,null,10]
["1951201515",{"$f":"'DBH-Upgrade'!$K$8-$CL2974","v":80},15,1,95,120,15,16.5,0,26,30,44.8,2060,{"$f":"IF($B2974>$F2974,0,IF($C2974>$G2974,0,ROUND((((($F2974-$B2974)/100)*IF('DBH-Upgrade'!$K$6='DBH-Upgrade'!$K$8,$BZ2988,($BE2974/(($F2974-18)/100))))+((($B2974-18)/100)*$CA2988))*$CE2988,0)))","v":1781},{"$f":"IF($B2974>$F2974,0,IF($C2974>$G2974,0,ROUND((((($F2974-$B2974)/100)*IF('DBH-Upgrade'!$K$6='DBH-Upgrade'!$K$8,$BZ2988,($BE2974/(($F2974-18)/100))))+((($B2974-18)/100)*$CA2988))*$CD2988,0)))","v":1907},{"$f":"IF($B2974>$F2974,0,IF($C2974>$G2974,0,ROUND(((($F2974-$B2974)/100)*IF('DBH-Upgrade'!$K$6='DBH-Upgrade'!$K$8,$BZ2988,($BE2974/(($F2974-18)/100))))+((($B2974-18)/100)*$CA2988),0)))","v":2654},{"v":1.5,"d":"1.500"},1.08,1.08,1.08,166,{"$f":"IF($B2974>$F2974,0,IF($C2974>$G2974,0,ROUND(((($F2974-$B2974)/100)*(IF('DBH-Upgrade'!$K$6='DBH-Upgrade'!$K$8,$BZ2988,($BE2974/(($F2974-18)/100))))*$CH2988)+((($B2974-18)/100)*$CA2988*$CE2988*$CG2988),0)))","v":272},{"$f":"IF($B2974>$F2974,0,IF($C2974>$G2974,0,ROUND(((($F2974-$B2974)/100)*(IF('DBH-Upgrade'!$K$6='DBH-Upgrade'!$K$8,$BZ2988,($BE2974/(($F2974-18)/100))))*$CH2988)+((($B2974-18)/100)*$CA2988*$CD2988*$CG2988),0)))","v":288},{"$f":"IF($B2974>$F2974,0,IF($C2974>$G2974,0,ROUND(((($F2974-$B2974)/100)*(IF('DBH-Upgrade'!$K$6='DBH-Upgrade'!$K$8,$BZ2988,($BE2974/(($F2974-18)/100))))*$CH2988)+((($B2974-18)/100)*$CA2988*$CG2988),0)))","v":380},9,14,15,20,{"v":5.5702458901102261E-4,"d":"0.00"},{"v":1.294962629340412E-3,"d":"0.00"},{"v":1.4777325210890949E-3,"d":"0.00"},{"v":0.002564740658106135,"d":"0.00"},0.0002083,1.724,2,0.000461829,{"$f":"IF($B2974>$F2974,0,IF($C2974>$G2974,0,ROUND((((($F2974-$B2974)/100)*IF('DBH-Upgrade'!$K$6='DBH-Upgrade'!$K$8,$CC2988,($BF2974/(($F2974-18)/100))))+((($B2974-18)/100)*$CB2988))*IF($E2974>50,IF($G2974=11,(1-(($E2974-50)*0.005)),IF($G2974=16,(1-(($E2974-50)*0.005)),IF($G2974=21,(1-(($E2974-50)*0.005)),1))),1)*$CE2988,0)))","v":201},{"$f":"IF($B2974>$F2974,0,IF($C2974>$G2974,0,ROUND((((($F2974-$B2974)/100)*IF('DBH-Upgrade'!$K$6='DBH-Upgrade'!$K$8,$CC2988,($BF2974/(($F2974-18)/100))))+((($B2974-18)/100)*$CB2988))*IF($E2974>50,IF($G2974=11,(1-(($E2974-50)*0.005)),IF($G2974=16,(1-(($E2974-50)*0.005)),IF($G2974=21,(1-(($E2974-50)*0.005)),1))),1)*$CD2988,0)))","v":215},{"$f":"IF($B2974>$F2974,0,IF($C2974>$G2974,0,ROUND((((($F2974-$B2974)/100)*IF('DBH-Upgrade'!$K$6='DBH-Upgrade'!$K$8,$CC2988,($BF2974/(($F2974-18)/100))))+((($B2974-18)/100)*$CB2988))*IF($E2974>50,IF($G2974=11,(1-(($E2974-50)*0.005)),IF($G2974=16,(1-(($E2974-50)*0.005)),IF($G2974=21,(1-(($E2974-50)*0.005)),1))),1),0)))","v":299},1.01,1.01,1.01,{"$f":"AK2974*POWER(CF_cool,AN2974)","v":157.53960334920774},{"$f":"AL2974*POWER(CF_cool,AO2974)","v":168.51251104517246},{"$f":"AM2974*POWER(CF_cool,AP2974)","v":234.34995722096076},34,36,50,{"v":7.115092349573247E-3,"d":"0.01"},{"v":0.007943737615320356,"d":"0.01"},{"v":0.014976095589666906,"d":"0.01"},1.2,6,6.7,9,null,2575,null,{"v":0.8,"d":"80%"},null,null,0,11.8,13.7,21.85,null,1,1,1,157.53960334920774,168.51251104517246,234.34995722096076,null,0,0,0,1,{"$error":"#VALUE!"},0,0,{"$error":"#VALUE!"},0.8146699660963719,0.7561986894808467,null,0.16320641939358696,0.08064538055291112,0.7894714915956607,0.7894714915956607,null,0]
["1951402115",{"$f":"'DBH-Upgrade'!$K$8-$CL2983","v":80},15,1,95,140,21,21.5,0,26,30,45.4,{"v":4390.400000000001,"d":"4390"},{"$f":"IF($B2983>$F2983,0,IF($C2983>$G2983,0,ROUND((((($F2983-$B2983)/100)*IF('DBH-Upgrade'!$K$6='DBH-Upgrade'!$K$8,$BZ2997,($BE2983/(($F2983-18)/100))))+((($B2983-18)/100)*$CA2997))*$CE2997,0)))","v":3510},{"$f":"IF($B2983>$F2983,0,IF($C2983>$G2983,0,ROUND((((($F2983-$B2983)/100)*IF('DBH-Upgrade'!$K$6='DBH-Upgrade'!$K$8,$BZ2997,($BE2983/(($F2983-18)/100))))+((($B2983-18)/100)*$CA2997))*$CD2997,0)))","v":3759},{"$f":"IF($B2983>$F2983,0,IF($C2983>$G2983,0,ROUND(((($F2983-$B2983)/100)*IF('DBH-Upgrade'!$K$6='DBH-Upgrade'!$K$8,$BZ2997,($BE2983/(($F2983-18)/100))))+((($B2983-18)/100)*$CA2997),0)))","v":5274},{"v":1.5,"d":"1.500"},1.05,1.05,1.05,354,{"$f":"IF($B2983>$F2983,0,IF($C2983>$G2983,0,ROUND(((($F2983-$B2983)/100)*(IF('DBH-Upgrade'!$K$6='DBH-Upgrade'!$K$8,$BZ2997,($BE2983/(($F2983-18)/100))))*$CH2997)+((($B2983-18)/100)*$CA2997*$CE2997*$CG2997),0)))","v":552},{"$f":"IF($B2983>$F2983,0,IF($C2983>$G2983,0,ROUND(((($F2983-$B2983)/100)*(IF('DBH-Upgrade'!$K$6='DBH-Upgrade'!$K$8,$BZ2997,($BE2983/(($F2983-18)/100))))*$CH2997)+((($B2983-18)/100)*$CA2997*$CD2997*$CG2997),0)))","v":583},{"$f":"IF($B2983>$F2983,0,IF($C2983>$G2983,0,ROUND(((($F2983-$B2983)/100)*(IF('DBH-Upgrade'!$K$6='DBH-Upgrade'!$K$8,$BZ2997,($BE2983/(($F2983-18)/100))))*$CH2997)+((($B2983-18)/100)*$CA2997*$CG2997),0)))","v":769},18,28,30,40,{"v":2.543820513426122E-3,"d":"0.00"},{"v":0.005900498927033183,"d":"0.01"},{"v":0.00673099562993577,"d":"0.01"},{"v":0.011666080024144185,"d":"0.01"},0.0001276,1.7219,4,0.000514201,{"$f":"IF($B2983>$F2983,0,IF($C2983>$G2983,0,ROUND((((($F2983-$B2983)/100)*IF('DBH-Upgrade'!$K$6='DBH-Upgrade'!$K$8,$CC2997,($BF2983/(($F2983-18)/100))))+((($B2983-18)/100)*$CB2997))*IF($E2983>50,IF($G2983=11,(1-(($E2983-50)*0.005)),IF($G2983=16,(1-(($E2983-50)*0.005)),IF($G2983=21,(1-(($E2983-50)*0.005)),1))),1)*$CE2997,0)))","v":281},{"$f":"IF($B2983>$F2983,0,IF($C2983>$G2983,0,ROUND((((($F2983-$B2983)/100)*IF('DBH-Upgrade'!$K$6='DBH-Upgrade'!$K$8,$CC2997,($BF2983/(($F2983-18)/100))))+((($B2983-18)/100)*$CB2997))*IF($E2983>50,IF($G2983=11,(1-(($E2983-50)*0.005)),IF($G2983=16,(1-(($E2983-50)*0.005)),IF($G2983=21,(1-(($E2983-50)*0.005)),1))),1)*$CD2997,0)))","v":301},{"$f":"IF($B2983>$F2983,0,IF($C2983>$G2983,0,ROUND((((($F2983-$B2983)/100)*IF('DBH-Upgrade'!$K$6='DBH-Upgrade'!$K$8,$CC2997,($BF2983/(($F2983-18)/100))))+((($B2983-18)/100)*$CB2997))*IF($E2983>50,IF($G2983=11,(1-(($E2983-50)*0.005)),IF($G2983=16,(1-(($E2983-50)*0.005)),IF($G2983=21,(1-(($E2983-50)*0.005)),1))),1),0)))","v":423},0.85,0.85,0.85,{"$f":"AK2983*POWER(CF_cool,AN2983)","v":228.90822920908104},{"$f":"AL2983*POWER(CF_cool,AO2983)","v":245.20062986453163},{"$f":"AM2983*POWER(CF_cool,AP2983)","v":344.5842738627803},49,53,74,{"v":0.017209683409352635,"d":"0.02"},{"v":0.02000504325128923,"d":"0.02"},{"v":0.03798786599617582,"d":"0.04"},3.7,6,6.7,9,null,{"$f":"$BE333","v":5488},null,{"v":0.8,"d":"80%"},null,null,0,11.8,13.7,21.85,null,1,1,1,228.90822920908104,245.20062986453163,344.5842738627803,null,0,0,0,1,3238,4735,725,75,0.7254135990953521,0.6774634004202911,null,0.15781864009190116,0.08064538055291112,0.7952052041594007,0.7952052041594007,null,0]
["220701515",{"$f":"'DBH-Upgrade'!$K$8-$CL2988","v":70},15,2,20,70,15,16.5,0,26,30,41.1,{"v":581.6,"d":"582"},{"$f":"IF($B2988>$F2988,0,IF($C2988>$G2988,0,ROUND((((($F2988-$B2988)/100)*IF('DBH-Upgrade'!$K$6='DBH-Upgrade'!$K$8,$BZ3002,($BE2988/(($F2988-18)/100))))+((($B2988-18)/100)*$CA3002))*$CE3002,0)))","v":1185},{"$f":"IF($B2988>$F2988,0,IF($C2988>$G2988,0,ROUND((((($F2988-$B2988)/100)*IF('DBH-Upgrade'!$K$6='DBH-Upgrade'!$K$8,$BZ3002,($BE2988/(($F2988-18)/100))))+((($B2988-18)/100)*$CA3002))*$CD3002,0)))","v":1272},{"$f":"IF($B2988>$F2988,0,IF($C2988>$G2988,0,ROUND(((($F2988-$B2988)/100)*IF('DBH-Upgrade'!$K$6='DBH-Upgrade'!$K$8,$BZ3002,($BE2988/(($F2988-18)/100))))+((($B2988-18)/100)*$CA3002),0)))","v":1684},{"v":1.5,"d":"1.500"},1.08,1.08,1.08,47,{"$f":"IF($B2988>$F2988,0,IF($C2988>$G2988,0,ROUND(((($F2988-$B2988)/100)*(IF('DBH-Upgrade'!$K$6='DBH-Upgrade'!$K$8,$BZ3002,($BE2988/(($F2988-18)/100))))*$CH3002)+((($B2988-18)/100)*$CA3002*$CE3002*$CG3002),0)))","v":193},{"$f":"IF($B2988>$F2988,0,IF($C2988>$G2988,0,ROUND(((($F2988-$B2988)/100)*(IF('DBH-Upgrade'!$K$6='DBH-Upgrade'!$K$8,$BZ3002,($BE2988/(($F2988-18)/100))))*$CH3002)+((($B2988-18)/100)*$CA3002*$CD3002*$CG3002),0)))","v":208},{"$f":"IF($B2988>$F2988,0,IF($C2988>$G2988,0,ROUND(((($F2988-$B2988)/100)*(IF('DBH-Upgrade'!$K$6='DBH-Upgrade'!$K$8,$BZ3002,($BE2988/(($F2988-18)/100))))*$CH3002)+((($B2988-18)/100)*$CA3002*$CG3002),0)))","v":275},2,10,11,14,{"v":2.5602567156577395E-5,"d":"0.00"},{"v":5.728244370103823E-4,"d":"0.00"},{"v":6.8934050598584761E-4,"d":"0.00"},{"v":1.1018369256754442E-3,"d":"0.00"},0.0002083,1.724,2,0.000461829,{"$f":"IF($B2988>$F2988,0,IF($C2988>$G2988,0,ROUND((((($F2988-$B2988)/100)*IF('DBH-Upgrade'!$K$6='DBH-Upgrade'!$K$8,$CC3002,($BF2988/(($F2988-18)/100))))+((($B2988-18)/100)*$CB3002))*IF($E2988>50,IF($G2988=11,(1-(($E2988-50)*0.005)),IF($G2988=16,(1-(($E2988-50)*0.005)),IF($G2988=21,(1-(($E2988-50)*0.005)),1))),1)*$CE3002,0)))","v":162},{"$f":"IF($B2988>$F2988,0,IF($C2988>$G2988,0,ROUND((((($F2988-$B2988)/100)*IF('DBH-Upgrade'!$K$6='DBH-Upgrade'!$K$8,$CC3002,($BF2988/(($F2988-18)/100))))+((($B2988-18)/100)*$CB3002))*IF($E2988>50,IF($G2988=11,(1-(($E2988-50)*0.005)),IF($G2988=16,(1-(($E2988-50)*0.005)),IF($G2988=21,(1-(($E2988-50)*0.005)),1))),1)*$CD3002,0)))","v":174},{"$f":"IF($B2988>$F2988,0,IF($C2988>$G2988,0,ROUND((((($F2988-$B2988)/100)*IF('DBH-Upgrade'!$K$6='DBH-Upgrade'!$K$8,$CC3002,($BF2988/(($F2988-18)/100))))+((($B2988-18)/100)*$CB3002))*IF($E2988>50,IF($G2988=11,(1-(($E2988-50)*0.005)),IF($G2988=16,(1-(($E2988-50)*0.005)),IF($G2988=21,(1-(($E2988-50)*0.005)),1))),1),0)))","v":230},1.01,1.01,1.01,{"$f":"AK2988*POWER(CF_cool,AN2988)","v":126.9722176247346},{"$f":"AL2988*POWER(CF_cool,AO2988)","v":136.37756707841862},{"$f":"AM2988*POWER(CF_cool,AP2988)","v":180.2691978622775},27,29,39,{"v":3.9657316499787385E-3,"d":"0.00"},{"v":0.004559994904291638,"d":"0.00"},{"v":0.008140005545030905,"d":"0.01"},0.7,6,6.7,9,null,727,null,{"v":0.8,"d":"80%"},null,null,0,11.8,13.7,21.85,null,1,1,1,126.9722176247346,136.37756707841862,180.2691978622775,null,0,0,0,1,1615,3238,442,63,0.718791222592855,0.671228725846115,null,0.16320641939358696,0.08064538055291112,0.783779121140337,0.783779121140337,null,10]
["220902015",{"$f":"'DBH-Upgrade'!$K$8-$CL2995","v":80},15,2,20,90,20,21.5,0,26,30,43.3,1004,{"$f":"IF($B2995>$F2995,0,IF($C2995>$G2995,0,ROUND((((($F2995-$B2995)/100)*IF('DBH-Upgrade'!$K$6='DBH-Upgrade'!$K$8,$BZ3009,($BE2995/(($F2995-18)/100))))+((($B2995-18)/100)*$CA3009))*$CE3009,0)))","v":2098},{"$f":"IF($B2995>$F2995,0,IF($C2995>$G2995,0,ROUND((((($F2995-$B2995)/100)*IF('DBH-Upgrade'!$K$6='DBH-Upgrade'!$K$8,$BZ3009,($BE2995/(($F2995-18)/100))))+((($B2995-18)/100)*$CA3009))*$CD3009,0)))","v":2257},{"$f":"IF($B2995>$F2995,0,IF($C2995>$G2995,0,ROUND(((($F2995-$B2995)/100)*IF('DBH-Upgrade'!$K$6='DBH-Upgrade'!$K$8,$BZ3009,($BE2995/(($F2995-18)/100))))+((($B2995-18)/100)*$CA3009),0)))","v":2748},{"v":1.5,"d":"1.500"},1.08,1.08,1.08,81,{"$f":"IF($B2995>$F2995,0,IF($C2995>$G2995,0,ROUND(((($F2995-$B2995)/100)*(IF('DBH-Upgrade'!$K$6='DBH-Upgrade'!$K$8,$BZ3009,($BE2995/(($F2995-18)/100))))*$CH3009)+((($B2995-18)/100)*$CA3009*$CE3009*$CG3009),0)))","v":332},{"$f":"IF($B2995>$F2995,0,IF($C2995>$G2995,0,ROUND(((($F2995-$B2995)/100)*(IF('DBH-Upgrade'!$K$6='DBH-Upgrade'!$K$8,$BZ3009,($BE2995/(($F2995-18)/100))))*$CH3009)+((($B2995-18)/100)*$CA3009*$CD3009*$CG3009),0)))","v":356},{"$f":"IF($B2995>$F2995,0,IF($C2995>$G2995,0,ROUND(((($F2995-$B2995)/100)*(IF('DBH-Upgrade'!$K$6='DBH-Upgrade'!$K$8,$BZ3009,($BE2995/(($F2995-18)/100))))*$CH3009)+((($B2995-18)/100)*$CA3009*$CG3009),0)))","v":430},4,17,18,22,{"v":7.9626458170980769E-5,"d":"0.00"},{"v":1.3151446240857827E-3,"d":"0.00"},{"v":1.4700246025578616E-3,"d":"0.00"},{"v":0.002173729287856146,"d":"0.00"},0.0001276,1.7219,2,3.76611E-4,{"$f":"IF($B2995>$F2995,0,IF($C2995>$G2995,0,ROUND((((($F2995-$B2995)/100)*IF('DBH-Upgrade'!$K$6='DBH-Upgrade'!$K$8,$CC3009,($BF2995/(($F2995-18)/100))))+((($B2995-18)/100)*$CB3009))*IF($E2995>50,IF($G2995=11,(1-(($E2995-50)*0.005)),IF($G2995=16,(1-(($E2995-50)*0.005)),IF($G2995=21,(1-(($E2995-50)*0.005)),1))),1)*$CE3009,0)))","v":244},{"$f":"IF($B2995>$F2995,0,IF($C2995>$G2995,0,ROUND((((($F2995-$B2995)/100)*IF('DBH-Upgrade'!$K$6='DBH-Upgrade'!$K$8,$CC3009,($BF2995/(($F2995-18)/100))))+((($B2995-18)/100)*$CB3009))*IF($E2995>50,IF($G2995=11,(1-(($E2995-50)*0.005)),IF($G2995=16,(1-(($E2995-50)*0.005)),IF($G2995=21,(1-(($E2995-50)*0.005)),1))),1)*$CD3009,0)))","v":262},{"$f":"IF($B2995>$F2995,0,IF($C2995>$G2995,0,ROUND((((($F2995-$B2995)/100)*IF('DBH-Upgrade'!$K$6='DBH-Upgrade'!$K$8,$CC3009,($BF2995/(($F2995-18)/100))))+((($B2995-18)/100)*$CB3009))*IF($E2995>50,IF($G2995=11,(1-(($E2995-50)*0.005)),IF($G2995=16,(1-(($E2995-50)*0.005)),IF($G2995=21,(1-(($E2995-50)*0.005)),1))),1),0)))","v":319},0.95,0.95,0.95,{"$f":"AK2995*POWER(CF_cool,AN2995)","v":194.03006981489375},{"$f":"AL2995*POWER(CF_cool,AO2995)","v":208.34376348976298},{"$f":"AM2995*POWER(CF_cool,AP2995)","v":253.6704601268488},42,45,55,{"v":0.007690059318392718,"d":"0.01"},{"v":0.00880214222445144,"d":"0.01"},{"v":0.013041178410093179,"d":"0.01"},1.2,6,6.7,9,null,1255,null,{"v":0.8,"d":"80%"},null,null,0,11.8,13.7,21.85,null,1,1,1,194.03006981489375,208.34376348976298,253.6704601268488,null,0,0,0,1,3238,4735,725,75,0.7127093372490777,0.6655050705360576,null,0.15781864009190116,0.08064538055291112,0.7952052041594007,0.7952052041594007,null,0]
["2201101515",{"$f":"'DBH-Upgrade'!$K$8-$CL3000","v":70},15,2,20,110,15,16.5,0,26,30,44.1,{"v":913.6,"d":"914"},{"$f":"IF($B3000>$F3000,0,IF($C3000>$G3000,0,ROUND((((($F3000-$B3000)/100)*IF('DBH-Upgrade'!$K$6='DBH-Upgrade'!$K$8,$BZ3014,($BE3000/(($F3000-18)/100))))+((($B3000-18)/100)*$CA3014))*$CE3014,0)))","v":1578},{"$f":"IF($B3000>$F3000,0,IF($C3000>$G3000,0,ROUND((((($F3000-$B3000)/100)*IF('DBH-Upgrade'!$K$6='DBH-Upgrade'!$K$8,$BZ3014,($BE3000/(($F3000-18)/100))))+((($B3000-18)/100)*$CA3014))*$CD3014,0)))","v":1690},{"$f":"IF($B3000>$F3000,0,IF($C3000>$G3000,0,ROUND(((($F3000-$B3000)/100)*IF('DBH-Upgrade'!$K$6='DBH-Upgrade'!$K$8,$BZ3014,($BE3000/(($F3000-18)/100))))+((($B3000-18)/100)*$CA3014),0)))","v":2330},{"v":1.5,"d":"1.500"},1.08,1.08,1.08,74,{"$f":"IF($B3000>$F3000,0,IF($C3000>$G3000,0,ROUND(((($F3000-$B3000)/100)*(IF('DBH-Upgrade'!$K$6='DBH-Upgrade'!$K$8,$BZ3014,($BE3000/(($F3000-18)/100))))*$CH3014)+((($B3000-18)/100)*$CA3014*$CE3014*$CG3014),0)))","v":238},{"$f":"IF($B3000>$F3000,0,IF($C3000>$G3000,0,ROUND(((($F3000-$B3000)/100)*(IF('DBH-Upgrade'!$K$6='DBH-Upgrade'!$K$8,$BZ3014,($BE3000/(($F3000-18)/100))))*$CH3014)+((($B3000-18)/100)*$CA3014*$CD3014*$CG3014),0)))","v":251},{"$f":"IF($B3000>$F3000,0,IF($C3000>$G3000,0,ROUND(((($F3000-$B3000)/100)*(IF('DBH-Upgrade'!$K$6='DBH-Upgrade'!$K$8,$BZ3014,($BE3000/(($F3000-18)/100))))*$CH3014)+((($B3000-18)/100)*$CA3014*$CG3014),0)))","v":327},4,12,13,17,{"v":1.1500939842300007E-4,"d":"0.00"},{"v":9.348147240127346E-4,"d":"0.00"},{"v":1.0898499196498935E-3,"d":"0.00"},{"v":1.8240485004619585E-3,"d":"0.00"},0.0002083,1.724,2,0.000461829,{"$f":"IF($B3000>$F3000,0,IF($C3000>$G3000,0,ROUND((((($F3000-$B3000)/100)*IF('DBH-Upgrade'!$K$6='DBH-Upgrade'!$K$8,$CC3014,($BF3000/(($F3000-18)/100))))+((($B3000-18)/100)*$CB3014))*IF($E3000>50,IF($G3000=11,(1-(($E3000-50)*0.005)),IF($G3000=16,(1-(($E3000-50)*0.005)),IF($G3000=21,(1-(($E3000-50)*0.005)),1))),1)*$CE3014,0)))","v":173},{"$f":"IF($B3000>$F3000,0,IF($C3000>$G3000,0,ROUND((((($F3000-$B3000)/100)*IF('DBH-Upgrade'!$K$6='DBH-Upgrade'!$K$8,$CC3014,($BF3000/(($F3000-18)/100))))+((($B3000-18)/100)*$CB3014))*IF($E3000>50,IF($G3000=11,(1-(($E3000-50)*0.005)),IF($G3000=16,(1-(($E3000-50)*0.005)),IF($G3000=21,(1-(($E3000-50)*0.005)),1))),1)*$CD3014,0)))","v":185},{"$f":"IF($B3000>$F3000,0,IF($C3000>$G3000,0,ROUND((((($F3000-$B3000)/100)*IF('DBH-Upgrade'!$K$6='DBH-Upgrade'!$K$8,$CC3014,($BF3000/(($F3000-18)/100))))+((($B3000-18)/100)*$CB3014))*IF($E3000>50,IF($G3000=11,(1-(($E3000-50)*0.005)),IF($G3000=16,(1-(($E3000-50)*0.005)),IF($G3000=21,(1-(($E3000-50)*0.005)),1))),1),0)))","v":255},1.01,1.01,1.01,{"$f":"AK3000*POWER(CF_cool,AN3000)","v":135.5937879572783},{"$f":"AL3000*POWER(CF_cool,AO3000)","v":144.99913741096233},{"$f":"AM3000*POWER(CF_cool,AP3000)","v":199.86367589078594},29,31,43,{"v":0.005102219833853966,"d":"0.01"},{"v":0.005803233673929412,"d":"0.01"},{"v":0.010924092523862412,"d":"0.01"},1.1,6,6.7,9,null,1142,null,{"v":0.8,"d":"80%"},null,null,0,11.8,13.7,21.85,null,1,1,1,135.5937879572783,144.99913741096233,199.86367589078594,null,0,0,0,1,2298,4062,502,78,0.8452517014716241,0.78929861482599,null,0.16320641939358696,0.08064538055291112,0.7952052041594007,0.7952052041594007,null,10]
["2201601015",{"$f":"'DBH-Upgrade'!$K$8-$CL3008","v":80},15,2,20,160,10,11.5,0,26,30,46.4,{"v":818.1,"d":"818"},{"$f":"IF($B3008>$F3008,0,IF($C3008>$G3008,0,ROUND((((($F3008-$B3008)/100)*IF('DBH-Upgrade'!$K$6='DBH-Upgrade'!$K$8,$BZ3022,($BE3008/(($F3008-18)/100))))+((($B3008-18)/100)*$CA3022))*$CE3022,0)))","v":0},{"$f":"IF($B3008>$F3008,0,IF($C3008>$G3008,0,ROUND((((($F3008-$B3008)/100)*IF('DBH-Upgrade'!$K$6='DBH-Upgrade'!$K$8,$BZ3022,($BE3008/(($F3008-18)/100))))+((($B3008-18)/100)*$CA3022))*$CD3022,0)))","v":0},{"$f":"IF($B3008>$F3008,0,IF($C3008>$G3008,0,ROUND(((($F3008-$B3008)/100)*IF('DBH-Upgrade'!$K$6='DBH-Upgrade'!$K$8,$BZ3022,($BE3008/(($F3008-18)/100))))+((($B3008-18)/100)*$CA3022),0)))","v":0},{"v":1.5,"d":"1.500"},1.08,1.08,1.08,66,{"$f":"IF($B3008>$F3008,0,IF($C3008>$G3008,0,ROUND(((($F3008-$B3008)/100)*(IF('DBH-Upgrade'!$K$6='DBH-Upgrade'!$K$8,$BZ3022,($BE3008/(($F3008-18)/100))))*$CH3022)+((($B3008-18)/100)*$CA3022*$CE3022*$CG3022),0)))","v":0},{"$f":"IF($B3008>$F3008,0,IF($C3008>$G3008,0,ROUND(((($F3008-$B3008)/100)*(IF('DBH-Upgrade'!$K$6='DBH-Upgrade'!$K$8,$BZ3022,($BE3008/(($F3008-18)/100))))*$CH3022)+((($B3008-18)/100)*$CA3022*$CD3022*$CG3022),0)))","v":0},{"$f":"IF($B3008>$F3008,0,IF($C3008>$G3008,0,ROUND(((($F3008-$B3008)/100)*(IF('DBH-Upgrade'!$K$6='DBH-Upgrade'!$K$8,$BZ3022,($BE3008/(($F3008-18)/100))))*$CH3022)+((($B3008-18)/100)*$CA3022*$CG3022),0)))","v":0},3,0,0,0,{"v":1.0855757458359622E-4,"d":"0.00"},{"v":0,"d":"0.00"},{"v":0,"d":"0.00"},{"v":0,"d":"0.00"},3.969E-4,1.7346,2,0.000367347,{"$f":"IF($B3008>$F3008,0,IF($C3008>$G3008,0,ROUND((((($F3008-$B3008)/100)*IF('DBH-Upgrade'!$K$6='DBH-Upgrade'!$K$8,$CC3022,($BF3008/(($F3008-18)/100))))+((($B3008-18)/100)*$CB3022))*IF($E3008>50,IF($G3008=11,(1-(($E3008-50)*0.005)),IF($G3008=16,(1-(($E3008-50)*0.005)),IF($G3008=21,(1-(($E3008-50)*0.005)),1))),1)*$CE3022,0)))","v":0},{"$f":"IF($B3008>$F3008,0,IF($C3008>$G3008,0,ROUND((((($F3008-$B3008)/100)*IF('DBH-Upgrade'!$K$6='DBH-Upgrade'!$K$8,$CC3022,($BF3008/(($F3008-18)/100))))+((($B3008-18)/100)*$CB3022))*IF($E3008>50,IF($G3008=11,(1-(($E3008-50)*0.005)),IF($G3008=16,(1-(($E3008-50)*0.005)),IF($G3008=21,(1-(($E3008-50)*0.005)),1))),1)*$CD3022,0)))","v":0},{"$f":"IF($B3008>$F3008,0,IF($C3008>$G3008,0,ROUND((((($F3008-$B3008)/100)*IF('DBH-Upgrade'!$K$6='DBH-Upgrade'!$K$8,$CC3022,($BF3008/(($F3008-18)/100))))+((($B3008-18)/100)*$CB3022))*IF($E3008>50,IF($G3008=11,(1-(($E3008-50)*0.005)),IF($G3008=16,(1-(($E3008-50)*0.005)),IF($G3008=21,(1-(($E3008-50)*0.005)),1))),1),0)))","v":0},0.98,0.98,0.98,{"$f":"AK3008*POWER(CF_cool,AN3008)","v":0},{"$f":"AL3008*POWER(CF_cool,AO3008)","v":0},{"$f":"AM3008*POWER(CF_cool,AP3008)","v":0},0,0,0,{"v":0,"d":"0.00"},{"v":0,"d":"0.00"},{"v":0,"d":"0.00"},1.1,6,6.7,9,null,909,null,{"v":0.9,"d":"90%"},null,null,0,11.8,13.7,21.85,null,1,1,1,0,0,0,null,0,0,0,1,1615,3238,442,63,0.7342980293974435,0.6854011253923185,null,0.16320641939358696,0.08064538055291112,0.783779121140337,0.783779121140337,null,0]
["2202002015",{"$f":"'DBH-Upgrade'!$K$8-$CL3016","v":80},15,2,20,200,20,21.5,0,26,30,47.1,{"v":2230.4,"d":"2230"},{"$f":"IF($B3016>$F3016,0,IF($C3016>$G3016,0,ROUND((((($F3016-$B3016)/100)*IF('DBH-Upgrade'!$K$6='DBH-Upgrade'!$K$8,$BZ3030,($BE3016/(($F3016-18)/100))))+((($B3016-18)/100)*$CA3030))*$CE3030,0)))","v":3722},{"$f":"IF($B3016>$F3016,0,IF($C3016>$G3016,0,ROUND((((($F3016-$B3016)/100)*IF('DBH-Upgrade'!$K$6='DBH-Upgrade'!$K$8,$BZ3030,($BE3016/(($F3016-18)/100))))+((($B3016-18)/100)*$CA3030))*$CD3030,0)))","v":4057},{"$f":"IF($B3016>$F3016,0,IF($C3016>$G3016,0,ROUND(((($F3016-$B3016)/100)*IF('DBH-Upgrade'!$K$6='DBH-Upgrade'!$K$8,$BZ3030,($BE3016/(($F3016-18)/100))))+((($B3016-18)/100)*$CA3030),0)))","v":5276},{"v":1.5,"d":"1.500"},1.08,1.08,1.08,180,{"$f":"IF($B3016>$F3016,0,IF($C3016>$G3016,0,ROUND(((($F3016-$B3016)/100)*(IF('DBH-Upgrade'!$K$6='DBH-Upgrade'!$K$8,$BZ3030,($BE3016/(($F3016-18)/100))))*$CH3030)+((($B3016-18)/100)*$CA3030*$CE3030*$CG3030),0)))","v":512},{"$f":"IF($B3016>$F3016,0,IF($C3016>$G3016,0,ROUND(((($F3016-$B3016)/100)*(IF('DBH-Upgrade'!$K$6='DBH-Upgrade'!$K$8,$BZ3030,($BE3016/(($F3016-18)/100))))*$CH3030)+((($B3016-18)/100)*$CA3030*$CD3030*$CG3030),0)))","v":538},{"$f":"IF($B3016>$F3016,0,IF($C3016>$G3016,0,ROUND(((($F3016-$B3016)/100)*(IF('DBH-Upgrade'!$K$6='DBH-Upgrade'!$K$8,$BZ3030,($BE3016/(($F3016-18)/100))))*$CH3030)+((($B3016-18)/100)*$CA3030*$CG3030),0)))","v":633},9,26,28,33,{"v":5.030312033499284E-4,"d":"0.00"},{"v":0.003762996120512152,"d":"0.00"},{"v":4.3341866622359825E-3,"d":"0.00"},{"v":0.005930942077908127,"d":"0.01"},0.0001276,1.7219,2,3.76611E-4,{"$f":"IF($B3016>$F3016,0,IF($C3016>$G3016,0,ROUND((((($F3016-$B3016)/100)*IF('DBH-Upgrade'!$K$6='DBH-Upgrade'!$K$8,$CC3030,($BF3016/(($F3016-18)/100))))+((($B3016-18)/100)*$CB3030))*IF($E3016>50,IF($G3016=11,(1-(($E3016-50)*0.005)),IF($G3016=16,(1-(($E3016-50)*0.005)),IF($G3016=21,(1-(($E3016-50)*0.005)),1))),1)*$CE3030,0)))","v":286},{"$f":"IF($B3016>$F3016,0,IF($C3016>$G3016,0,ROUND((((($F3016-$B3016)/100)*IF('DBH-Upgrade'!$K$6='DBH-Upgrade'!$K$8,$CC3030,($BF3016/(($F3016-18)/100))))+((($B3016-18)/100)*$CB3030))*IF($E3016>50,IF($G3016=11,(1-(($E3016-50)*0.005)),IF($G3016=16,(1-(($E3016-50)*0.005)),IF($G3016=21,(1-(($E3016-50)*0.005)),1))),1)*$CD3030,0)))","v":311},{"$f":"IF($B3016>$F3016,0,IF($C3016>$G3016,0,ROUND((((($F3016-$B3016)/100)*IF('DBH-Upgrade'!$K$6='DBH-Upgrade'!$K$8,$CC3030,($BF3016/(($F3016-18)/100))))+((($B3016-18)/100)*$CB3030))*IF($E3016>50,IF($G3016=11,(1-(($E3016-50)*0.005)),IF($G3016=16,(1-(($E3016-50)*0.005)),IF($G3016=21,(1-(($E3016-50)*0.005)),1))),1),0)))","v":405},0.95,0.95,0.95,{"$f":"AK3016*POWER(CF_cool,AN3016)","v":227.4286883895886},{"$f":"AL3016*POWER(CF_cool,AO3016)","v":247.3088184935736},{"$f":"AM3016*POWER(CF_cool,AP3016)","v":322.0581076845573},49,53,69,{"v":0.012637593351545896,"d":"0.01"},{"v":0.014689727215794588,"d":"0.01"},{"v":0.024379518109628677,"d":"0.02"},2.7,6,6.7,9,null,2788,null,{"v":0.8,"d":"80%"},null,null,0,11.8,13.7,21.85,null,1,1,1,227.4286883895886,247.3088184935736,322.0581076845573,null,0,0,0,1,{"$error":"#VALUE!"},{"$f":"ROUND(IF($C3002=10,IF($G3002=10,2539,IF($G3002=11,3445,IF($G3002=15,2539*1.3,IF($G3002=16,3445*1.3,IF($G3002=20,(2539*1.45),IF($G3002=21,(3445*1.55))))))),IF($C3002=15,IF($G3002=10,0,IF($G3002=11,0,IF($G3002=15,3238,IF($G3002=16,4735,IF($G3002=20,4062,IF($G3002=21,6098)))))))),0)","v":0},{"$f":"ROUND(IF($C3002=10,IF($G3002=10,352,IF($G3002=11,577,IF($G3002=15,442*1.15,IF($G3002=16,725*1.15,IF($G3002=20,(352*1.3),IF($G3002=21,(577*1.3))))))),IF($C3002=15,IF($G3002=10,0,IF($G3002=11,0,IF($G3002=15,442,IF($G3002=16,725,IF($G3002=20,502,IF($G3002=21,791)))))))),0)","v":0},{"$error":"#VALUE!"},0.8030103878625993,0.7433030653966308,null,{"$f":"POWER((($S$1-$S$2)/LN(($S$1-$S$3)/($S$2-$S$3)))/((75-65)/LN((75-20)/(65-20))),R3002)","v":0.16320641939358696},{"$f":"POWER((($S$1-$S$2)/LN(($S$1-$S$3)/($S$2-$S$3)))/((75-65)/LN((75-20)/(65-20))),Q3002)","v":0.08064538055291112},{"$f":"POWER((($AT$1-$AT$2)/LN(($AT$1-$AT$3)/($AT$2-$AT$3)))/((16-18)/LN((16-27)/(18-27))),AP3002)","v":0.7894714915956607},{"$f":"POWER((($AT$1-$AT$2)/LN(($AT$1-$AT$3)/($AT$2-$AT$3)))/((16-18)/LN((16-27)/(18-27))),AP3002)","v":0.7894714915956607},null,0]
["2202201515",{"$f":"'DBH-Upgrade'!$K$8-$CL3018","v":80},15,2,20,220,15,16.5,0,26,30,47.8,{"v":1827.2,"d":"1827"},{"$f":"IF($B3018>$F3018,0,IF($C3018>$G3018,0,ROUND((((($F3018-$B3018)/100)*IF('DBH-Upgrade'!$K$6='DBH-Upgrade'!$K$8,$BZ3032,($BE3018/(($F3018-18)/100))))+((($B3018-18)/100)*$CA3032))*$CE3032,0)))","v":2808},{"$f":"IF($B3018>$F3018,0,IF($C3018>$G3018,0,ROUND((((($F3018-$B3018)/100)*IF('DBH-Upgrade'!$K$6='DBH-Upgrade'!$K$8,$BZ3032,($BE3018/(($F3018-18)/100))))+((($B3018-18)/100)*$CA3032))*$CD3032,0)))","v":2925},{"$f":"IF($B3018>$F3018,0,IF($C3018>$G3018,0,ROUND(((($F3018-$B3018)/100)*IF('DBH-Upgrade'!$K$6='DBH-Upgrade'!$K$8,$BZ3032,($BE3018/(($F3018-18)/100))))+((($B3018-18)/100)*$CA3032),0)))","v":4269},{"v":1.5,"d":"1.500"},{"$f":"IF($G3018=10,1.08,IF($G3018=11,1.1,IF($G3018=15,1.08,IF($G3018=16,1.1,IF($G3018=20,1.08,IF($G3018=21,1.05))))))","v":1.08},1.08,1.08,147,{"$f":"IF($B3018>$F3018,0,IF($C3018>$G3018,0,ROUND(((($F3018-$B3018)/100)*(IF('DBH-Upgrade'!$K$6='DBH-Upgrade'!$K$8,$BZ3032,($BE3018/(($F3018-18)/100))))*$CH3032)+((($B3018-18)/100)*$CA3032*$CE3032*$CG3032),0)))","v":398},{"$f":"IF($B3018>$F3018,0,IF($C3018>$G3018,0,ROUND(((($F3018-$B3018)/100)*(IF('DBH-Upgrade'!$K$6='DBH-Upgrade'!$K$8,$BZ3032,($BE3018/(($F3018-18)/100))))*$CH3032)+((($B3018-18)/100)*$CA3032*$CD3032*$CG3032),0)))","v":407},{"$f":"IF($B3018>$F3018,0,IF($C3018>$G3018,0,ROUND(((($F3018-$B3018)/100)*(IF('DBH-Upgrade'!$K$6='DBH-Upgrade'!$K$8,$BZ3032,($BE3018/(($F3018-18)/100))))*$CH3032)+((($B3018-18)/100)*$CA3032*$CG3032),0)))","v":510},8,21,21,26,{"v":5.9227772889418925E-4,"d":"0.00"},{"v":3.5935563504926075E-3,"d":"0.00"},{"v":3.5935563504926075E-3,"d":"0.00"},{"v":5.368304503363619E-3,"d":"0.01"},{"$f":"IF($G3018=$CO$103,CP$103,IF($G3018=$CO$104,CP$104,IF($G3018=$CO$105,CP$105,IF($G3018=$CO$107,CP$107,IF($G3018=$CO$108,CP$108,IF($G3018=$CO$109,CP$109,IF($G3018=$CO$111,CP$111,IF($G3018=$CO$112,CP$112,IF($G3018=$CO$113,CP$113,IF($G3018=$CO$115,CP$115,IF($G3018=$CO$116,CP$116,IF($G3018=$CO$117,CP$117,IF($G3018=$CO$119,CP$119,IF($G3018=$CO$120,CP$120,))))))))))))))","v":0.0002083},{"$f":"IF($G3018=$CO$103,CQ$103,IF($G3018=$CO$104,CQ$104,IF($G3018=$CO$105,CQ$105,IF($G3018=$CO$107,CQ$107,IF($G3018=$CO$108,CQ$108,IF($G3018=$CO$109,CQ$109,IF($G3018=$CO$111,CQ$111,IF($G3018=$CO$112,CQ$112,IF($G3018=$CO$113,CQ$113,IF($G3018=$CO$115,CQ$115,IF($G3018=$CO$116,CQ$116,IF($G3018=$CO$117,CQ$117,IF($G3018=$CO$119,CQ$119,IF($G3018=$CO$120,CQ$120,))))))))))))))","v":1.724},{"$f":"IF($G3018=$CO$103,CR$103,IF($G3018=$CO$104,CR$104,IF($G3018=$CO$105,CR$105,IF($G3018=$CO$107,CR$107,IF($G3018=$CO$108,CR$108,IF($G3018=$CO$109,CR$109,IF($G3018=$CO$111,CR$111,IF($G3018=$CO$112,CR$112,IF($G3018=$CO$113,CR$113,IF($G3018=$CO$115,CR$115,IF($G3018=$CO$116,CR$116,IF($G3018=$CO$117,CR$117,IF($G3018=$CO$119,CR$119,IF($G3018=$CO$120,CR$120,))))))))))))))","v":2},{"$f":"IF($G3018=$CO$103,CS$103,IF($G3018=$CO$104,CS$104,IF($G3018=$CO$105,CS$105,IF($G3018=$CO$107,CS$107,IF($G3018=$CO$108,CS$108,IF($G3018=$CO$109,CS$109,IF($G3018=$CO$111,CS$111,IF($G3018=$CO$112,CS$112,IF($G3018=$CO$113,CS$113,IF($G3018=$CO$115,CS$115,IF($G3018=$CO$116,CS$116,IF($G3018=$CO$117,CS$117,IF($G3018=$CO$119,CS$119,IF($G3018=$CO$120,CS$120,))))))))))))))","v":0.000461829},{"$f":"IF($B3018>$F3018,0,IF($C3018>$G3018,0,ROUND((((($F3018-$B3018)/100)*IF('DBH-Upgrade'!$K$6='DBH-Upgrade'!$K$8,$CC3032,($BF3018/(($F3018-18)/100))))+((($B3018-18)/100)*$CB3032))*IF($E3018>50,IF($G3018=11,(1-(($E3018-50)*0.005)),IF($G3018=16,(1-(($E3018-50)*0.005)),IF($G3018=21,(1-(($E3018-50)*0.005)),1))),1)*$CE3032,0)))","v":238},{"$f":"IF($B3018>$F3018,0,IF($C3018>$G3018,0,ROUND((((($F3018-$B3018)/100)*IF('DBH-Upgrade'!$K$6='DBH-Upgrade'!$K$8,$CC3032,($BF3018/(($F3018-18)/100))))+((($B3018-18)/100)*$CB3032))*IF($E3018>50,IF($G3018=11,(1-(($E3018-50)*0.005)),IF($G3018=16,(1-(($E3018-50)*0.005)),IF($G3018=21,(1-(($E3018-50)*0.005)),1))),1)*$CD3032,0)))","v":248},{"$f":"IF($B3018>$F3018,0,IF($C3018>$G3018,0,ROUND((((($F3018-$B3018)/100)*IF('DBH-Upgrade'!$K$6='DBH-Upgrade'!$K$8,$CC3032,($BF3018/(($F3018-18)/100))))+((($B3018-18)/100)*$CB3032))*IF($E3018>50,IF($G3018=11,(1-(($E3018-50)*0.005)),IF($G3018=16,(1-(($E3018-50)*0.005)),IF($G3018=21,(1-(($E3018-50)*0.005)),1))),1),0)))","v":362},1.01,1.01,1.01,{"$f":"AK3018*POWER(CF_cool,AN3018)","v":186.5394308314002},{"$f":"AL3018*POWER(CF_cool,AO3018)","v":194.37722204280357},{"$f":"AM3018*POWER(CF_cool,AP3018)","v":283.728041852802},40,42,61,{"v":0.01209346849171659,"d":"0.01"},{"v":0.013261497470648325,"d":"0.01"},{"v":0.026884279017675265,"d":"0.03"},{"$f":"ROUND(IF(G3018=10,$CO$92*F3018,IF(G3018=11,$CO$93*F3018,IF(G3018=15,$CO$94*F3018,IF(G3018=16,$CO$95*F3018,IF(G3018=20,$CO$96*F3018,IF(G3018=21,$CO$97*F3018,)))))),1)","v":2.2},6,6.7,9,null,2284,null,{"v":0.8,"d":"80%"},null,null,0,11.8,13.7,21.85,null,1,1,1,186.5394308314002,{"$f":"AR3018/BP3018","v":194.37722204280357},{"$f":"AS3018/BQ3018","v":283.728041852802},null,{"$f":"BR3018-AQ3018","v":0},{"$f":"BS3018-AR3018","v":0},{"$f":"BT3018-AS3018","v":0},1,2298,4062,502,78,0.8030103878625993,0.7433030653966308,null,0.16320641939358696,0.08064538055291112,0.7952052041594007,0.7952052041594007,null,0]
["2202802015",{"$f":"'DBH-Upgrade'!$K$8-$CL3028","v":80},15,2,20,280,20,21.5,0,26,30,48.9,{"v":3122.4,"d":"3122"},{"$f":"IF($B3028>$F3028,0,IF($C3028>$G3028,0,ROUND((((($F3028-$B3028)/100)*IF('DBH-Upgrade'!$K$6='DBH-Upgrade'!$K$8,$BZ3042,($BE3028/(($F3028-18)/100))))+((($B3028-18)/100)*$CA3042))*$CE3042,0)))","v":4838},{"$f":"IF($B3028>$F3028,0,IF($C3028>$G3028,0,ROUND((((($F3028-$B3028)/100)*IF('DBH-Upgrade'!$K$6='DBH-Upgrade'!$K$8,$BZ3042,($BE3028/(($F3028-18)/100))))+((($B3028-18)/100)*$CA3042))*$CD3042,0)))","v":5341},{"$f":"IF($B3028>$F3028,0,IF($C3028>$G3028,0,ROUND(((($F3028-$B3028)/100)*IF('DBH-Upgrade'!$K$6='DBH-Upgrade'!$K$8,$BZ3042,($BE3028/(($F3028-18)/100))))+((($B3028-18)/100)*$CA3042),0)))","v":7114},{"v":1.5,"d":"1.500"},1.08,1.08,1.08,252,{"$f":"IF($B3028>$F3028,0,IF($C3028>$G3028,0,ROUND(((($F3028-$B3028)/100)*(IF('DBH-Upgrade'!$K$6='DBH-Upgrade'!$K$8,$BZ3042,($BE3028/(($F3028-18)/100))))*$CH3042)+((($B3028-18)/100)*$CA3042*$CE3042*$CG3042),0)))","v":650},{"$f":"IF($B3028>$F3028,0,IF($C3028>$G3028,0,ROUND(((($F3028-$B3028)/100)*(IF('DBH-Upgrade'!$K$6='DBH-Upgrade'!$K$8,$BZ3042,($BE3028/(($F3028-18)/100))))*$CH3042)+((($B3028-18)/100)*$CA3042*$CD3042*$CG3042),0)))","v":679},{"$f":"IF($B3028>$F3028,0,IF($C3028>$G3028,0,ROUND(((($F3028-$B3028)/100)*(IF('DBH-Upgrade'!$K$6='DBH-Upgrade'!$K$8,$BZ3042,($BE3028/(($F3028-18)/100))))*$CH3042)+((($B3028-18)/100)*$CA3042*$CG3042),0)))","v":782},13,34,35,40,{"v":0.001173833296179846,"d":"0.00"},{"v":7.1465233484089225E-3,"d":"0.01"},{"v":0.00754858560619864,"d":"0.01"},{"v":0.009715233633681115,"d":"0.01"},0.0001276,1.7219,2,3.76611E-4,{"$f":"IF($B3028>$F3028,0,IF($C3028>$G3028,0,ROUND((((($F3028-$B3028)/100)*IF('DBH-Upgrade'!$K$6='DBH-Upgrade'!$K$8,$CC3042,($BF3028/(($F3028-18)/100))))+((($B3028-18)/100)*$CB3042))*IF($E3028>50,IF($G3028=11,(1-(($E3028-50)*0.005)),IF($G3028=16,(1-(($E3028-50)*0.005)),IF($G3028=21,(1-(($E3028-50)*0.005)),1))),1)*$CE3042,0)))","v":318},{"$f":"IF($B3028>$F3028,0,IF($C3028>$G3028,0,ROUND((((($F3028-$B3028)/100)*IF('DBH-Upgrade'!$K$6='DBH-Upgrade'!$K$8,$CC3042,($BF3028/(($F3028-18)/100))))+((($B3028-18)/100)*$CB3042))*IF($E3028>50,IF($G3028=11,(1-(($E3028-50)*0.005)),IF($G3028=16,(1-(($E3028-50)*0.005)),IF($G3028=21,(1-(($E3028-50)*0.005)),1))),1)*$CD3042,0)))","v":351},{"$f":"IF($B3028>$F3028,0,IF($C3028>$G3028,0,ROUND((((($F3028-$B3028)/100)*IF('DBH-Upgrade'!$K$6='DBH-Upgrade'!$K$8,$CC3042,($BF3028/(($F3028-18)/100))))+((($B3028-18)/100)*$CB3042))*IF($E3028>50,IF($G3028=11,(1-(($E3028-50)*0.005)),IF($G3028=16,(1-(($E3028-50)*0.005)),IF($G3028=21,(1-(($E3028-50)*0.005)),1))),1),0)))","v":467},0.95,0.95,0.95,{"$f":"AK3028*POWER(CF_cool,AN3028)","v":252.8752549226894},{"$f":"AL3028*POWER(CF_cool,AO3028)","v":279.11702665994966},{"$f":"AM3028*POWER(CF_cool,AP3028)","v":371.3608303424401},54,60,80,{"v":0.01715002428577212,"d":"0.02"},{"v":0.020945155114577188,"d":"0.02"},{"v":0.03618902146042757,"d":"0.04"},3.7,6,6.7,9,null,{"$f":"$BE379","v":3903},null,{"v":0.8,"d":"80%"},null,null,0,11.8,13.7,21.85,null,1,1,1,252.8752549226894,279.11702665994966,371.3608303424401,null,0,0,0,1,{"$error":"#VALUE!"},0,0,{"$error":"#VALUE!"},0.7688559120374613,0.7053868583882835,null,0.16320641939358696,0.08064538055291112,0.7894714915956607,0.7894714915956607,null,0]
["235602015",{"$f":"'DBH-Upgrade'!$K$8-$CL3033","v":80},15,2,35,60,20,21.5,0,26,30,41.1,780,{"$f":"IF($B3033>$F3033,0,IF($C3033>$G3033,0,ROUND((((($F3033-$B3033)/100)*IF('DBH-Upgrade'!$K$6='DBH-Upgrade'!$K$8,$BZ3047,($BE3033/(($F3033-18)/100))))+((($B3033-18)/100)*$CA3047))*$CE3047,0)))","v":0},{"$f":"IF($B3033>$F3033,0,IF($C3033>$G3033,0,ROUND((((($F3033-$B3033)/100)*IF('DBH-Upgrade'!$K$6='DBH-Upgrade'!$K$8,$BZ3047,($BE3033/(($F3033-18)/100))))+((($B3033-18)/100)*$CA3047))*$CD3047,0)))","v":0},{"$f":"IF($B3033>$F3033,0,IF($C3033>$G3033,0,ROUND(((($F3033-$B3033)/100)*IF('DBH-Upgrade'!$K$6='DBH-Upgrade'!$K$8,$BZ3047,($BE3033/(($F3033-18)/100))))+((($B3033-18)/100)*$CA3047),0)))","v":0},{"v":1.5,"d":"1.500"},1.08,1.08,1.08,63,{"$f":"IF($B3033>$F3033,0,IF($C3033>$G3033,0,ROUND(((($F3033-$B3033)/100)*(IF('DBH-Upgrade'!$K$6='DBH-Upgrade'!$K$8,$BZ3047,($BE3033/(($F3033-18)/100))))*$CH3047)+((($B3033-18)/100)*$CA3047*$CE3047*$CG3047),0)))","v":0},{"$f":"IF($B3033>$F3033,0,IF($C3033>$G3033,0,ROUND(((($F3033-$B3033)/100)*(IF('DBH-Upgrade'!$K$6='DBH-Upgrade'!$K$8,$BZ3047,($BE3033/(($F3033-18)/100))))*$CH3047)+((($B3033-18)/100)*$CA3047*$CD3047*$CG3047),0)))","v":0},{"$f":"IF($B3033>$F3033,0,IF($C3033>$G3033,0,ROUND(((($F3033-$B3033)/100)*(IF('DBH-Upgrade'!$K$6='DBH-Upgrade'!$K$8,$BZ3047,($BE3033/(($F3033-18)/100))))*$CH3047)+((($B3033-18)/100)*$CA3047*$CG3047),0)))","v":0},3,0,0,0,{"v":4.0778916148100547E-5,"d":"0.00"},{"v":0,"d":"0.00"},{"v":0,"d":"0.00"},{"v":0,"d":"0.00"},0.0001276,1.7219,2,3.76611E-4,{"$f":"IF($B3033>$F3033,0,IF($C3033>$G3033,0,ROUND((((($F3033-$B3033)/100)*IF('DBH-Upgrade'!$K$6='DBH-Upgrade'!$K$8,$CC3047,($BF3033/(($F3033-18)/100))))+((($B3033-18)/100)*$CB3047))*IF($E3033>50,IF($G3033=11,(1-(($E3033-50)*0.005)),IF($G3033=16,(1-(($E3033-50)*0.005)),IF($G3033=21,(1-(($E3033-50)*0.005)),1))),1)*$CE3047,0)))","v":0},{"$f":"IF($B3033>$F3033,0,IF($C3033>$G3033,0,ROUND((((($F3033-$B3033)/100)*IF('DBH-Upgrade'!$K$6='DBH-Upgrade'!$K$8,$CC3047,($BF3033/(($F3033-18)/100))))+((($B3033-18)/100)*$CB3047))*IF($E3033>50,IF($G3033=11,(1-(($E3033-50)*0.005)),IF($G3033=16,(1-(($E3033-50)*0.005)),IF($G3033=21,(1-(($E3033-50)*0.005)),1))),1)*$CD3047,0)))","v":0},{"$f":"IF($B3033>$F3033,0,IF($C3033>$G3033,0,ROUND((((($F3033-$B3033)/100)*IF('DBH-Upgrade'!$K$6='DBH-Upgrade'!$K$8,$CC3047,($BF3033/(($F3033-18)/100))))+((($B3033-18)/100)*$CB3047))*IF($E3033>50,IF($G3033=11,(1-(($E3033-50)*0.005)),IF($G3033=16,(1-(($E3033-50)*0.005)),IF($G3033=21,(1-(($E3033-50)*0.005)),1))),1),0)))","v":0},0.95,0.95,0.95,{"$f":"AK3033*POWER(CF_cool,AN3033)","v":0},{"$f":"AL3033*POWER(CF_cool,AO3033)","v":0},{"$f":"AM3033*POWER(CF_cool,AP3033)","v":0},0,0,0,{"v":0,"d":"0.00"},{"v":0,"d":"0.00"},{"v":0,"d":"0.00"},0.8,"DBH-unit is te lang!","DBH-unit is te lang!","DBH-unit is te lang!",null,975,null,{"v":0.8,"d":"80%"},null,null,0,"DBH-unit is te lang!","DBH-unit is te lang!","DBH-unit is te lang!",null,1,1,1,0,0,0,null,0,0,0,1,{"$f":"ROUND(IF($C3019=0,0,IF($C3019=10,IF($G3019=10,1127,IF($G3019=11,2263,\"UNDEFINED\")),IF($C3019=15,IF($G3019=10,\"NOT POSSIBLE\",IF($G3019=11,\"NOT POSSIBLE\",IF($G3019=15,1615,IF($G3019=16,3238,IF($G3019=20,2298,IF($G3019=21,2489)))))),\"ERROR\"))),0)","v":2298},4062,502,{"$f":"ROUND(IF($C3019=0,0,IF($C3019=10,IF($G3019=10,62,IF($G3019=11,50,\"UNDEFINED\")),IF($C3019=15,IF($G3019=10,\"NOT POSSIBLE\",IF($G3019=11,\"NOT POSSIBLE\",IF($G3019=15,63,IF($G3019=16,75,IF($G3019=20,78,IF($G3019=21,92)))))),\"ERROR\"))),0)","v":78},0.7585639347228863,0.6942595523857338,null,0.16320641939358696,0.08064538055291112,0.7952052041594007,0.7952052041594007,null,0]
["235702015",{"$f":"'DBH-Upgrade'!$K$8-$CL3039","v":70},15,2,35,70,20,21.5,0,26,30,41.1,{"v":910.4000000000001,"d":"910"},{"$f":"IF($B3039>$F3039,0,IF($C3039>$G3039,0,ROUND((((($F3039-$B3039)/100)*IF('DBH-Upgrade'!$K$6='DBH-Upgrade'!$K$8,$BZ3053,($BE3039/(($F3039-18)/100))))+((($B3039-18)/100)*$CA3053))*$CE3053,0)))","v":1647},{"$f":"IF($B3039>$F3039,0,IF($C3039>$G3039,0,ROUND((((($F3039-$B3039)/100)*IF('DBH-Upgrade'!$K$6='DBH-Upgrade'!$K$8,$BZ3053,($BE3039/(($F3039-18)/100))))+((($B3039-18)/100)*$CA3053))*$CD3053,0)))","v":1767},{"$f":"IF($B3039>$F3039,0,IF($C3039>$G3039,0,ROUND(((($F3039-$B3039)/100)*IF('DBH-Upgrade'!$K$6='DBH-Upgrade'!$K$8,$BZ3053,($BE3039/(($F3039-18)/100))))+((($B3039-18)/100)*$CA3053),0)))","v":2112},{"v":1.5,"d":"1.500"},1.08,1.08,1.08,73,{"$f":"IF($B3039>$F3039,0,IF($C3039>$G3039,0,ROUND(((($F3039-$B3039)/100)*(IF('DBH-Upgrade'!$K$6='DBH-Upgrade'!$K$8,$BZ3053,($BE3039/(($F3039-18)/100))))*$CH3053)+((($B3039-18)/100)*$CA3053*$CE3053*$CG3053),0)))","v":269},{"$f":"IF($B3039>$F3039,0,IF($C3039>$G3039,0,ROUND(((($F3039-$B3039)/100)*(IF('DBH-Upgrade'!$K$6='DBH-Upgrade'!$K$8,$BZ3053,($BE3039/(($F3039-18)/100))))*$CH3053)+((($B3039-18)/100)*$CA3053*$CD3053*$CG3053),0)))","v":288},{"$f":"IF($B3039>$F3039,0,IF($C3039>$G3039,0,ROUND(((($F3039-$B3039)/100)*(IF('DBH-Upgrade'!$K$6='DBH-Upgrade'!$K$8,$BZ3053,($BE3039/(($F3039-18)/100))))*$CH3053)+((($B3039-18)/100)*$CA3053*$CG3053),0)))","v":345},4,14,15,18,{"v":7.4183639818869453E-5,"d":"0.00"},{"v":0.000854222017089221,"d":"0.00"},{"v":9.7775789529640786E-4,"d":"0.00"},{"v":1.3974824450557817E-3,"d":"0.00"},0.0001276,1.7219,2,3.76611E-4,{"$f":"IF($B3039>$F3039,0,IF($C3039>$G3039,0,ROUND((((($F3039-$B3039)/100)*IF('DBH-Upgrade'!$K$6='DBH-Upgrade'!$K$8,$CC3053,($BF3039/(($F3039-18)/100))))+((($B3039-18)/100)*$CB3053))*IF($E3039>50,IF($G3039=11,(1-(($E3039-50)*0.005)),IF($G3039=16,(1-(($E3039-50)*0.005)),IF($G3039=21,(1-(($E3039-50)*0.005)),1))),1)*$CE3053,0)))","v":204},{"$f":"IF($B3039>$F3039,0,IF($C3039>$G3039,0,ROUND((((($F3039-$B3039)/100)*IF('DBH-Upgrade'!$K$6='DBH-Upgrade'!$K$8,$CC3053,($BF3039/(($F3039-18)/100))))+((($B3039-18)/100)*$CB3053))*IF($E3039>50,IF($G3039=11,(1-(($E3039-50)*0.005)),IF($G3039=16,(1-(($E3039-50)*0.005)),IF($G3039=21,(1-(($E3039-50)*0.005)),1))),1)*$CD3053,0)))","v":218},{"$f":"IF($B3039>$F3039,0,IF($C3039>$G3039,0,ROUND((((($F3039-$B3039)/100)*IF('DBH-Upgrade'!$K$6='DBH-Upgrade'!$K$8,$CC3053,($BF3039/(($F3039-18)/100))))+((($B3039-18)/100)*$CB3053))*IF($E3039>50,IF($G3039=11,(1-(($E3039-50)*0.005)),IF($G3039=16,(1-(($E3039-50)*0.005)),IF($G3039=21,(1-(($E3039-50)*0.005)),1))),1),0)))","v":261},0.95,0.95,0.95,{"$f":"AK3039*POWER(CF_cool,AN3039)","v":162.22186164851774},{"$f":"AL3039*POWER(CF_cool,AO3039)","v":173.35473450674934},{"$f":"AM3039*POWER(CF_cool,AP3039)","v":207.54855828560358},35,37,45,{"v":0.005154956781832244,"d":"0.01"},{"v":0.005750066246595067,"d":"0.01"},{"v":0.008450740920363757,"d":"0.01"},0.9,6,6.7,9,null,1138,null,{"v":0.8,"d":"80%"},null,null,0,11.8,13.7,21.85,null,1,1,1,162.22186164851774,173.35473450674934,207.54855828560358,null,0,0,0,1,2298,4062,502,78,0.75,0.68,null,0.16320641939358696,0.08064538055291112,0.7952052041594007,0.7952052041594007,null,10]
["235901115",{"$f":"'DBH-Upgrade'!$K$8-$CL3048","v":80},15,2,35,90,11,11.5,0,26,30,43.3,{"v":480.76000000000005,"d":"481"},{"$f":"IF($B3048>$F3048,0,IF($C3048>$G3048,0,ROUND((((($F3048-$B3048)/100)*IF('DBH-Upgrade'!$K$6='DBH-Upgrade'!$K$8,$BZ3062,($BE3048/(($F3048-18)/100))))+((($B3048-18)/100)*$CA3062))*$CE3062,0)))","v":0},{"$f":"IF($B3048>$F3048,0,IF($C3048>$G3048,0,ROUND((((($F3048-$B3048)/100)*IF('DBH-Upgrade'!$K$6='DBH-Upgrade'!$K$8,$BZ3062,($BE3048/(($F3048-18)/100))))+((($B3048-18)/100)*$CA3062))*$CD3062,0)))","v":0},{"$f":"IF($B3048>$F3048,0,IF($C3048>$G3048,0,ROUND(((($F3048-$B3048)/100)*IF('DBH-Upgrade'!$K$6='DBH-Upgrade'!$K$8,$BZ3062,($BE3048/(($F3048-18)/100))))+((($B3048-18)/100)*$CA3062),0)))","v":0},{"$f":"IF(B3048=0,IF(E3048=20,IF(G3048=10,1.436,IF(G3048=15,1.424,IF(G3048=20,1.425,))),IF(E3048=35,IF(G3048=10,1.419,IF(G3048=11,1.46,IF(G3048=15,1.398,IF(G3048=16,1.465,IF(G3048=20,1.399,IF(G3048=21,1.481,1)))))),IF(E3048=50,IF(G3048=10,1.402,IF(G3048=11,1.455,IF(G3048=15,1.372,IF(G3048=16,1.463,IF(G3048=20,1.373,IF(G3048=21,1.486,1)))))),IF(E3048=65,IF(G3048=10,1.385,IF(G3048=11,1.45,IF(G3048=15,1.345,IF(G3048=16,1.46,IF(G3048=20,1.348,IF(G3048=21,1.49,1)))))),IF(E3048=95,IF(G3048=10,1.35,IF(G3048=11,1.441,IF(G3048=15,1.293,IF(G3048=16,1.455,IF(G3048=20,1.296,IF(G3048=21,1.499,1)))))),\"ERROR\"))))),1.5)","v":{"v":1.5,"d":"1.500"}},1.1,1.1,1.1,39,{"$f":"IF($B3048>$F3048,0,IF($C3048>$G3048,0,ROUND(((($F3048-$B3048)/100)*(IF('DBH-Upgrade'!$K$6='DBH-Upgrade'!$K$8,$BZ3062,($BE3048/(($F3048-18)/100))))*$CH3062)+((($B3048-18)/100)*$CA3062*$CE3062*$CG3062),0)))","v":0},{"$f":"IF($B3048>$F3048,0,IF($C3048>$G3048,0,ROUND(((($F3048-$B3048)/100)*(IF('DBH-Upgrade'!$K$6='DBH-Upgrade'!$K$8,$BZ3062,($BE3048/(($F3048-18)/100))))*$CH3062)+((($B3048-18)/100)*$CA3062*$CD3062*$CG3062),0)))","v":0},{"$f":"IF($B3048>$F3048,0,IF($C3048>$G3048,0,ROUND(((($F3048-$B3048)/100)*(IF('DBH-Upgrade'!$K$6='DBH-Upgrade'!$K$8,$BZ3062,($BE3048/(($F3048-18)/100))))*$CH3062)+((($B3048-18)/100)*$CA3062*$CG3062),0)))","v":0},2,0,0,0,{"v":6.1655223361208576E-5,"d":"0.00"},{"v":0,"d":"0.00"},{"v":0,"d":"0.00"},{"v":0,"d":"0.00"},3.969E-4,1.7346,4,0.000574288,{"$f":"IF($B3048>$F3048,0,IF($C3048>$G3048,0,ROUND((((($F3048-$B3048)/100)*IF('DBH-Upgrade'!$K$6='DBH-Upgrade'!$K$8,$CC3062,($BF3048/(($F3048-18)/100))))+((($B3048-18)/100)*$CB3062))*IF($E3048>50,IF($G3048=11,(1-(($E3048-50)*0.005)),IF($G3048=16,(1-(($E3048-50)*0.005)),IF($G3048=21,(1-(($E3048-50)*0.005)),1))),1)*$CE3062,0)))","v":0},{"$f":"IF($B3048>$F3048,0,IF($C3048>$G3048,0,ROUND((((($F3048-$B3048)/100)*IF('DBH-Upgrade'!$K$6='DBH-Upgrade'!$K$8,$CC3062,($BF3048/(($F3048-18)/100))))+((($B3048-18)/100)*$CB3062))*IF($E3048>50,IF($G3048=11,(1-(($E3048-50)*0.005)),IF($G3048=16,(1-(($E3048-50)*0.005)),IF($G3048=21,(1-(($E3048-50)*0.005)),1))),1)*$CD3062,0)))","v":0},{"$f":"IF($B3048>$F3048,0,IF($C3048>$G3048,0,ROUND((((($F3048-$B3048)/100)*IF('DBH-Upgrade'!$K$6='DBH-Upgrade'!$K$8,$CC3062,($BF3048/(($F3048-18)/100))))+((($B3048-18)/100)*$CB3062))*IF($E3048>50,IF($G3048=11,(1-(($E3048-50)*0.005)),IF($G3048=16,(1-(($E3048-50)*0.005)),IF($G3048=21,(1-(($E3048-50)*0.005)),1))),1),0)))","v":0},0.95,0.95,0.95,{"$f":"AK3048*POWER(CF_cool,AN3048)","v":0},{"$f":"AL3048*POWER(CF_cool,AO3048)","v":0},{"$f":"AM3048*POWER(CF_cool,AP3048)","v":0},0,0,0,{"v":0,"d":"0.00"},{"v":0,"d":"0.00"},{"v":0,"d":"0.00"},1.2,6,6.7,9,null,707,null,{"v":0.68,"d":"68%"},null,null,0,11.8,13.7,21.85,null,1,1,1,0,0,0,null,0,0,0,1,2489,6098,791,92,0.7555553480649244,0.7038387772986681,null,0.1716349180255756,0.08064538055291112,0.8146200327725304,0.8146200327725304,null,0]
["2351001015",{"$f":"'DBH-Upgrade'!$K$8-$CL3053","v":80},15,2,35,100,10,11.5,0,26,30,44.1,1683,{"$f":"IF($B3053>$F3053,0,IF($C3053>$G3053,0,ROUND((((($F3053-$B3053)/100)*IF('DBH-Upgrade'!$K$6='DBH-Upgrade'!$K$8,$BZ3067,($BE3053/(($F3053-18)/100))))+((($B3053-18)/100)*$CA3067))*$CE3067,0)))","v":0},{"$f":"IF($B3053>$F3053,0,IF($C3053>$G3053,0,ROUND((((($F3053-$B3053)/100)*IF('DBH-Upgrade'!$K$6='DBH-Upgrade'!$K$8,$BZ3067,($BE3053/(($F3053-18)/100))))+((($B3053-18)/100)*$CA3067))*$CD3067,0)))","v":0},{"$f":"IF($B3053>$F3053,0,IF($C3053>$G3053,0,ROUND(((($F3053-$B3053)/100)*IF('DBH-Upgrade'!$K$6='DBH-Upgrade'!$K$8,$BZ3067,($BE3053/(($F3053-18)/100))))+((($B3053-18)/100)*$CA3067),0)))","v":0},{"v":1.5,"d":"1.500"},1.08,1.08,1.08,136,{"$f":"IF($B3053>$F3053,0,IF($C3053>$G3053,0,ROUND(((($F3053-$B3053)/100)*(IF('DBH-Upgrade'!$K$6='DBH-Upgrade'!$K$8,$BZ3067,($BE3053/(($F3053-18)/100))))*$CH3067)+((($B3053-18)/100)*$CA3067*$CE3067*$CG3067),0)))","v":0},{"$f":"IF($B3053>$F3053,0,IF($C3053>$G3053,0,ROUND(((($F3053-$B3053)/100)*(IF('DBH-Upgrade'!$K$6='DBH-Upgrade'!$K$8,$BZ3067,($BE3053/(($F3053-18)/100))))*$CH3067)+((($B3053-18)/100)*$CA3067*$CD3067*$CG3067),0)))","v":0},{"$f":"IF($B3053>$F3053,0,IF($C3053>$G3053,0,ROUND(((($F3053-$B3053)/100)*(IF('DBH-Upgrade'!$K$6='DBH-Upgrade'!$K$8,$BZ3067,($BE3053/(($F3053-18)/100))))*$CH3067)+((($B3053-18)/100)*$CA3067*$CG3067),0)))","v":0},7,0,0,0,{"v":3.7107853110741819E-4,"d":"0.00"},{"v":0,"d":"0.00"},{"v":0,"d":"0.00"},{"v":0,"d":"0.00"},3.969E-4,1.7346,2,0.000367347,{"$f":"IF($B3053>$F3053,0,IF($C3053>$G3053,0,ROUND((((($F3053-$B3053)/100)*IF('DBH-Upgrade'!$K$6='DBH-Upgrade'!$K$8,$CC3067,($BF3053/(($F3053-18)/100))))+((($B3053-18)/100)*$CB3067))*IF($E3053>50,IF($G3053=11,(1-(($E3053-50)*0.005)),IF($G3053=16,(1-(($E3053-50)*0.005)),IF($G3053=21,(1-(($E3053-50)*0.005)),1))),1)*$CE3067,0)))","v":0},{"$f":"IF($B3053>$F3053,0,IF($C3053>$G3053,0,ROUND((((($F3053-$B3053)/100)*IF('DBH-Upgrade'!$K$6='DBH-Upgrade'!$K$8,$CC3067,($BF3053/(($F3053-18)/100))))+((($B3053-18)/100)*$CB3067))*IF($E3053>50,IF($G3053=11,(1-(($E3053-50)*0.005)),IF($G3053=16,(1-(($E3053-50)*0.005)),IF($G3053=21,(1-(($E3053-50)*0.005)),1))),1)*$CD3067,0)))","v":0},{"$f":"IF($B3053>$F3053,0,IF($C3053>$G3053,0,ROUND((((($F3053-$B3053)/100)*IF('DBH-Upgrade'!$K$6='DBH-Upgrade'!$K$8,$CC3067,($BF3053/(($F3053-18)/100))))+((($B3053-18)/100)*$CB3067))*IF($E3053>50,IF($G3053=11,(1-(($E3053-50)*0.005)),IF($G3053=16,(1-(($E3053-50)*0.005)),IF($G3053=21,(1-(($E3053-50)*0.005)),1))),1),0)))","v":0},0.98,0.98,0.98,{"$f":"AK3053*POWER(CF_cool,AN3053)","v":0},{"$f":"AL3053*POWER(CF_cool,AO3053)","v":0},{"$f":"AM3053*POWER(CF_cool,AP3053)","v":0},0,0,0,{"v":0,"d":"0.00"},{"v":0,"d":"0.00"},{"v":0,"d":"0.00"},0.7,6,6.7,9,null,1870,null,{"v":0.9,"d":"90%"},null,null,0,11.8,13.7,21.85,null,1,1,1,0,0,0,null,0,0,0,1,2298,4062,502,78,0.8364028566594162,0.7799409143899563,null,0.16320641939358696,0.08064538055291112,0.7952052041594007,0.7952052041594007,null,0]
["2351101115",{"$f":"'DBH-Upgrade'!$K$8-$CL3060","v":80},15,2,35,110,11,11.5,0,26,30,44.1,{"v":587.5200000000001,"d":"588"},{"$f":"IF($B3060>$F3060,0,IF($C3060>$G3060,0,ROUND((((($F3060-$B3060)/100)*IF('DBH-Upgrade'!$K$6='DBH-Upgrade'!$K$8,$BZ3074,($BE3060/(($F3060-18)/100))))+((($B3060-18)/100)*$CA3074))*$CE3074,0)))","v":0},{"$f":"IF($B3060>$F3060,0,IF($C3060>$G3060,0,ROUND((((($F3060-$B3060)/100)*IF('DBH-Upgrade'!$K$6='DBH-Upgrade'!$K$8,$BZ3074,($BE3060/(($F3060-18)/100))))+((($B3060-18)/100)*$CA3074))*$CD3074,0)))","v":0},{"$f":"IF($B3060>$F3060,0,IF($C3060>$G3060,0,ROUND(((($F3060-$B3060)/100)*IF('DBH-Upgrade'!$K$6='DBH-Upgrade'!$K$8,$BZ3074,($BE3060/(($F3060-18)/100))))+((($B3060-18)/100)*$CA3074),0)))","v":0},{"v":1.5,"d":"1.500"},1.1,1.1,1.1,47,{"$f":"IF($B3060>$F3060,0,IF($C3060>$G3060,0,ROUND(((($F3060-$B3060)/100)*(IF('DBH-Upgrade'!$K$6='DBH-Upgrade'!$K$8,$BZ3074,($BE3060/(($F3060-18)/100))))*$CH3074)+((($B3060-18)/100)*$CA3074*$CE3074*$CG3074),0)))","v":0},{"$f":"IF($B3060>$F3060,0,IF($C3060>$G3060,0,ROUND(((($F3060-$B3060)/100)*(IF('DBH-Upgrade'!$K$6='DBH-Upgrade'!$K$8,$BZ3074,($BE3060/(($F3060-18)/100))))*$CH3074)+((($B3060-18)/100)*$CA3074*$CD3074*$CG3074),0)))","v":0},{"$f":"IF($B3060>$F3060,0,IF($C3060>$G3060,0,ROUND(((($F3060-$B3060)/100)*(IF('DBH-Upgrade'!$K$6='DBH-Upgrade'!$K$8,$BZ3074,($BE3060/(($F3060-18)/100))))*$CH3074)+((($B3060-18)/100)*$CA3074*$CG3074),0)))","v":0},2,0,0,0,{"v":7.20105497530627e-05,"d":"0.00"},{"v":0,"d":"0.00"},{"v":0,"d":"0.00"},{"v":0,"d":"0.00"},3.969E-4,1.7346,4,0.000574288,{"$f":"IF($B3060>$F3060,0,IF($C3060>$G3060,0,ROUND((((($F3060-$B3060)/100)*IF('DBH-Upgrade'!$K$6='DBH-Upgrade'!$K$8,$CC3074,($BF3060/(($F3060-18)/100))))+((($B3060-18)/100)*$CB3074))*IF($E3060>50,IF($G3060=11,(1-(($E3060-50)*0.005)),IF($G3060=16,(1-(($E3060-50)*0.005)),IF($G3060=21,(1-(($E3060-50)*0.005)),1))),1)*$CE3074,0)))","v":0},{"$f":"IF($B3060>$F3060,0,IF($C3060>$G3060,0,ROUND((((($F3060-$B3060)/100)*IF('DBH-Upgrade'!$K$6='DBH-Upgrade'!$K$8,$CC3074,($BF3060/(($F3060-18)/100))))+((($B3060-18)/100)*$CB3074))*IF($E3060>50,IF($G3060=11,(1-(($E3060-50)*0.005)),IF($G3060=16,(1-(($E3060-50)*0.005)),IF($G3060=21,(1-(($E3060-50)*0.005)),1))),1)*$CD3074,0)))","v":0},{"$f":"IF($B3060>$F3060,0,IF($C3060>$G3060,0,ROUND((((($F3060-$B3060)/100)*IF('DBH-Upgrade'!$K$6='DBH-Upgrade'!$K$8,$CC3074,($BF3060/(($F3060-18)/100))))+((($B3060-18)/100)*$CB3074))*IF($E3060>50,IF($G3060=11,(1-(($E3060-50)*0.005)),IF($G3060=16,(1-(($E3060-50)*0.005)),IF($G3060=21,(1-(($E3060-50)*0.005)),1))),1),0)))","v":0},0.95,0.95,0.95,{"$f":"AK3060*POWER(CF_cool,AN3060)","v":0},{"$f":"AL3060*POWER(CF_cool,AO3060)","v":0},{"$f":"AM3060*POWER(CF_cool,AP3060)","v":0},0,0,0,{"v":0,"d":"0.00"},{"v":0,"d":"0.00"},{"v":0,"d":"0.00"},1.5,6,6.7,9,null,864,null,{"v":0.68,"d":"68%"},null,null,0,11.8,13.7,21.85,null,1,1,1,0,0,0,null,0,0,0,1,2489,6098,791,92,0.7453108993363179,0.6950414455205922,null,0.1716349180255756,0.08064538055291112,0.8146200327725304,0.8146200327725304,null,0]
["2351201615",{"$f":"'DBH-Upgrade'!$K$8-$CL3068","v":80},15,2,35,120,16,16.5,0,26,30,44.8,{"v":1074.4,"d":"1074"},{"$f":"IF($B3068>$F3068,0,IF($C3068>$G3068,0,ROUND((((($F3068-$B3068)/100)*IF('DBH-Upgrade'!$K$6='DBH-Upgrade'!$K$8,$BZ3082,($BE3068/(($F3068-18)/100))))+((($B3068-18)/100)*$CA3082))*$CE3082,0)))","v":2840},{"$f":"IF($B3068>$F3068,0,IF($C3068>$G3068,0,ROUND((((($F3068-$B3068)/100)*IF('DBH-Upgrade'!$K$6='DBH-Upgrade'!$K$8,$BZ3082,($BE3068/(($F3068-18)/100))))+((($B3068-18)/100)*$CA3082))*$CD3082,0)))","v":3041},{"$f":"IF($B3068>$F3068,0,IF($C3068>$G3068,0,ROUND(((($F3068-$B3068)/100)*IF('DBH-Upgrade'!$K$6='DBH-Upgrade'!$K$8,$BZ3082,($BE3068/(($F3068-18)/100))))+((($B3068-18)/100)*$CA3082),0)))","v":4231},{"v":1.5,"d":"1.500"},1.1,1.1,1.1,87,{"$f":"IF($B3068>$F3068,0,IF($C3068>$G3068,0,ROUND(((($F3068-$B3068)/100)*(IF('DBH-Upgrade'!$K$6='DBH-Upgrade'!$K$8,$BZ3082,($BE3068/(($F3068-18)/100))))*$CH3082)+((($B3068-18)/100)*$CA3082*$CE3082*$CG3082),0)))","v":415},{"$f":"IF($B3068>$F3068,0,IF($C3068>$G3068,0,ROUND(((($F3068-$B3068)/100)*(IF('DBH-Upgrade'!$K$6='DBH-Upgrade'!$K$8,$BZ3082,($BE3068/(($F3068-18)/100))))*$CH3082)+((($B3068-18)/100)*$CA3082*$CD3082*$CG3082),0)))","v":437},{"$f":"IF($B3068>$F3068,0,IF($C3068>$G3068,0,ROUND(((($F3068-$B3068)/100)*(IF('DBH-Upgrade'!$K$6='DBH-Upgrade'!$K$8,$BZ3082,($BE3068/(($F3068-18)/100))))*$CH3082)+((($B3068-18)/100)*$CA3082*$CG3082),0)))","v":568},4,21,23,29,{"v":3.1249064177800857E-4,"d":"0.00"},{"v":0.007660524575637541,"d":"0.01"},{"v":0.009140342116733768,"d":"0.01"},{"v":0.014342093700889099,"d":"0.01"},0.0002083,1.724,4,1.392796E-3,{"$f":"IF($B3068>$F3068,0,IF($C3068>$G3068,0,ROUND((((($F3068-$B3068)/100)*IF('DBH-Upgrade'!$K$6='DBH-Upgrade'!$K$8,$CC3082,($BF3068/(($F3068-18)/100))))+((($B3068-18)/100)*$CB3082))*IF($E3068>50,IF($G3068=11,(1-(($E3068-50)*0.005)),IF($G3068=16,(1-(($E3068-50)*0.005)),IF($G3068=21,(1-(($E3068-50)*0.005)),1))),1)*$CE3082,0)))","v":322},{"$f":"IF($B3068>$F3068,0,IF($C3068>$G3068,0,ROUND((((($F3068-$B3068)/100)*IF('DBH-Upgrade'!$K$6='DBH-Upgrade'!$K$8,$CC3082,($BF3068/(($F3068-18)/100))))+((($B3068-18)/100)*$CB3082))*IF($E3068>50,IF($G3068=11,(1-(($E3068-50)*0.005)),IF($G3068=16,(1-(($E3068-50)*0.005)),IF($G3068=21,(1-(($E3068-50)*0.005)),1))),1)*$CD3082,0)))","v":345},{"$f":"IF($B3068>$F3068,0,IF($C3068>$G3068,0,ROUND((((($F3068-$B3068)/100)*IF('DBH-Upgrade'!$K$6='DBH-Upgrade'!$K$8,$CC3082,($BF3068/(($F3068-18)/100))))+((($B3068-18)/100)*$CB3082))*IF($E3068>50,IF($G3068=11,(1-(($E3068-50)*0.005)),IF($G3068=16,(1-(($E3068-50)*0.005)),IF($G3068=21,(1-(($E3068-50)*0.005)),1))),1),0)))","v":480},0.95,0.95,0.95,{"$f":"AK3068*POWER(CF_cool,AN3068)","v":256.056075739327},{"$f":"AL3068*POWER(CF_cool,AO3068)","v":274.34579543499325},{"$f":"AM3068*POWER(CF_cool,AP3068)","v":381.6984979965123},55,59,82,{"v":0.04991971037938131,"d":"0.05"},{"v":0.05725421832590096,"d":"0.06"},{"v":0.10895980434321005,"d":"0.11"},2.4,6,6.7,9,null,1580,null,{"v":0.68,"d":"68%"},null,null,0,11.8,13.7,21.85,null,1,1,1,256.056075739327,274.34579543499325,381.6984979965123,null,0,0,0,1,{"$error":"#VALUE!"},0,0,{"$error":"#VALUE!"},0.8146699660963719,0.7561986894808467,null,0.15781864009190116,0.08064538055291112,0.7952052041594007,0.7952052041594007,null,0]
["2351401515",{"$f":"'DBH-Upgrade'!$K$8-$CL3073","v":80},15,2,35,140,15,16.5,0,26,30,45.4,{"v":1229.6000000000001,"d":"1230"},{"$f":"IF($B3073>$F3073,0,IF($C3073>$G3073,0,ROUND((((($F3073-$B3073)/100)*IF('DBH-Upgrade'!$K$6='DBH-Upgrade'!$K$8,$BZ3087,($BE3073/(($F3073-18)/100))))+((($B3073-18)/100)*$CA3087))*$CE3087,0)))","v":1981},{"$f":"IF($B3073>$F3073,0,IF($C3073>$G3073,0,ROUND((((($F3073-$B3073)/100)*IF('DBH-Upgrade'!$K$6='DBH-Upgrade'!$K$8,$BZ3087,($BE3073/(($F3073-18)/100))))+((($B3073-18)/100)*$CA3087))*$CD3087,0)))","v":2121},{"$f":"IF($B3073>$F3073,0,IF($C3073>$G3073,0,ROUND(((($F3073-$B3073)/100)*IF('DBH-Upgrade'!$K$6='DBH-Upgrade'!$K$8,$BZ3087,($BE3073/(($F3073-18)/100))))+((($B3073-18)/100)*$CA3087),0)))","v":2977},{"v":1.5,"d":"1.500"},1.08,1.08,1.08,99,{"$f":"IF($B3073>$F3073,0,IF($C3073>$G3073,0,ROUND(((($F3073-$B3073)/100)*(IF('DBH-Upgrade'!$K$6='DBH-Upgrade'!$K$8,$BZ3087,($BE3073/(($F3073-18)/100))))*$CH3087)+((($B3073-18)/100)*$CA3087*$CE3087*$CG3087),0)))","v":296},{"$f":"IF($B3073>$F3073,0,IF($C3073>$G3073,0,ROUND(((($F3073-$B3073)/100)*(IF('DBH-Upgrade'!$K$6='DBH-Upgrade'!$K$8,$BZ3087,($BE3073/(($F3073-18)/100))))*$CH3087)+((($B3073-18)/100)*$CA3087*$CD3087*$CG3087),0)))","v":312},{"$f":"IF($B3073>$F3073,0,IF($C3073>$G3073,0,ROUND(((($F3073-$B3073)/100)*(IF('DBH-Upgrade'!$K$6='DBH-Upgrade'!$K$8,$BZ3087,($BE3073/(($F3073-18)/100))))*$CH3087)+((($B3073-18)/100)*$CA3087*$CG3087),0)))","v":406},5,15,16,21,{"v":1.9536465866750146E-4,"d":"0.00"},{"v":1.5647400165605147E-3,"d":"0.00"},{"v":1.7693505318258874E-3,"d":"0.00"},{"v":2.9719128569935384E-3,"d":"0.00"},0.0002083,1.724,2,0.000461829,{"$f":"IF($B3073>$F3073,0,IF($C3073>$G3073,0,ROUND((((($F3073-$B3073)/100)*IF('DBH-Upgrade'!$K$6='DBH-Upgrade'!$K$8,$CC3087,($BF3073/(($F3073-18)/100))))+((($B3073-18)/100)*$CB3087))*IF($E3073>50,IF($G3073=11,(1-(($E3073-50)*0.005)),IF($G3073=16,(1-(($E3073-50)*0.005)),IF($G3073=21,(1-(($E3073-50)*0.005)),1))),1)*$CE3087,0)))","v":208},{"$f":"IF($B3073>$F3073,0,IF($C3073>$G3073,0,ROUND((((($F3073-$B3073)/100)*IF('DBH-Upgrade'!$K$6='DBH-Upgrade'!$K$8,$CC3087,($BF3073/(($F3073-18)/100))))+((($B3073-18)/100)*$CB3087))*IF($E3073>50,IF($G3073=11,(1-(($E3073-50)*0.005)),IF($G3073=16,(1-(($E3073-50)*0.005)),IF($G3073=21,(1-(($E3073-50)*0.005)),1))),1)*$CD3087,0)))","v":222},{"$f":"IF($B3073>$F3073,0,IF($C3073>$G3073,0,ROUND((((($F3073-$B3073)/100)*IF('DBH-Upgrade'!$K$6='DBH-Upgrade'!$K$8,$CC3087,($BF3073/(($F3073-18)/100))))+((($B3073-18)/100)*$CB3087))*IF($E3073>50,IF($G3073=11,(1-(($E3073-50)*0.005)),IF($G3073=16,(1-(($E3073-50)*0.005)),IF($G3073=21,(1-(($E3073-50)*0.005)),1))),1),0)))","v":312},1.01,1.01,1.01,{"$f":"AK3073*POWER(CF_cool,AN3073)","v":163.02605719719008},{"$f":"AL3073*POWER(CF_cool,AO3073)","v":173.9989648931548},{"$f":"AM3073*POWER(CF_cool,AP3073)","v":244.53908579578513},35,37,53,{"v":0.007898809160932881,"d":"0.01"},{"v":0.008787272675603884,"d":"0.01"},{"v":0.017528213407413052,"d":"0.02"},1.4,6,6.7,9,null,1537,null,{"v":0.8,"d":"80%"},null,null,0,11.8,13.7,21.85,null,1,1,1,163.02605719719008,173.9989648931548,244.53908579578513,null,0,0,0,1,{"$error":"#VALUE!"},0,0,{"$error":"#VALUE!"},0.8146699660963719,0.7561986894808467,null,0.16320641939358696,0.08064538055291112,0.7894714915956607,0.7894714915956607,null,0]
["2351602015",{"$f":"'DBH-Upgrade'!$K$8-$CL3081","v":80},15,2,35,160,20,21.5,0,26,30,46.4,2080,{"$f":"IF($B3081>$F3081,0,IF($C3081>$G3081,0,ROUND((((($F3081-$B3081)/100)*IF('DBH-Upgrade'!$K$6='DBH-Upgrade'!$K$8,$BZ3095,($BE3081/(($F3081-18)/100))))+((($B3081-18)/100)*$CA3095))*$CE3095,0)))","v":3147},{"$f":"IF($B3081>$F3081,0,IF($C3081>$G3081,0,ROUND((((($F3081-$B3081)/100)*IF('DBH-Upgrade'!$K$6='DBH-Upgrade'!$K$8,$BZ3095,($BE3081/(($F3081-18)/100))))+((($B3081-18)/100)*$CA3095))*$CD3095,0)))","v":3416},{"$f":"IF($B3081>$F3081,0,IF($C3081>$G3081,0,ROUND(((($F3081-$B3081)/100)*IF('DBH-Upgrade'!$K$6='DBH-Upgrade'!$K$8,$BZ3095,($BE3081/(($F3081-18)/100))))+((($B3081-18)/100)*$CA3095),0)))","v":4357},{"v":1.5,"d":"1.500"},1.08,1.08,1.08,168,{"$f":"IF($B3081>$F3081,0,IF($C3081>$G3081,0,ROUND(((($F3081-$B3081)/100)*(IF('DBH-Upgrade'!$K$6='DBH-Upgrade'!$K$8,$BZ3095,($BE3081/(($F3081-18)/100))))*$CH3095)+((($B3081-18)/100)*$CA3095*$CE3095*$CG3095),0)))","v":445},{"$f":"IF($B3081>$F3081,0,IF($C3081>$G3081,0,ROUND(((($F3081-$B3081)/100)*(IF('DBH-Upgrade'!$K$6='DBH-Upgrade'!$K$8,$BZ3095,($BE3081/(($F3081-18)/100))))*$CH3095)+((($B3081-18)/100)*$CA3095*$CD3095*$CG3095),0)))","v":471},{"$f":"IF($B3081>$F3081,0,IF($C3081>$G3081,0,ROUND(((($F3081-$B3081)/100)*(IF('DBH-Upgrade'!$K$6='DBH-Upgrade'!$K$8,$BZ3095,($BE3081/(($F3081-18)/100))))*$CH3095)+((($B3081-18)/100)*$CA3095*$CG3095),0)))","v":559},9,23,24,29,{"v":4.590490068952024E-4,"d":"0.00"},{"v":0.002757855781337433,"d":"0.00"},{"v":0.002992563960804778,"d":"0.00"},{"v":0.004304477608821014,"d":"0.00"},0.0001276,1.7219,2,3.76611E-4,{"$f":"IF($B3081>$F3081,0,IF($C3081>$G3081,0,ROUND((((($F3081-$B3081)/100)*IF('DBH-Upgrade'!$K$6='DBH-Upgrade'!$K$8,$CC3095,($BF3081/(($F3081-18)/100))))+((($B3081-18)/100)*$CB3095))*IF($E3081>50,IF($G3081=11,(1-(($E3081-50)*0.005)),IF($G3081=16,(1-(($E3081-50)*0.005)),IF($G3081=21,(1-(($E3081-50)*0.005)),1))),1)*$CE3095,0)))","v":270},{"$f":"IF($B3081>$F3081,0,IF($C3081>$G3081,0,ROUND((((($F3081-$B3081)/100)*IF('DBH-Upgrade'!$K$6='DBH-Upgrade'!$K$8,$CC3095,($BF3081/(($F3081-18)/100))))+((($B3081-18)/100)*$CB3095))*IF($E3081>50,IF($G3081=11,(1-(($E3081-50)*0.005)),IF($G3081=16,(1-(($E3081-50)*0.005)),IF($G3081=21,(1-(($E3081-50)*0.005)),1))),1)*$CD3095,0)))","v":293},{"$f":"IF($B3081>$F3081,0,IF($C3081>$G3081,0,ROUND((((($F3081-$B3081)/100)*IF('DBH-Upgrade'!$K$6='DBH-Upgrade'!$K$8,$CC3095,($BF3081/(($F3081-18)/100))))+((($B3081-18)/100)*$CB3095))*IF($E3081>50,IF($G3081=11,(1-(($E3081-50)*0.005)),IF($G3081=16,(1-(($E3081-50)*0.005)),IF($G3081=21,(1-(($E3081-50)*0.005)),1))),1),0)))","v":374},0.95,0.95,0.95,{"$f":"AK3081*POWER(CF_cool,AN3081)","v":214.7054051230382},{"$f":"AL3081*POWER(CF_cool,AO3081)","v":232.9951248187044},{"$f":"AM3081*POWER(CF_cool,AP3081)","v":297.40674635561584},46,50,64,{"v":0.010466580203209253,"d":"0.01"},{"v":0.012294045736973899,"d":"0.01"},{"v":0.019809158008723148,"d":"0.02"},2.1,6,6.7,9,null,2600,null,{"v":0.8,"d":"80%"},null,null,0,11.8,13.7,21.85,null,1,1,1,214.7054051230382,232.9951248187044,297.40674635561584,null,0,0,0,1,1615,3238,442,63,0.718791222592855,0.671228725846115,null,0.16320641939358696,0.08064538055291112,0.783779121140337,0.783779121140337,null,0]
["2352001015",{"$f":"'DBH-Upgrade'!$K$8-$CL3089","v":80},15,2,35,200,10,11.5,0,26,30,47.1,3366,{"$f":"IF($B3089>$F3089,0,IF($C3089>$G3089,0,ROUND((((($F3089-$B3089)/100)*IF('DBH-Upgrade'!$K$6='DBH-Upgrade'!$K$8,$BZ3103,($BE3089/(($F3089-18)/100))))+((($B3089-18)/100)*$CA3103))*$CE3103,0)))","v":0},{"$f":"IF($B3089>$F3089,0,IF($C3089>$G3089,0,ROUND((((($F3089-$B3089)/100)*IF('DBH-Upgrade'!$K$6='DBH-Upgrade'!$K$8,$BZ3103,($BE3089/(($F3089-18)/100))))+((($B3089-18)/100)*$CA3103))*$CD3103,0)))","v":0},{"$f":"IF($B3089>$F3089,0,IF($C3089>$G3089,0,ROUND(((($F3089-$B3089)/100)*IF('DBH-Upgrade'!$K$6='DBH-Upgrade'!$K$8,$BZ3103,($BE3089/(($F3089-18)/100))))+((($B3089-18)/100)*$CA3103),0)))","v":0},{"v":1.5,"d":"1.500"},1.08,1.08,1.08,271,{"$f":"IF($B3089>$F3089,0,IF($C3089>$G3089,0,ROUND(((($F3089-$B3089)/100)*(IF('DBH-Upgrade'!$K$6='DBH-Upgrade'!$K$8,$BZ3103,($BE3089/(($F3089-18)/100))))*$CH3103)+((($B3089-18)/100)*$CA3103*$CE3103*$CG3103),0)))","v":0},{"$f":"IF($B3089>$F3089,0,IF($C3089>$G3089,0,ROUND(((($F3089-$B3089)/100)*(IF('DBH-Upgrade'!$K$6='DBH-Upgrade'!$K$8,$BZ3103,($BE3089/(($F3089-18)/100))))*$CH3103)+((($B3089-18)/100)*$CA3103*$CD3103*$CG3103),0)))","v":0},{"$f":"IF($B3089>$F3089,0,IF($C3089>$G3089,0,ROUND(((($F3089-$B3089)/100)*(IF('DBH-Upgrade'!$K$6='DBH-Upgrade'!$K$8,$BZ3103,($BE3089/(($F3089-18)/100))))*$CH3103)+((($B3089-18)/100)*$CA3103*$CG3103),0)))","v":0},14,0,0,0,{"v":0.002110317099852979,"d":"0.00"},{"v":0,"d":"0.00"},{"v":0,"d":"0.00"},{"v":0,"d":"0.00"},3.969E-4,1.7346,2,0.000367347,{"$f":"IF($B3089>$F3089,0,IF($C3089>$G3089,0,ROUND((((($F3089-$B3089)/100)*IF('DBH-Upgrade'!$K$6='DBH-Upgrade'!$K$8,$CC3103,($BF3089/(($F3089-18)/100))))+((($B3089-18)/100)*$CB3103))*IF($E3089>50,IF($G3089=11,(1-(($E3089-50)*0.005)),IF($G3089=16,(1-(($E3089-50)*0.005)),IF($G3089=21,(1-(($E3089-50)*0.005)),1))),1)*$CE3103,0)))","v":0},{"$f":"IF($B3089>$F3089,0,IF($C3089>$G3089,0,ROUND((((($F3089-$B3089)/100)*IF('DBH-Upgrade'!$K$6='DBH-Upgrade'!$K$8,$CC3103,($BF3089/(($F3089-18)/100))))+((($B3089-18)/100)*$CB3103))*IF($E3089>50,IF($G3089=11,(1-(($E3089-50)*0.005)),IF($G3089=16,(1-(($E3089-50)*0.005)),IF($G3089=21,(1-(($E3089-50)*0.005)),1))),1)*$CD3103,0)))","v":0},{"$f":"IF($B3089>$F3089,0,IF($C3089>$G3089,0,ROUND((((($F3089-$B3089)/100)*IF('DBH-Upgrade'!$K$6='DBH-Upgrade'!$K$8,$CC3103,($BF3089/(($F3089-18)/100))))+((($B3089-18)/100)*$CB3103))*IF($E3089>50,IF($G3089=11,(1-(($E3089-50)*0.005)),IF($G3089=16,(1-(($E3089-50)*0.005)),IF($G3089=21,(1-(($E3089-50)*0.005)),1))),1),0)))","v":0},0.98,0.98,0.98,{"$f":"AK3089*POWER(CF_cool,AN3089)","v":0},{"$f":"AL3089*POWER(CF_cool,AO3089)","v":0},{"$f":"AM3089*POWER(CF_cool,AP3089)","v":0},0,0,0,{"v":0,"d":"0.00"},{"v":0,"d":"0.00"},{"v":0,"d":"0.00"},1.3,6,6.7,9,null,3740,null,{"v":0.9,"d":"90%"},null,null,0,11.8,13.7,21.85,null,1,1,1,0,0,0,null,0,0,0,1,2298,4062,502,78,0.7929231278982726,0.732117182845212,null,0.16320641939358696,0.08064538055291112,0.7952052041594007,0.7952052041594007,null,0]
["2352002015",{"$f":"'DBH-Upgrade'!$K$8-$CL3093","v":80},15,2,35,200,20,21.5,0,26,30,47.1,2600,{"$f":"IF($B3093>$F3093,0,IF($C3093>$G3093,0,ROUND((((($F3093-$B3093)/100)*IF('DBH-Upgrade'!$K$6='DBH-Upgrade'!$K$8,$BZ3107,($BE3093/(($F3093-18)/100))))+((($B3093-18)/100)*$CA3107))*$CE3107,0)))","v":3722},{"$f":"IF($B3093>$F3093,0,IF($C3093>$G3093,0,ROUND((((($F3093-$B3093)/100)*IF('DBH-Upgrade'!$K$6='DBH-Upgrade'!$K$8,$BZ3107,($BE3093/(($F3093-18)/100))))+((($B3093-18)/100)*$CA3107))*$CD3107,0)))","v":4057},{"$f":"IF($B3093>$F3093,0,IF($C3093>$G3093,0,ROUND(((($F3093-$B3093)/100)*IF('DBH-Upgrade'!$K$6='DBH-Upgrade'!$K$8,$BZ3107,($BE3093/(($F3093-18)/100))))+((($B3093-18)/100)*$CA3107),0)))","v":5276},{"v":1.5,"d":"1.500"},1.08,1.08,1.08,210,{"$f":"IF($B3093>$F3093,0,IF($C3093>$G3093,0,ROUND(((($F3093-$B3093)/100)*(IF('DBH-Upgrade'!$K$6='DBH-Upgrade'!$K$8,$BZ3107,($BE3093/(($F3093-18)/100))))*$CH3107)+((($B3093-18)/100)*$CA3107*$CE3107*$CG3107),0)))","v":512},{"$f":"IF($B3093>$F3093,0,IF($C3093>$G3093,0,ROUND(((($F3093-$B3093)/100)*(IF('DBH-Upgrade'!$K$6='DBH-Upgrade'!$K$8,$BZ3107,($BE3093/(($F3093-18)/100))))*$CH3107)+((($B3093-18)/100)*$CA3107*$CD3107*$CG3107),0)))","v":538},{"$f":"IF($B3093>$F3093,0,IF($C3093>$G3093,0,ROUND(((($F3093-$B3093)/100)*(IF('DBH-Upgrade'!$K$6='DBH-Upgrade'!$K$8,$BZ3107,($BE3093/(($F3093-18)/100))))*$CH3107)+((($B3093-18)/100)*$CA3107*$CG3107),0)))","v":633},11,26,28,33,{"v":7.3489471045770291E-4,"d":"0.00"},{"v":0.003762996120512152,"d":"0.00"},{"v":4.3341866622359825E-3,"d":"0.00"},{"v":0.005930942077908127,"d":"0.01"},0.0001276,1.7219,2,3.76611E-4,{"$f":"IF($B3093>$F3093,0,IF($C3093>$G3093,0,ROUND((((($F3093-$B3093)/100)*IF('DBH-Upgrade'!$K$6='DBH-Upgrade'!$K$8,$CC3107,($BF3093/(($F3093-18)/100))))+((($B3093-18)/100)*$CB3107))*IF($E3093>50,IF($G3093=11,(1-(($E3093-50)*0.005)),IF($G3093=16,(1-(($E3093-50)*0.005)),IF($G3093=21,(1-(($E3093-50)*0.005)),1))),1)*$CE3107,0)))","v":286},{"$f":"IF($B3093>$F3093,0,IF($C3093>$G3093,0,ROUND((((($F3093-$B3093)/100)*IF('DBH-Upgrade'!$K$6='DBH-Upgrade'!$K$8,$CC3107,($BF3093/(($F3093-18)/100))))+((($B3093-18)/100)*$CB3107))*IF($E3093>50,IF($G3093=11,(1-(($E3093-50)*0.005)),IF($G3093=16,(1-(($E3093-50)*0.005)),IF($G3093=21,(1-(($E3093-50)*0.005)),1))),1)*$CD3107,0)))","v":311},{"$f":"IF($B3093>$F3093,0,IF($C3093>$G3093,0,ROUND((((($F3093-$B3093)/100)*IF('DBH-Upgrade'!$K$6='DBH-Upgrade'!$K$8,$CC3107,($BF3093/(($F3093-18)/100))))+((($B3093-18)/100)*$CB3107))*IF($E3093>50,IF($G3093=11,(1-(($E3093-50)*0.005)),IF($G3093=16,(1-(($E3093-50)*0.005)),IF($G3093=21,(1-(($E3093-50)*0.005)),1))),1),0)))","v":405},0.95,0.95,0.95,{"$f":"AK3093*POWER(CF_cool,AN3093)","v":227.4286883895886},{"$f":"AL3093*POWER(CF_cool,AO3093)","v":247.3088184935736},{"$f":"AM3093*POWER(CF_cool,AP3093)","v":322.0581076845573},49,53,69,{"v":0.012637593351545896,"d":"0.01"},{"v":0.014689727215794588,"d":"0.01"},{"v":0.024379518109628677,"d":"0.02"},2.7,6,6.7,9,null,3250,null,{"v":0.8,"d":"80%"},null,null,0,11.8,13.7,21.85,null,1,1,1,227.4286883895886,247.3088184935736,322.0581076845573,null,0,0,0,1,1615,3238,442,63,0.7015311234086448,0.657069305346098,null,0.16320641939358696,0.08064538055291112,0.783779121140337,0.783779121140337,null,0]
["2352401015",{"$f":"'DBH-Upgrade'!$K$8-$CL3101","v":80},15,2,35,240,10,11.5,0,26,30,48.1,{"v":4114.8,"d":"4115"},{"$f":"IF($B3101>$F3101,0,IF($C3101>$G3101,0,ROUND((((($F3101-$B3101)/100)*IF('DBH-Upgrade'!$K$6='DBH-Upgrade'!$K$8,$BZ3115,($BE3101/(($F3101-18)/100))))+((($B3101-18)/100)*$CA3115))*$CE3115,0)))","v":0},{"$f":"IF($B3101>$F3101,0,IF($C3101>$G3101,0,ROUND((((($F3101-$B3101)/100)*IF('DBH-Upgrade'!$K$6='DBH-Upgrade'!$K$8,$BZ3115,($BE3101/(($F3101-18)/100))))+((($B3101-18)/100)*$CA3115))*$CD3115,0)))","v":0},{"$f":"IF($B3101>$F3101,0,IF($C3101>$G3101,0,ROUND(((($F3101-$B3101)/100)*IF('DBH-Upgrade'!$K$6='DBH-Upgrade'!$K$8,$BZ3115,($BE3101/(($F3101-18)/100))))+((($B3101-18)/100)*$CA3115),0)))","v":0},{"v":1.5,"d":"1.500"},1.08,1.08,1.08,332,{"$f":"IF($B3101>$F3101,0,IF($C3101>$G3101,0,ROUND(((($F3101-$B3101)/100)*(IF('DBH-Upgrade'!$K$6='DBH-Upgrade'!$K$8,$BZ3115,($BE3101/(($F3101-18)/100))))*$CH3115)+((($B3101-18)/100)*$CA3115*$CE3115*$CG3115),0)))","v":0},{"$f":"IF($B3101>$F3101,0,IF($C3101>$G3101,0,ROUND(((($F3101-$B3101)/100)*(IF('DBH-Upgrade'!$K$6='DBH-Upgrade'!$K$8,$BZ3115,($BE3101/(($F3101-18)/100))))*$CH3115)+((($B3101-18)/100)*$CA3115*$CD3115*$CG3115),0)))","v":0},{"$f":"IF($B3101>$F3101,0,IF($C3101>$G3101,0,ROUND(((($F3101-$B3101)/100)*(IF('DBH-Upgrade'!$K$6='DBH-Upgrade'!$K$8,$BZ3115,($BE3101/(($F3101-18)/100))))*$CH3115)+((($B3101-18)/100)*$CA3115*$CG3115),0)))","v":0},17,0,0,0,{"v":3.4315840001176157E-3,"d":"0.00"},{"v":0,"d":"0.00"},{"v":0,"d":"0.00"},{"v":0,"d":"0.00"},3.969E-4,1.7346,2,0.000367347,{"$f":"IF($B3101>$F3101,0,IF($C3101>$G3101,0,ROUND((((($F3101-$B3101)/100)*IF('DBH-Upgrade'!$K$6='DBH-Upgrade'!$K$8,$CC3115,($BF3101/(($F3101-18)/100))))+((($B3101-18)/100)*$CB3115))*IF($E3101>50,IF($G3101=11,(1-(($E3101-50)*0.005)),IF($G3101=16,(1-(($E3101-50)*0.005)),IF($G3101=21,(1-(($E3101-50)*0.005)),1))),1)*$CE3115,0)))","v":0},{"$f":"IF($B3101>$F3101,0,IF($C3101>$G3101,0,ROUND((((($F3101-$B3101)/100)*IF('DBH-Upgrade'!$K$6='DBH-Upgrade'!$K$8,$CC3115,($BF3101/(($F3101-18)/100))))+((($B3101-18)/100)*$CB3115))*IF($E3101>50,IF($G3101=11,(1-(($E3101-50)*0.005)),IF($G3101=16,(1-(($E3101-50)*0.005)),IF($G3101=21,(1-(($E3101-50)*0.005)),1))),1)*$CD3115,0)))","v":0},{"$f":"IF($B3101>$F3101,0,IF($C3101>$G3101,0,ROUND((((($F3101-$B3101)/100)*IF('DBH-Upgrade'!$K$6='DBH-Upgrade'!$K$8,$CC3115,($BF3101/(($F3101-18)/100))))+((($B3101-18)/100)*$CB3115))*IF($E3101>50,IF($G3101=11,(1-(($E3101-50)*0.005)),IF($G3101=16,(1-(($E3101-50)*0.005)),IF($G3101=21,(1-(($E3101-50)*0.005)),1))),1),0)))","v":0},0.98,0.98,0.98,{"$f":"AK3101*POWER(CF_cool,AN3101)","v":0},{"$f":"AL3101*POWER(CF_cool,AO3101)","v":0},{"$f":"AM3101*POWER(CF_cool,AP3101)","v":0},0,0,0,{"v":0,"d":"0.00"},{"v":0,"d":"0.00"},{"v":0,"d":"0.00"},1.6,6,6.7,9,null,4572,null,{"v":0.9,"d":"90%"},null,null,0,11.8,13.7,21.85,null,1,1,1,0,0,0,null,0,0,0,1,2298,4062,502,78,0.7840224333226739,0.7222362755803995,null,0.16320641939358696,0.08064538055291112,0.7952052041594007,0.7952052041594007,null,0]
["2352601615",{"$f":"'DBH-Upgrade'!$K$8-$CL3110","v":60},15,2,35,260,16,16.5,0,26,30,48.1,{"v":2328.32,"d":"2328"},{"$f":"IF($B3110>$F3110,0,IF($C3110>$G3110,0,ROUND((((($F3110-$B3110)/100)*IF('DBH-Upgrade'!$K$6='DBH-Upgrade'!$K$8,$BZ3124,($BE3110/(($F3110-18)/100))))+((($B3110-18)/100)*$CA3124))*$CE3124,0)))","v":5570},{"$f":"IF($B3110>$F3110,0,IF($C3110>$G3110,0,ROUND((((($F3110-$B3110)/100)*IF('DBH-Upgrade'!$K$6='DBH-Upgrade'!$K$8,$BZ3124,($BE3110/(($F3110-18)/100))))+((($B3110-18)/100)*$CA3124))*$CD3124,0)))","v":5772},{"$f":"IF($B3110>$F3110,0,IF($C3110>$G3110,0,ROUND(((($F3110-$B3110)/100)*IF('DBH-Upgrade'!$K$6='DBH-Upgrade'!$K$8,$BZ3124,($BE3110/(($F3110-18)/100))))+((($B3110-18)/100)*$CA3124),0)))","v":8465},{"v":1.5,"d":"1.500"},1.1,1.1,1.1,188,{"$f":"IF($B3110>$F3110,0,IF($C3110>$G3110,0,ROUND(((($F3110-$B3110)/100)*(IF('DBH-Upgrade'!$K$6='DBH-Upgrade'!$K$8,$BZ3124,($BE3110/(($F3110-18)/100))))*$CH3124)+((($B3110-18)/100)*$CA3124*$CE3124*$CG3124),0)))","v":729},{"$f":"IF($B3110>$F3110,0,IF($C3110>$G3110,0,ROUND(((($F3110-$B3110)/100)*(IF('DBH-Upgrade'!$K$6='DBH-Upgrade'!$K$8,$BZ3124,($BE3110/(($F3110-18)/100))))*$CH3124)+((($B3110-18)/100)*$CA3124*$CD3124*$CG3124),0)))","v":736},{"$f":"IF($B3110>$F3110,0,IF($C3110>$G3110,0,ROUND(((($F3110-$B3110)/100)*(IF('DBH-Upgrade'!$K$6='DBH-Upgrade'!$K$8,$BZ3124,($BE3110/(($F3110-18)/100))))*$CH3124)+((($B3110-18)/100)*$CA3124*$CG3124),0)))","v":836},10,38,38,43,{"v":0.00242713372668165,"d":"0.00"},{"v":0.030320595623203116,"d":"0.03"},{"v":0.030320595623203116,"d":"0.03"},{"v":0.03836890884347046,"d":"0.04"},0.0002083,1.724,4,1.392796E-3,{"$f":"IF($B3110>$F3110,0,IF($C3110>$G3110,0,ROUND((((($F3110-$B3110)/100)*IF('DBH-Upgrade'!$K$6='DBH-Upgrade'!$K$8,$CC3124,($BF3110/(($F3110-18)/100))))+((($B3110-18)/100)*$CB3124))*IF($E3110>50,IF($G3110=11,(1-(($E3110-50)*0.005)),IF($G3110=16,(1-(($E3110-50)*0.005)),IF($G3110=21,(1-(($E3110-50)*0.005)),1))),1)*$CE3124,0)))","v":299},{"$f":"IF($B3110>$F3110,0,IF($C3110>$G3110,0,ROUND((((($F3110-$B3110)/100)*IF('DBH-Upgrade'!$K$6='DBH-Upgrade'!$K$8,$CC3124,($BF3110/(($F3110-18)/100))))+((($B3110-18)/100)*$CB3124))*IF($E3110>50,IF($G3110=11,(1-(($E3110-50)*0.005)),IF($G3110=16,(1-(($E3110-50)*0.005)),IF($G3110=21,(1-(($E3110-50)*0.005)),1))),1)*$CD3124,0)))","v":310},{"$f":"IF($B3110>$F3110,0,IF($C3110>$G3110,0,ROUND((((($F3110-$B3110)/100)*IF('DBH-Upgrade'!$K$6='DBH-Upgrade'!$K$8,$CC3124,($BF3110/(($F3110-18)/100))))+((($B3110-18)/100)*$CB3124))*IF($E3110>50,IF($G3110=11,(1-(($E3110-50)*0.005)),IF($G3110=16,(1-(($E3110-50)*0.005)),IF($G3110=21,(1-(($E3110-50)*0.005)),1))),1),0)))","v":455},0.95,0.95,0.95,{"$f":"AK3110*POWER(CF_cool,AN3110)","v":237.7663560436608},{"$f":"AL3110*POWER(CF_cool,AO3110)","v":246.5136132894142},{"$f":"AM3110*POWER(CF_cool,AP3110)","v":361.8183678925273},51,53,78,{"v":0.05312407062968946,"d":"0.05"},{"v":0.05717138270950837,"d":"0.06"},{"v":0.11970146324884166,"d":"0.12"},5.2,6,6.7,9,null,3424,null,{"v":0.68,"d":"68%"},null,null,0,11.8,13.7,21.85,null,1,1,1,237.7663560436608,246.5136132894142,361.8183678925273,null,0,0,0,1,{"$error":"#VALUE!"},0,0,{"$error":"#VALUE!"},0.7585639347228863,0.6942595523857338,null,0.15781864009190116,0.08064538055291112,0.7952052041594007,0.7952052041594007,null,20]
["2352801015",{"$f":"'DBH-Upgrade'!$K$8-$CL3113","v":60},15,2,35,280,10,11.5,0,26,30,48.9,{"v":4862.7,"d":"4863"},{"$f":"IF($B3113>$F3113,0,IF($C3113>$G3113,0,ROUND((((($F3113-$B3113)/100)*IF('DBH-Upgrade'!$K$6='DBH-Upgrade'!$K$8,$BZ3127,($BE3113/(($F3113-18)/100))))+((($B3113-18)/100)*$CA3127))*$CE3127,0)))","v":0},{"$f":"IF($B3113>$F3113,0,IF($C3113>$G3113,0,ROUND((((($F3113-$B3113)/100)*IF('DBH-Upgrade'!$K$6='DBH-Upgrade'!$K$8,$BZ3127,($BE3113/(($F3113-18)/100))))+((($B3113-18)/100)*$CA3127))*$CD3127,0)))","v":0},{"$f":"IF($B3113>$F3113,0,IF($C3113>$G3113,0,ROUND(((($F3113-$B3113)/100)*IF('DBH-Upgrade'!$K$6='DBH-Upgrade'!$K$8,$BZ3127,($BE3113/(($F3113-18)/100))))+((($B3113-18)/100)*$CA3127),0)))","v":0},{"v":1.5,"d":"1.500"},1.08,1.08,1.08,392,{"$f":"IF($B3113>$F3113,0,IF($C3113>$G3113,0,ROUND(((($F3113-$B3113)/100)*(IF('DBH-Upgrade'!$K$6='DBH-Upgrade'!$K$8,$BZ3127,($BE3113/(($F3113-18)/100))))*$CH3127)+((($B3113-18)/100)*$CA3127*$CE3127*$CG3127),0)))","v":0},{"$f":"IF($B3113>$F3113,0,IF($C3113>$G3113,0,ROUND(((($F3113-$B3113)/100)*(IF('DBH-Upgrade'!$K$6='DBH-Upgrade'!$K$8,$BZ3127,($BE3113/(($F3113-18)/100))))*$CH3127)+((($B3113-18)/100)*$CA3127*$CD3127*$CG3127),0)))","v":0},{"$f":"IF($B3113>$F3113,0,IF($C3113>$G3113,0,ROUND(((($F3113-$B3113)/100)*(IF('DBH-Upgrade'!$K$6='DBH-Upgrade'!$K$8,$BZ3127,($BE3113/(($F3113-18)/100))))*$CH3127)+((($B3113-18)/100)*$CA3127*$CG3127),0)))","v":0},20,0,0,0,{"v":0.005171916339600936,"d":"0.01"},{"v":0,"d":"0.00"},{"v":0,"d":"0.00"},{"v":0,"d":"0.00"},3.969E-4,1.7346,2,0.000367347,{"$f":"IF($B3113>$F3113,0,IF($C3113>$G3113,0,ROUND((((($F3113-$B3113)/100)*IF('DBH-Upgrade'!$K$6='DBH-Upgrade'!$K$8,$CC3127,($BF3113/(($F3113-18)/100))))+((($B3113-18)/100)*$CB3127))*IF($E3113>50,IF($G3113=11,(1-(($E3113-50)*0.005)),IF($G3113=16,(1-(($E3113-50)*0.005)),IF($G3113=21,(1-(($E3113-50)*0.005)),1))),1)*$CE3127,0)))","v":0},{"$f":"IF($B3113>$F3113,0,IF($C3113>$G3113,0,ROUND((((($F3113-$B3113)/100)*IF('DBH-Upgrade'!$K$6='DBH-Upgrade'!$K$8,$CC3127,($BF3113/(($F3113-18)/100))))+((($B3113-18)/100)*$CB3127))*IF($E3113>50,IF($G3113=11,(1-(($E3113-50)*0.005)),IF($G3113=16,(1-(($E3113-50)*0.005)),IF($G3113=21,(1-(($E3113-50)*0.005)),1))),1)*$CD3127,0)))","v":0},{"$f":"IF($B3113>$F3113,0,IF($C3113>$G3113,0,ROUND((((($F3113-$B3113)/100)*IF('DBH-Upgrade'!$K$6='DBH-Upgrade'!$K$8,$CC3127,($BF3113/(($F3113-18)/100))))+((($B3113-18)/100)*$CB3127))*IF($E3113>50,IF($G3113=11,(1-(($E3113-50)*0.005)),IF($G3113=16,(1-(($E3113-50)*0.005)),IF($G3113=21,(1-(($E3113-50)*0.005)),1))),1),0)))","v":0},0.98,0.98,0.98,{"$f":"AK3113*POWER(CF_cool,AN3113)","v":0},{"$f":"AL3113*POWER(CF_cool,AO3113)","v":0},{"$f":"AM3113*POWER(CF_cool,AP3113)","v":0},0,0,0,{"v":0,"d":"0.00"},{"v":0,"d":"0.00"},{"v":0,"d":"0.00"},1.9,6,6.7,9,null,5403,null,{"v":0.9,"d":"90%"},null,null,0,11.8,13.7,21.85,null,1,1,1,0,0,0,null,0,0,0,1,2298,4062,502,78,0.7585639347228863,0.6942595523857338,null,0.16320641939358696,0.08064538055291112,0.7952052041594007,0.7952052041594007,null,20]
["250601515",{"$f":"'DBH-Upgrade'!$K$8-$CL3121","v":80},15,2,50,60,15,16.5,0,26,30,41.1,736,{"$f":"IF($B3121>$F3121,0,IF($C3121>$G3121,0,ROUND((((($F3121-$B3121)/100)*IF('DBH-Upgrade'!$K$6='DBH-Upgrade'!$K$8,$BZ3135,($BE3121/(($F3121-18)/100))))+((($B3121-18)/100)*$CA3135))*$CE3135,0)))","v":0},{"$f":"IF($B3121>$F3121,0,IF($C3121>$G3121,0,ROUND((((($F3121-$B3121)/100)*IF('DBH-Upgrade'!$K$6='DBH-Upgrade'!$K$8,$BZ3135,($BE3121/(($F3121-18)/100))))+((($B3121-18)/100)*$CA3135))*$CD3135,0)))","v":0},{"$f":"IF($B3121>$F3121,0,IF($C3121>$G3121,0,ROUND(((($F3121-$B3121)/100)*IF('DBH-Upgrade'!$K$6='DBH-Upgrade'!$K$8,$BZ3135,($BE3121/(($F3121-18)/100))))+((($B3121-18)/100)*$CA3135),0)))","v":0},{"v":1.5,"d":"1.500"},1.08,1.08,1.08,59,{"$f":"IF($B3121>$F3121,0,IF($C3121>$G3121,0,ROUND(((($F3121-$B3121)/100)*(IF('DBH-Upgrade'!$K$6='DBH-Upgrade'!$K$8,$BZ3135,($BE3121/(($F3121-18)/100))))*$CH3135)+((($B3121-18)/100)*$CA3135*$CE3135*$CG3135),0)))","v":0},{"$f":"IF($B3121>$F3121,0,IF($C3121>$G3121,0,ROUND(((($F3121-$B3121)/100)*(IF('DBH-Upgrade'!$K$6='DBH-Upgrade'!$K$8,$BZ3135,($BE3121/(($F3121-18)/100))))*$CH3135)+((($B3121-18)/100)*$CA3135*$CD3135*$CG3135),0)))","v":0},{"$f":"IF($B3121>$F3121,0,IF($C3121>$G3121,0,ROUND(((($F3121-$B3121)/100)*(IF('DBH-Upgrade'!$K$6='DBH-Upgrade'!$K$8,$BZ3135,($BE3121/(($F3121-18)/100))))*$CH3135)+((($B3121-18)/100)*$CA3135*$CG3135),0)))","v":0},3,0,0,0,{"v":5.31060959848513e-05,"d":"0.00"},{"v":0,"d":"0.00"},{"v":0,"d":"0.00"},{"v":0,"d":"0.00"},0.0002083,1.724,2,0.000461829,{"$f":"IF($B3121>$F3121,0,IF($C3121>$G3121,0,ROUND((((($F3121-$B3121)/100)*IF('DBH-Upgrade'!$K$6='DBH-Upgrade'!$K$8,$CC3135,($BF3121/(($F3121-18)/100))))+((($B3121-18)/100)*$CB3135))*IF($E3121>50,IF($G3121=11,(1-(($E3121-50)*0.005)),IF($G3121=16,(1-(($E3121-50)*0.005)),IF($G3121=21,(1-(($E3121-50)*0.005)),1))),1)*$CE3135,0)))","v":0},{"$f":"IF($B3121>$F3121,0,IF($C3121>$G3121,0,ROUND((((($F3121-$B3121)/100)*IF('DBH-Upgrade'!$K$6='DBH-Upgrade'!$K$8,$CC3135,($BF3121/(($F3121-18)/100))))+((($B3121-18)/100)*$CB3135))*IF($E3121>50,IF($G3121=11,(1-(($E3121-50)*0.005)),IF($G3121=16,(1-(($E3121-50)*0.005)),IF($G3121=21,(1-(($E3121-50)*0.005)),1))),1)*$CD3135,0)))","v":0},{"$f":"IF($B3121>$F3121,0,IF($C3121>$G3121,0,ROUND((((($F3121-$B3121)/100)*IF('DBH-Upgrade'!$K$6='DBH-Upgrade'!$K$8,$CC3135,($BF3121/(($F3121-18)/100))))+((($B3121-18)/100)*$CB3135))*IF($E3121>50,IF($G3121=11,(1-(($E3121-50)*0.005)),IF($G3121=16,(1-(($E3121-50)*0.005)),IF($G3121=21,(1-(($E3121-50)*0.005)),1))),1),0)))","v":0},1.01,1.01,1.01,{"$f":"AK3121*POWER(CF_cool,AN3121)","v":0},{"$f":"AL3121*POWER(CF_cool,AO3121)","v":0},{"$f":"AM3121*POWER(CF_cool,AP3121)","v":0},0,0,0,{"v":0,"d":"0.00"},{"v":0,"d":"0.00"},{"v":0,"d":"0.00"},0.6,"DBH-unit is te lang!","DBH-unit is te lang!","DBH-unit is te lang!",null,920,null,{"v":0.8,"d":"80%"},null,null,0,"DBH-unit is te lang!","DBH-unit is te lang!","DBH-unit is te lang!",null,1,1,1,0,0,0,null,0,0,0,1,{"$error":"#VALUE!"},0,0,{"$error":"#VALUE!"},0.75,0.68,null,0.16320641939358696,0.08064538055291112,0.7894714915956607,0.7894714915956607,null,0]
["250701115",{"$f":"'DBH-Upgrade'!$K$8-$CL3126","v":80},15,2,50,70,11,11.5,0,26,30,41.1,{"v":622.88,"d":"623"},{"$f":"IF($B3126>$F3126,0,IF($C3126>$G3126,0,ROUND((((($F3126-$B3126)/100)*IF('DBH-Upgrade'!$K$6='DBH-Upgrade'!$K$8,$BZ3140,($BE3126/(($F3126-18)/100))))+((($B3126-18)/100)*$CA3140))*$CE3140,0)))","v":0},{"$f":"IF($B3126>$F3126,0,IF($C3126>$G3126,0,ROUND((((($F3126-$B3126)/100)*IF('DBH-Upgrade'!$K$6='DBH-Upgrade'!$K$8,$BZ3140,($BE3126/(($F3126-18)/100))))+((($B3126-18)/100)*$CA3140))*$CD3140,0)))","v":0},{"$f":"IF($B3126>$F3126,0,IF($C3126>$G3126,0,ROUND(((($F3126-$B3126)/100)*IF('DBH-Upgrade'!$K$6='DBH-Upgrade'!$K$8,$BZ3140,($BE3126/(($F3126-18)/100))))+((($B3126-18)/100)*$CA3140),0)))","v":0},{"v":1.5,"d":"1.500"},1.1,1.1,1.1,50,{"$f":"IF($B3126>$F3126,0,IF($C3126>$G3126,0,ROUND(((($F3126-$B3126)/100)*(IF('DBH-Upgrade'!$K$6='DBH-Upgrade'!$K$8,$BZ3140,($BE3126/(($F3126-18)/100))))*$CH3140)+((($B3126-18)/100)*$CA3140*$CE3140*$CG3140),0)))","v":0},{"$f":"IF($B3126>$F3126,0,IF($C3126>$G3126,0,ROUND(((($F3126-$B3126)/100)*(IF('DBH-Upgrade'!$K$6='DBH-Upgrade'!$K$8,$BZ3140,($BE3126/(($F3126-18)/100))))*$CH3140)+((($B3126-18)/100)*$CA3140*$CD3140*$CG3140),0)))","v":0},{"$f":"IF($B3126>$F3126,0,IF($C3126>$G3126,0,ROUND(((($F3126-$B3126)/100)*(IF('DBH-Upgrade'!$K$6='DBH-Upgrade'!$K$8,$BZ3140,($BE3126/(($F3126-18)/100))))*$CH3140)+((($B3126-18)/100)*$CA3140*$CG3140),0)))","v":0},3,0,0,0,{"v":1.088164989435158E-4,"d":"0.00"},{"v":0,"d":"0.00"},{"v":0,"d":"0.00"},{"v":0,"d":"0.00"},3.969E-4,1.7346,4,0.000574288,{"$f":"IF($B3126>$F3126,0,IF($C3126>$G3126,0,ROUND((((($F3126-$B3126)/100)*IF('DBH-Upgrade'!$K$6='DBH-Upgrade'!$K$8,$CC3140,($BF3126/(($F3126-18)/100))))+((($B3126-18)/100)*$CB3140))*IF($E3126>50,IF($G3126=11,(1-(($E3126-50)*0.005)),IF($G3126=16,(1-(($E3126-50)*0.005)),IF($G3126=21,(1-(($E3126-50)*0.005)),1))),1)*$CE3140,0)))","v":0},{"$f":"IF($B3126>$F3126,0,IF($C3126>$G3126,0,ROUND((((($F3126-$B3126)/100)*IF('DBH-Upgrade'!$K$6='DBH-Upgrade'!$K$8,$CC3140,($BF3126/(($F3126-18)/100))))+((($B3126-18)/100)*$CB3140))*IF($E3126>50,IF($G3126=11,(1-(($E3126-50)*0.005)),IF($G3126=16,(1-(($E3126-50)*0.005)),IF($G3126=21,(1-(($E3126-50)*0.005)),1))),1)*$CD3140,0)))","v":0},{"$f":"IF($B3126>$F3126,0,IF($C3126>$G3126,0,ROUND((((($F3126-$B3126)/100)*IF('DBH-Upgrade'!$K$6='DBH-Upgrade'!$K$8,$CC3140,($BF3126/(($F3126-18)/100))))+((($B3126-18)/100)*$CB3140))*IF($E3126>50,IF($G3126=11,(1-(($E3126-50)*0.005)),IF($G3126=16,(1-(($E3126-50)*0.005)),IF($G3126=21,(1-(($E3126-50)*0.005)),1))),1),0)))","v":0},0.95,0.95,0.95,{"$f":"AK3126*POWER(CF_cool,AN3126)","v":0},{"$f":"AL3126*POWER(CF_cool,AO3126)","v":0},{"$f":"AM3126*POWER(CF_cool,AP3126)","v":0},0,0,0,{"v":0,"d":"0.00"},{"v":0,"d":"0.00"},{"v":0,"d":"0.00"},0.9,"DBH-unit is te lang!","DBH-unit is te lang!","DBH-unit is te lang!",null,916,null,{"v":0.68,"d":"68%"},null,null,0,"DBH-unit is te lang!","DBH-unit is te lang!","DBH-unit is te lang!",null,1,1,1,0,0,0,null,0,0,0,1,2489,6098,791,92,0.681904493845304,0.6579686139337618,null,0.1716349180255756,0.08064538055291112,0.8146200327725304,0.8146200327725304,null,0]
["250802015",{"$f":"'DBH-Upgrade'!$K$8-$CL3135","v":80},15,2,50,80,20,21.5,0,26,30,42.4,{"v":1356.8000000000002,"d":"1357"},{"$f":"IF($B3135>$F3135,0,IF($C3135>$G3135,0,ROUND((((($F3135-$B3135)/100)*IF('DBH-Upgrade'!$K$6='DBH-Upgrade'!$K$8,$BZ3149,($BE3135/(($F3135-18)/100))))+((($B3135-18)/100)*$CA3149))*$CE3149,0)))","v":1943},{"$f":"IF($B3135>$F3135,0,IF($C3135>$G3135,0,ROUND((((($F3135-$B3135)/100)*IF('DBH-Upgrade'!$K$6='DBH-Upgrade'!$K$8,$BZ3149,($BE3135/(($F3135-18)/100))))+((($B3135-18)/100)*$CA3149))*$CD3149,0)))","v":2086},{"$f":"IF($B3135>$F3135,0,IF($C3135>$G3135,0,ROUND(((($F3135-$B3135)/100)*IF('DBH-Upgrade'!$K$6='DBH-Upgrade'!$K$8,$BZ3149,($BE3135/(($F3135-18)/100))))+((($B3135-18)/100)*$CA3149),0)))","v":2518},{"v":1.5,"d":"1.500"},1.08,1.08,1.08,109,{"$f":"IF($B3135>$F3135,0,IF($C3135>$G3135,0,ROUND(((($F3135-$B3135)/100)*(IF('DBH-Upgrade'!$K$6='DBH-Upgrade'!$K$8,$BZ3149,($BE3135/(($F3135-18)/100))))*$CH3149)+((($B3135-18)/100)*$CA3149*$CE3149*$CG3149),0)))","v":317},{"$f":"IF($B3135>$F3135,0,IF($C3135>$G3135,0,ROUND(((($F3135-$B3135)/100)*(IF('DBH-Upgrade'!$K$6='DBH-Upgrade'!$K$8,$BZ3149,($BE3135/(($F3135-18)/100))))*$CH3149)+((($B3135-18)/100)*$CA3149*$CD3149*$CG3149),0)))","v":341},{"$f":"IF($B3135>$F3135,0,IF($C3135>$G3135,0,ROUND(((($F3135-$B3135)/100)*(IF('DBH-Upgrade'!$K$6='DBH-Upgrade'!$K$8,$BZ3149,($BE3135/(($F3135-18)/100))))*$CH3149)+((($B3135-18)/100)*$CA3149*$CG3149),0)))","v":411},6,16,18,21,{"v":1.687530528114454E-4,"d":"0.00"},{"v":1.1391023025080912E-3,"d":"0.00"},{"v":1.4337535238068216E-3,"d":"0.00"},{"v":1.9379075648494355E-3,"d":"0.00"},0.0001276,1.7219,2,3.76611E-4,{"$f":"IF($B3135>$F3135,0,IF($C3135>$G3135,0,ROUND((((($F3135-$B3135)/100)*IF('DBH-Upgrade'!$K$6='DBH-Upgrade'!$K$8,$CC3149,($BF3135/(($F3135-18)/100))))+((($B3135-18)/100)*$CB3149))*IF($E3135>50,IF($G3135=11,(1-(($E3135-50)*0.005)),IF($G3135=16,(1-(($E3135-50)*0.005)),IF($G3135=21,(1-(($E3135-50)*0.005)),1))),1)*$CE3149,0)))","v":240},{"$f":"IF($B3135>$F3135,0,IF($C3135>$G3135,0,ROUND((((($F3135-$B3135)/100)*IF('DBH-Upgrade'!$K$6='DBH-Upgrade'!$K$8,$CC3149,($BF3135/(($F3135-18)/100))))+((($B3135-18)/100)*$CB3149))*IF($E3135>50,IF($G3135=11,(1-(($E3135-50)*0.005)),IF($G3135=16,(1-(($E3135-50)*0.005)),IF($G3135=21,(1-(($E3135-50)*0.005)),1))),1)*$CD3149,0)))","v":258},{"$f":"IF($B3135>$F3135,0,IF($C3135>$G3135,0,ROUND((((($F3135-$B3135)/100)*IF('DBH-Upgrade'!$K$6='DBH-Upgrade'!$K$8,$CC3149,($BF3135/(($F3135-18)/100))))+((($B3135-18)/100)*$CB3149))*IF($E3135>50,IF($G3135=11,(1-(($E3135-50)*0.005)),IF($G3135=16,(1-(($E3135-50)*0.005)),IF($G3135=21,(1-(($E3135-50)*0.005)),1))),1),0)))","v":311},0.95,0.95,0.95,{"$f":"AK3135*POWER(CF_cool,AN3135)","v":190.84924899825614},{"$f":"AL3135*POWER(CF_cool,AO3135)","v":205.16294267312537},{"$f":"AM3135*POWER(CF_cool,AP3135)","v":247.3088184935736},41,44,53,{"v":0.007186104904497814,"d":"0.01"},{"v":0.008254212494677102,"d":"0.01"},{"v":0.01189513392769464,"d":"0.01"},1.1,6,6.7,9,null,1696,null,{"v":0.8,"d":"80%"},null,null,0,11.8,13.7,21.85,null,1,1,1,190.84924899825614,205.16294267312537,247.3088184935736,null,0,0,0,1,1615,3238,442,63,0.7555553480649244,0.7038387772986681,null,0.16320641939358696,0.08064538055291112,0.783779121140337,0.783779121140337,null,0]
["250901115",{"$f":"'DBH-Upgrade'!$K$8-$CL3138","v":80},15,2,50,90,11,11.5,0,26,30,43.3,{"v":801.0400000000001,"d":"801"},{"$f":"IF($B3138>$F3138,0,IF($C3138>$G3138,0,ROUND((((($F3138-$B3138)/100)*IF('DBH-Upgrade'!$K$6='DBH-Upgrade'!$K$8,$BZ3152,($BE3138/(($F3138-18)/100))))+((($B3138-18)/100)*$CA3152))*$CE3152,0)))","v":0},{"$f":"IF($B3138>$F3138,0,IF($C3138>$G3138,0,ROUND((((($F3138-$B3138)/100)*IF('DBH-Upgrade'!$K$6='DBH-Upgrade'!$K$8,$BZ3152,($BE3138/(($F3138-18)/100))))+((($B3138-18)/100)*$CA3152))*$CD3152,0)))","v":0},{"$f":"IF($B3138>$F3138,0,IF($C3138>$G3138,0,ROUND(((($F3138-$B3138)/100)*IF('DBH-Upgrade'!$K$6='DBH-Upgrade'!$K$8,$BZ3152,($BE3138/(($F3138-18)/100))))+((($B3138-18)/100)*$CA3152),0)))","v":0},{"v":1.5,"d":"1.500"},1.1,1.1,1.1,65,{"$f":"IF($B3138>$F3138,0,IF($C3138>$G3138,0,ROUND(((($F3138-$B3138)/100)*(IF('DBH-Upgrade'!$K$6='DBH-Upgrade'!$K$8,$BZ3152,($BE3138/(($F3138-18)/100))))*$CH3152)+((($B3138-18)/100)*$CA3152*$CE3152*$CG3152),0)))","v":0},{"$f":"IF($B3138>$F3138,0,IF($C3138>$G3138,0,ROUND(((($F3138-$B3138)/100)*(IF('DBH-Upgrade'!$K$6='DBH-Upgrade'!$K$8,$BZ3152,($BE3138/(($F3138-18)/100))))*$CH3152)+((($B3138-18)/100)*$CA3152*$CD3152*$CG3152),0)))","v":0},{"$f":"IF($B3138>$F3138,0,IF($C3138>$G3138,0,ROUND(((($F3138-$B3138)/100)*(IF('DBH-Upgrade'!$K$6='DBH-Upgrade'!$K$8,$BZ3152,($BE3138/(($F3138-18)/100))))*$CH3152)+((($B3138-18)/100)*$CA3152*$CG3152),0)))","v":0},3,0,0,0,{"v":1.2973890805988836E-4,"d":"0.00"},{"v":0,"d":"0.00"},{"v":0,"d":"0.00"},{"v":0,"d":"0.00"},3.969E-4,1.7346,4,0.000574288,{"$f":"IF($B3138>$F3138,0,IF($C3138>$G3138,0,ROUND((((($F3138-$B3138)/100)*IF('DBH-Upgrade'!$K$6='DBH-Upgrade'!$K$8,$CC3152,($BF3138/(($F3138-18)/100))))+((($B3138-18)/100)*$CB3152))*IF($E3138>50,IF($G3138=11,(1-(($E3138-50)*0.005)),IF($G3138=16,(1-(($E3138-50)*0.005)),IF($G3138=21,(1-(($E3138-50)*0.005)),1))),1)*$CE3152,0)))","v":0},{"$f":"IF($B3138>$F3138,0,IF($C3138>$G3138,0,ROUND((((($F3138-$B3138)/100)*IF('DBH-Upgrade'!$K$6='DBH-Upgrade'!$K$8,$CC3152,($BF3138/(($F3138-18)/100))))+((($B3138-18)/100)*$CB3152))*IF($E3138>50,IF($G3138=11,(1-(($E3138-50)*0.005)),IF($G3138=16,(1-(($E3138-50)*0.005)),IF($G3138=21,(1-(($E3138-50)*0.005)),1))),1)*$CD3152,0)))","v":0},{"$f":"IF($B3138>$F3138,0,IF($C3138>$G3138,0,ROUND((((($F3138-$B3138)/100)*IF('DBH-Upgrade'!$K$6='DBH-Upgrade'!$K$8,$CC3152,($BF3138/(($F3138-18)/100))))+((($B3138-18)/100)*$CB3152))*IF($E3138>50,IF($G3138=11,(1-(($E3138-50)*0.005)),IF($G3138=16,(1-(($E3138-50)*0.005)),IF($G3138=21,(1-(($E3138-50)*0.005)),1))),1),0)))","v":0},0.95,0.95,0.95,{"$f":"AK3138*POWER(CF_cool,AN3138)","v":0},{"$f":"AL3138*POWER(CF_cool,AO3138)","v":0},{"$f":"AM3138*POWER(CF_cool,AP3138)","v":0},0,0,0,{"v":0,"d":"0.00"},{"v":0,"d":"0.00"},{"v":0,"d":"0.00"},1.2,6,6.7,9,null,1178,null,{"v":0.68,"d":"68%"},null,null,0,11.8,13.7,21.85,null,1,1,1,0,0,0,null,0,0,0,1,2489,6098,791,92,0.7555553480649244,0.7038387772986681,null,0.1716349180255756,0.08064538055291112,0.8146200327725304,0.8146200327725304,null,0]
["2501001615",{"$f":"'DBH-Upgrade'!$K$8-$CL3146","v":80},15,2,50,100,16,16.5,0,26,30,44.1,{"v":1326.68,"d":"1327"},{"$f":"IF($B3146>$F3146,0,IF($C3146>$G3146,0,ROUND((((($F3146-$B3146)/100)*IF('DBH-Upgrade'!$K$6='DBH-Upgrade'!$K$8,$BZ3160,($BE3146/(($F3146-18)/100))))+((($B3146-18)/100)*$CA3160))*$CE3160,0)))","v":2428},{"$f":"IF($B3146>$F3146,0,IF($C3146>$G3146,0,ROUND((((($F3146-$B3146)/100)*IF('DBH-Upgrade'!$K$6='DBH-Upgrade'!$K$8,$BZ3160,($BE3146/(($F3146-18)/100))))+((($B3146-18)/100)*$CA3160))*$CD3160,0)))","v":2599},{"$f":"IF($B3146>$F3146,0,IF($C3146>$G3146,0,ROUND(((($F3146-$B3146)/100)*IF('DBH-Upgrade'!$K$6='DBH-Upgrade'!$K$8,$BZ3160,($BE3146/(($F3146-18)/100))))+((($B3146-18)/100)*$CA3160),0)))","v":3583},{"v":1.5,"d":"1.500"},{"$f":"IF($G3146=10,1.08,IF($G3146=11,1.1,IF($G3146=15,1.08,IF($G3146=16,1.1,IF($G3146=20,1.08,IF($G3146=21,1.05))))))","v":1.1},1.1,1.1,107,{"$f":"IF($B3146>$F3146,0,IF($C3146>$G3146,0,ROUND(((($F3146-$B3146)/100)*(IF('DBH-Upgrade'!$K$6='DBH-Upgrade'!$K$8,$BZ3160,($BE3146/(($F3146-18)/100))))*$CH3160)+((($B3146-18)/100)*$CA3160*$CE3160*$CG3160),0)))","v":366},{"$f":"IF($B3146>$F3146,0,IF($C3146>$G3146,0,ROUND(((($F3146-$B3146)/100)*(IF('DBH-Upgrade'!$K$6='DBH-Upgrade'!$K$8,$BZ3160,($BE3146/(($F3146-18)/100))))*$CH3160)+((($B3146-18)/100)*$CA3160*$CD3160*$CG3160),0)))","v":388},{"$f":"IF($B3146>$F3146,0,IF($C3146>$G3146,0,ROUND(((($F3146-$B3146)/100)*(IF('DBH-Upgrade'!$K$6='DBH-Upgrade'!$K$8,$BZ3160,($BE3146/(($F3146-18)/100))))*$CH3160)+((($B3146-18)/100)*$CA3160*$CG3160),0)))","v":516},6,19,20,27,{"v":6.4483371633680957E-4,"d":"0.00"},{"v":6.0469239237630834E-3,"d":"0.01"},{"v":6.68275569359631E-3,"d":"0.01"},{"v":0.012002143288958992,"d":"0.01"},{"$f":"IF($G3146=$CO$103,CP$103,IF($G3146=$CO$104,CP$104,IF($G3146=$CO$105,CP$105,IF($G3146=$CO$107,CP$107,IF($G3146=$CO$108,CP$108,IF($G3146=$CO$109,CP$109,IF($G3146=$CO$111,CP$111,IF($G3146=$CO$112,CP$112,IF($G3146=$CO$113,CP$113,IF($G3146=$CO$115,CP$115,IF($G3146=$CO$116,CP$116,IF($G3146=$CO$117,CP$117,IF($G3146=$CO$119,CP$119,IF($G3146=$CO$120,CP$120,))))))))))))))","v":0.0002083},{"$f":"IF($G3146=$CO$103,CQ$103,IF($G3146=$CO$104,CQ$104,IF($G3146=$CO$105,CQ$105,IF($G3146=$CO$107,CQ$107,IF($G3146=$CO$108,CQ$108,IF($G3146=$CO$109,CQ$109,IF($G3146=$CO$111,CQ$111,IF($G3146=$CO$112,CQ$112,IF($G3146=$CO$113,CQ$113,IF($G3146=$CO$115,CQ$115,IF($G3146=$CO$116,CQ$116,IF($G3146=$CO$117,CQ$117,IF($G3146=$CO$119,CQ$119,IF($G3146=$CO$120,CQ$120,))))))))))))))","v":1.724},{"$f":"IF($G3146=$CO$103,CR$103,IF($G3146=$CO$104,CR$104,IF($G3146=$CO$105,CR$105,IF($G3146=$CO$107,CR$107,IF($G3146=$CO$108,CR$108,IF($G3146=$CO$109,CR$109,IF($G3146=$CO$111,CR$111,IF($G3146=$CO$112,CR$112,IF($G3146=$CO$113,CR$113,IF($G3146=$CO$115,CR$115,IF($G3146=$CO$116,CR$116,IF($G3146=$CO$117,CR$117,IF($G3146=$CO$119,CR$119,IF($G3146=$CO$120,CR$120,))))))))))))))","v":4},{"$f":"IF($G3146=$CO$103,CS$103,IF($G3146=$CO$104,CS$104,IF($G3146=$CO$105,CS$105,IF($G3146=$CO$107,CS$107,IF($G3146=$CO$108,CS$108,IF($G3146=$CO$109,CS$109,IF($G3146=$CO$111,CS$111,IF($G3146=$CO$112,CS$112,IF($G3146=$CO$113,CS$113,IF($G3146=$CO$115,CS$115,IF($G3146=$CO$116,CS$116,IF($G3146=$CO$117,CS$117,IF($G3146=$CO$119,CS$119,IF($G3146=$CO$120,CS$120,))))))))))))))","v":1.392796E-3},{"$f":"IF($B3146>$F3146,0,IF($C3146>$G3146,0,ROUND((((($F3146-$B3146)/100)*IF('DBH-Upgrade'!$K$6='DBH-Upgrade'!$K$8,$CC3160,($BF3146/(($F3146-18)/100))))+((($B3146-18)/100)*$CB3160))*IF($E3146>50,IF($G3146=11,(1-(($E3146-50)*0.005)),IF($G3146=16,(1-(($E3146-50)*0.005)),IF($G3146=21,(1-(($E3146-50)*0.005)),1))),1)*$CE3160,0)))","v":315},{"$f":"IF($B3146>$F3146,0,IF($C3146>$G3146,0,ROUND((((($F3146-$B3146)/100)*IF('DBH-Upgrade'!$K$6='DBH-Upgrade'!$K$8,$CC3160,($BF3146/(($F3146-18)/100))))+((($B3146-18)/100)*$CB3160))*IF($E3146>50,IF($G3146=11,(1-(($E3146-50)*0.005)),IF($G3146=16,(1-(($E3146-50)*0.005)),IF($G3146=21,(1-(($E3146-50)*0.005)),1))),1)*$CD3160,0)))","v":337},{"$f":"IF($B3146>$F3146,0,IF($C3146>$G3146,0,ROUND((((($F3146-$B3146)/100)*IF('DBH-Upgrade'!$K$6='DBH-Upgrade'!$K$8,$CC3160,($BF3146/(($F3146-18)/100))))+((($B3146-18)/100)*$CB3160))*IF($E3146>50,IF($G3146=11,(1-(($E3146-50)*0.005)),IF($G3146=16,(1-(($E3146-50)*0.005)),IF($G3146=21,(1-(($E3146-50)*0.005)),1))),1),0)))","v":465},0.95,0.95,0.95,{"$f":"AK3146*POWER(CF_cool,AN3146)","v":250.4896393102112},{"$f":"AL3146*POWER(CF_cool,AO3146)","v":267.98415380171804},{"$f":"AM3146*POWER(CF_cool,AP3146)","v":369.7704199341213},54,58,80,{"v":0.04657956500809021,"d":"0.05"},{"v":0.05358311646409043,"d":"0.05"},{"v":0.10070293704767097,"d":"0.10"},{"$f":"ROUND(IF(G3146=10,$CO$92*F3146,IF(G3146=11,$CO$93*F3146,IF(G3146=15,$CO$94*F3146,IF(G3146=16,$CO$95*F3146,IF(G3146=20,$CO$96*F3146,IF(G3146=21,$CO$97*F3146,)))))),1)","v":{"v":2,"d":"2.0"}},6,6.7,9,null,1951,null,{"v":0.68,"d":"68%"},null,null,0,11.8,13.7,21.85,null,1,1,1,250.4896393102112,{"$f":"AR3146/BP3146","v":267.98415380171804},{"$f":"AS3146/BQ3146","v":369.7704199341213},null,{"$f":"BR3146-AQ3146","v":0},{"$f":"BS3146-AR3146","v":0},{"$f":"BT3146-AS3146","v":0},1,{"$error":"#VALUE!"},0,0,{"$error":"#VALUE!"},0.8284588613790702,0.7713393602007246,null,0.15781864009190116,0.08064538055291112,0.7952052041594007,0.7952052041594007,null,0]
["2501201115",{"$f":"'DBH-Upgrade'!$K$8-$CL3156","v":80},15,2,50,120,11,11.5,0,26,30,44.8,{"v":1068.28,"d":"1068"},{"$f":"IF($B3156>$F3156,0,IF($C3156>$G3156,0,ROUND((((($F3156-$B3156)/100)*IF('DBH-Upgrade'!$K$6='DBH-Upgrade'!$K$8,$BZ3170,($BE3156/(($F3156-18)/100))))+((($B3156-18)/100)*$CA3170))*$CE3170,0)))","v":0},{"$f":"IF($B3156>$F3156,0,IF($C3156>$G3156,0,ROUND((((($F3156-$B3156)/100)*IF('DBH-Upgrade'!$K$6='DBH-Upgrade'!$K$8,$BZ3170,($BE3156/(($F3156-18)/100))))+((($B3156-18)/100)*$CA3170))*$CD3170,0)))","v":0},{"$f":"IF($B3156>$F3156,0,IF($C3156>$G3156,0,ROUND(((($F3156-$B3156)/100)*IF('DBH-Upgrade'!$K$6='DBH-Upgrade'!$K$8,$BZ3170,($BE3156/(($F3156-18)/100))))+((($B3156-18)/100)*$CA3170),0)))","v":0},{"v":1.5,"d":"1.500"},1.1,1.1,1.1,86,{"$f":"IF($B3156>$F3156,0,IF($C3156>$G3156,0,ROUND(((($F3156-$B3156)/100)*(IF('DBH-Upgrade'!$K$6='DBH-Upgrade'!$K$8,$BZ3170,($BE3156/(($F3156-18)/100))))*$CH3170)+((($B3156-18)/100)*$CA3170*$CE3170*$CG3170),0)))","v":0},{"$f":"IF($B3156>$F3156,0,IF($C3156>$G3156,0,ROUND(((($F3156-$B3156)/100)*(IF('DBH-Upgrade'!$K$6='DBH-Upgrade'!$K$8,$BZ3170,($BE3156/(($F3156-18)/100))))*$CH3170)+((($B3156-18)/100)*$CA3170*$CD3170*$CG3170),0)))","v":0},{"$f":"IF($B3156>$F3156,0,IF($C3156>$G3156,0,ROUND(((($F3156-$B3156)/100)*(IF('DBH-Upgrade'!$K$6='DBH-Upgrade'!$K$8,$BZ3170,($BE3156/(($F3156-18)/100))))*$CH3170)+((($B3156-18)/100)*$CA3170*$CG3170),0)))","v":0},4,0,0,0,{"v":2.7200350540666941E-4,"d":"0.00"},{"v":0,"d":"0.00"},{"v":0,"d":"0.00"},{"v":0,"d":"0.00"},3.969E-4,1.7346,4,0.000574288,{"$f":"IF($B3156>$F3156,0,IF($C3156>$G3156,0,ROUND((((($F3156-$B3156)/100)*IF('DBH-Upgrade'!$K$6='DBH-Upgrade'!$K$8,$CC3170,($BF3156/(($F3156-18)/100))))+((($B3156-18)/100)*$CB3170))*IF($E3156>50,IF($G3156=11,(1-(($E3156-50)*0.005)),IF($G3156=16,(1-(($E3156-50)*0.005)),IF($G3156=21,(1-(($E3156-50)*0.005)),1))),1)*$CE3170,0)))","v":0},{"$f":"IF($B3156>$F3156,0,IF($C3156>$G3156,0,ROUND((((($F3156-$B3156)/100)*IF('DBH-Upgrade'!$K$6='DBH-Upgrade'!$K$8,$CC3170,($BF3156/(($F3156-18)/100))))+((($B3156-18)/100)*$CB3170))*IF($E3156>50,IF($G3156=11,(1-(($E3156-50)*0.005)),IF($G3156=16,(1-(($E3156-50)*0.005)),IF($G3156=21,(1-(($E3156-50)*0.005)),1))),1)*$CD3170,0)))","v":0},{"$f":"IF($B3156>$F3156,0,IF($C3156>$G3156,0,ROUND((((($F3156-$B3156)/100)*IF('DBH-Upgrade'!$K$6='DBH-Upgrade'!$K$8,$CC3170,($BF3156/(($F3156-18)/100))))+((($B3156-18)/100)*$CB3170))*IF($E3156>50,IF($G3156=11,(1-(($E3156-50)*0.005)),IF($G3156=16,(1-(($E3156-50)*0.005)),IF($G3156=21,(1-(($E3156-50)*0.005)),1))),1),0)))","v":0},0.95,0.95,0.95,{"$f":"AK3156*POWER(CF_cool,AN3156)","v":0},{"$f":"AL3156*POWER(CF_cool,AO3156)","v":0},{"$f":"AM3156*POWER(CF_cool,AP3156)","v":0},0,0,0,{"v":0,"d":"0.00"},{"v":0,"d":"0.00"},{"v":0,"d":"0.00"},1.6,6,6.7,9,null,1571,null,{"v":0.68,"d":"68%"},null,null,0,11.8,13.7,21.85,null,1,1,1,0,0,0,null,0,0,0,1,2489,6098,791,92,0.7342980293974435,0.6854011253923185,null,0.1716349180255756,0.08064538055291112,0.8146200327725304,0.8146200327725304,null,0]
["2501201615",{"$f":"'DBH-Upgrade'!$K$8-$CL3158","v":80},15,2,50,120,16,16.5,0,26,30,44.8,{"v":1591.88,"d":"1592"},{"$f":"IF($B3158>$F3158,0,IF($C3158>$G3158,0,ROUND((((($F3158-$B3158)/100)*IF('DBH-Upgrade'!$K$6='DBH-Upgrade'!$K$8,$BZ3172,($BE3158/(($F3158-18)/100))))+((($B3158-18)/100)*$CA3172))*$CE3172,0)))","v":2840},{"$f":"IF($B3158>$F3158,0,IF($C3158>$G3158,0,ROUND((((($F3158-$B3158)/100)*IF('DBH-Upgrade'!$K$6='DBH-Upgrade'!$K$8,$BZ3172,($BE3158/(($F3158-18)/100))))+((($B3158-18)/100)*$CA3172))*$CD3172,0)))","v":3041},{"$f":"IF($B3158>$F3158,0,IF($C3158>$G3158,0,ROUND(((($F3158-$B3158)/100)*IF('DBH-Upgrade'!$K$6='DBH-Upgrade'!$K$8,$BZ3172,($BE3158/(($F3158-18)/100))))+((($B3158-18)/100)*$CA3172),0)))","v":4231},{"v":1.5,"d":"1.500"},1.1,1.1,1.1,128,{"$f":"IF($B3158>$F3158,0,IF($C3158>$G3158,0,ROUND(((($F3158-$B3158)/100)*(IF('DBH-Upgrade'!$K$6='DBH-Upgrade'!$K$8,$BZ3172,($BE3158/(($F3158-18)/100))))*$CH3172)+((($B3158-18)/100)*$CA3172*$CE3172*$CG3172),0)))","v":415},{"$f":"IF($B3158>$F3158,0,IF($C3158>$G3158,0,ROUND(((($F3158-$B3158)/100)*(IF('DBH-Upgrade'!$K$6='DBH-Upgrade'!$K$8,$BZ3172,($BE3158/(($F3158-18)/100))))*$CH3172)+((($B3158-18)/100)*$CA3172*$CD3172*$CG3172),0)))","v":437},{"$f":"IF($B3158>$F3158,0,IF($C3158>$G3158,0,ROUND(((($F3158-$B3158)/100)*(IF('DBH-Upgrade'!$K$6='DBH-Upgrade'!$K$8,$BZ3172,($BE3158/(($F3158-18)/100))))*$CH3172)+((($B3158-18)/100)*$CA3172*$CG3172),0)))","v":568},7,21,23,29,{"v":9.1575883807486517E-4,"d":"0.00"},{"v":0.007660524575637541,"d":"0.01"},{"v":0.009140342116733768,"d":"0.01"},{"v":0.014342093700889099,"d":"0.01"},0.0002083,1.724,4,1.392796E-3,{"$f":"IF($B3158>$F3158,0,IF($C3158>$G3158,0,ROUND((((($F3158-$B3158)/100)*IF('DBH-Upgrade'!$K$6='DBH-Upgrade'!$K$8,$CC3172,($BF3158/(($F3158-18)/100))))+((($B3158-18)/100)*$CB3172))*IF($E3158>50,IF($G3158=11,(1-(($E3158-50)*0.005)),IF($G3158=16,(1-(($E3158-50)*0.005)),IF($G3158=21,(1-(($E3158-50)*0.005)),1))),1)*$CE3172,0)))","v":322},{"$f":"IF($B3158>$F3158,0,IF($C3158>$G3158,0,ROUND((((($F3158-$B3158)/100)*IF('DBH-Upgrade'!$K$6='DBH-Upgrade'!$K$8,$CC3172,($BF3158/(($F3158-18)/100))))+((($B3158-18)/100)*$CB3172))*IF($E3158>50,IF($G3158=11,(1-(($E3158-50)*0.005)),IF($G3158=16,(1-(($E3158-50)*0.005)),IF($G3158=21,(1-(($E3158-50)*0.005)),1))),1)*$CD3172,0)))","v":345},{"$f":"IF($B3158>$F3158,0,IF($C3158>$G3158,0,ROUND((((($F3158-$B3158)/100)*IF('DBH-Upgrade'!$K$6='DBH-Upgrade'!$K$8,$CC3172,($BF3158/(($F3158-18)/100))))+((($B3158-18)/100)*$CB3172))*IF($E3158>50,IF($G3158=11,(1-(($E3158-50)*0.005)),IF($G3158=16,(1-(($E3158-50)*0.005)),IF($G3158=21,(1-(($E3158-50)*0.005)),1))),1),0)))","v":480},0.95,0.95,0.95,{"$f":"AK3158*POWER(CF_cool,AN3158)","v":256.056075739327},{"$f":"AL3158*POWER(CF_cool,AO3158)","v":274.34579543499325},{"$f":"AM3158*POWER(CF_cool,AP3158)","v":381.6984979965123},55,59,82,{"v":0.04991971037938131,"d":"0.05"},{"v":0.05725421832590096,"d":"0.06"},{"v":0.10895980434321005,"d":"0.11"},2.4,6,6.7,9,null,2341,null,{"v":0.68,"d":"68%"},null,null,0,11.8,13.7,21.85,null,1,1,1,256.056075739327,274.34579543499325,381.6984979965123,null,0,0,0,1,{"$error":"#VALUE!"},0,0,{"$error":"#VALUE!"},0.8146699660963719,0.7561986894808467,null,0.15781864009190116,0.08064538055291112,0.7952052041594007,0.7952052041594007,null,0]
["2501402115",{"$f":"'DBH-Upgrade'!$K$8-$CL3166","v":80},15,2,50,140,21,21.5,0,26,30,45.4,2872,{"$f":"IF($B3166>$F3166,0,IF($C3166>$G3166,0,ROUND((((($F3166-$B3166)/100)*IF('DBH-Upgrade'!$K$6='DBH-Upgrade'!$K$8,$BZ3180,($BE3166/(($F3166-18)/100))))+((($B3166-18)/100)*$CA3180))*$CE3180,0)))","v":3510},{"$f":"IF($B3166>$F3166,0,IF($C3166>$G3166,0,ROUND((((($F3166-$B3166)/100)*IF('DBH-Upgrade'!$K$6='DBH-Upgrade'!$K$8,$BZ3180,($BE3166/(($F3166-18)/100))))+((($B3166-18)/100)*$CA3180))*$CD3180,0)))","v":3759},{"$f":"IF($B3166>$F3166,0,IF($C3166>$G3166,0,ROUND(((($F3166-$B3166)/100)*IF('DBH-Upgrade'!$K$6='DBH-Upgrade'!$K$8,$BZ3180,($BE3166/(($F3166-18)/100))))+((($B3166-18)/100)*$CA3180),0)))","v":5274},{"v":1.5,"d":"1.500"},1.05,1.05,1.05,232,{"$f":"IF($B3166>$F3166,0,IF($C3166>$G3166,0,ROUND(((($F3166-$B3166)/100)*(IF('DBH-Upgrade'!$K$6='DBH-Upgrade'!$K$8,$BZ3180,($BE3166/(($F3166-18)/100))))*$CH3180)+((($B3166-18)/100)*$CA3180*$CE3180*$CG3180),0)))","v":552},{"$f":"IF($B3166>$F3166,0,IF($C3166>$G3166,0,ROUND(((($F3166-$B3166)/100)*(IF('DBH-Upgrade'!$K$6='DBH-Upgrade'!$K$8,$BZ3180,($BE3166/(($F3166-18)/100))))*$CH3180)+((($B3166-18)/100)*$CA3180*$CD3180*$CG3180),0)))","v":583},{"$f":"IF($B3166>$F3166,0,IF($C3166>$G3166,0,ROUND(((($F3166-$B3166)/100)*(IF('DBH-Upgrade'!$K$6='DBH-Upgrade'!$K$8,$BZ3180,($BE3166/(($F3166-18)/100))))*$CH3180)+((($B3166-18)/100)*$CA3180*$CG3180),0)))","v":769},12,28,30,40,{"v":1.1789225503258329E-3,"d":"0.00"},{"v":0.005900498927033183,"d":"0.01"},{"v":0.00673099562993577,"d":"0.01"},{"v":0.011666080024144185,"d":"0.01"},0.0001276,1.7219,4,0.000514201,{"$f":"IF($B3166>$F3166,0,IF($C3166>$G3166,0,ROUND((((($F3166-$B3166)/100)*IF('DBH-Upgrade'!$K$6='DBH-Upgrade'!$K$8,$CC3180,($BF3166/(($F3166-18)/100))))+((($B3166-18)/100)*$CB3180))*IF($E3166>50,IF($G3166=11,(1-(($E3166-50)*0.005)),IF($G3166=16,(1-(($E3166-50)*0.005)),IF($G3166=21,(1-(($E3166-50)*0.005)),1))),1)*$CE3180,0)))","v":363},{"$f":"IF($B3166>$F3166,0,IF($C3166>$G3166,0,ROUND((((($F3166-$B3166)/100)*IF('DBH-Upgrade'!$K$6='DBH-Upgrade'!$K$8,$CC3180,($BF3166/(($F3166-18)/100))))+((($B3166-18)/100)*$CB3180))*IF($E3166>50,IF($G3166=11,(1-(($E3166-50)*0.005)),IF($G3166=16,(1-(($E3166-50)*0.005)),IF($G3166=21,(1-(($E3166-50)*0.005)),1))),1)*$CD3180,0)))","v":389},{"$f":"IF($B3166>$F3166,0,IF($C3166>$G3166,0,ROUND((((($F3166-$B3166)/100)*IF('DBH-Upgrade'!$K$6='DBH-Upgrade'!$K$8,$CC3180,($BF3166/(($F3166-18)/100))))+((($B3166-18)/100)*$CB3180))*IF($E3166>50,IF($G3166=11,(1-(($E3166-50)*0.005)),IF($G3166=16,(1-(($E3166-50)*0.005)),IF($G3166=21,(1-(($E3166-50)*0.005)),1))),1),0)))","v":546},0.85,0.85,0.85,{"$f":"AK3166*POWER(CF_cool,AN3166)","v":295.70707189642854},{"$f":"AL3166*POWER(CF_cool,AO3166)","v":316.88719274851434},{"$f":"AM3166*POWER(CF_cool,AP3166)","v":444.7825378938016},64,68,96,{"v":0.02873489571231576,"d":"0.03"},{"v":0.03228623279538163,"d":"0.03"},{"v":0.06271142585332029,"d":"0.06"},3.7,6,6.7,9,null,3590,null,{"v":0.8,"d":"80%"},null,null,0,11.8,13.7,21.85,null,1,1,1,295.70707189642854,316.88719274851434,444.7825378938016,null,0,0,0,1,3238,4735,725,75,0.7254135990953521,0.6774634004202911,null,0.15781864009190116,0.08064538055291112,0.7952052041594007,0.7952052041594007,null,0]
["2501802115",{"$f":"'DBH-Upgrade'!$K$8-$CL3178","v":60},15,2,50,180,21,21.5,0,26,30,46.4,3692,{"$f":"IF($B3178>$F3178,0,IF($C3178>$G3178,0,ROUND((((($F3178-$B3178)/100)*IF('DBH-Upgrade'!$K$6='DBH-Upgrade'!$K$8,$BZ3192,($BE3178/(($F3178-18)/100))))+((($B3178-18)/100)*$CA3192))*$CE3192,0)))","v":3645},{"$f":"IF($B3178>$F3178,0,IF($C3178>$G3178,0,ROUND((((($F3178-$B3178)/100)*IF('DBH-Upgrade'!$K$6='DBH-Upgrade'!$K$8,$BZ3192,($BE3178/(($F3178-18)/100))))+((($B3178-18)/100)*$CA3192))*$CD3192,0)))","v":3892},{"$f":"IF($B3178>$F3178,0,IF($C3178>$G3178,0,ROUND(((($F3178-$B3178)/100)*IF('DBH-Upgrade'!$K$6='DBH-Upgrade'!$K$8,$BZ3192,($BE3178/(($F3178-18)/100))))+((($B3178-18)/100)*$CA3192),0)))","v":5548},{"v":1.5,"d":"1.500"},1.05,1.05,1.05,298,{"$f":"IF($B3178>$F3178,0,IF($C3178>$G3178,0,ROUND(((($F3178-$B3178)/100)*(IF('DBH-Upgrade'!$K$6='DBH-Upgrade'!$K$8,$BZ3192,($BE3178/(($F3178-18)/100))))*$CH3192)+((($B3178-18)/100)*$CA3192*$CE3192*$CG3192),0)))","v":530},{"$f":"IF($B3178>$F3178,0,IF($C3178>$G3178,0,ROUND(((($F3178-$B3178)/100)*(IF('DBH-Upgrade'!$K$6='DBH-Upgrade'!$K$8,$BZ3192,($BE3178/(($F3178-18)/100))))*$CH3192)+((($B3178-18)/100)*$CA3192*$CD3192*$CG3192),0)))","v":549},{"$f":"IF($B3178>$F3178,0,IF($C3178>$G3178,0,ROUND(((($F3178-$B3178)/100)*(IF('DBH-Upgrade'!$K$6='DBH-Upgrade'!$K$8,$BZ3192,($BE3178/(($F3178-18)/100))))*$CH3192)+((($B3178-18)/100)*$CA3192*$CG3192),0)))","v":680},15,27,28,35,{"v":2.0114374507944287E-3,"d":"0.00"},{"v":0.006088250098462518,"d":"0.01"},{"v":0.006521451093859039,"d":"0.01"},{"v":0.009948077608000714,"d":"0.01"},0.0001276,1.7219,4,0.000514201,{"$f":"IF($B3178>$F3178,0,IF($C3178>$G3178,0,ROUND((((($F3178-$B3178)/100)*IF('DBH-Upgrade'!$K$6='DBH-Upgrade'!$K$8,$CC3192,($BF3178/(($F3178-18)/100))))+((($B3178-18)/100)*$CB3192))*IF($E3178>50,IF($G3178=11,(1-(($E3178-50)*0.005)),IF($G3178=16,(1-(($E3178-50)*0.005)),IF($G3178=21,(1-(($E3178-50)*0.005)),1))),1)*$CE3192,0)))","v":291},{"$f":"IF($B3178>$F3178,0,IF($C3178>$G3178,0,ROUND((((($F3178-$B3178)/100)*IF('DBH-Upgrade'!$K$6='DBH-Upgrade'!$K$8,$CC3192,($BF3178/(($F3178-18)/100))))+((($B3178-18)/100)*$CB3192))*IF($E3178>50,IF($G3178=11,(1-(($E3178-50)*0.005)),IF($G3178=16,(1-(($E3178-50)*0.005)),IF($G3178=21,(1-(($E3178-50)*0.005)),1))),1)*$CD3192,0)))","v":311},{"$f":"IF($B3178>$F3178,0,IF($C3178>$G3178,0,ROUND((((($F3178-$B3178)/100)*IF('DBH-Upgrade'!$K$6='DBH-Upgrade'!$K$8,$CC3192,($BF3178/(($F3178-18)/100))))+((($B3178-18)/100)*$CB3192))*IF($E3178>50,IF($G3178=11,(1-(($E3178-50)*0.005)),IF($G3178=16,(1-(($E3178-50)*0.005)),IF($G3178=21,(1-(($E3178-50)*0.005)),1))),1),0)))","v":443},0.85,0.85,0.85,{"$f":"AK3178*POWER(CF_cool,AN3178)","v":237.05442953680634},{"$f":"AL3178*POWER(CF_cool,AO3178)","v":253.34683019225693},{"$f":"AM3178*POWER(CF_cool,AP3178)","v":360.87667451823097},51,54,78,{"v":0.020325633284441022,"d":"0.02"},{"v":0.02265958794174716,"d":"0.02"},{"v":0.04566188463849773,"d":"0.05"},4.8,6,6.7,9,null,4615,null,{"v":0.8,"d":"80%"},null,null,0,11.8,13.7,21.85,null,1,1,1,237.05442953680634,253.34683019225693,360.87667451823097,null,0,0,0,1,3238,4735,725,75,0.7127093372490777,0.6655050705360576,null,0.15781864009190116,0.08064538055291112,0.7952052041594007,0.7952052041594007,null,20]
["2502001015",{"$f":"'DBH-Upgrade'!$K$8-$CL3179","v":80},15,2,50,200,10,11.5,0,26,30,47.1,{"v":1735.2,"d":"1735"},{"$f":"IF($B3179>$F3179,0,IF($C3179>$G3179,0,ROUND((((($F3179-$B3179)/100)*IF('DBH-Upgrade'!$K$6='DBH-Upgrade'!$K$8,$BZ3193,($BE3179/(($F3179-18)/100))))+((($B3179-18)/100)*$CA3193))*$CE3193,0)))","v":0},{"$f":"IF($B3179>$F3179,0,IF($C3179>$G3179,0,ROUND((((($F3179-$B3179)/100)*IF('DBH-Upgrade'!$K$6='DBH-Upgrade'!$K$8,$BZ3193,($BE3179/(($F3179-18)/100))))+((($B3179-18)/100)*$CA3193))*$CD3193,0)))","v":0},{"$f":"IF($B3179>$F3179,0,IF($C3179>$G3179,0,ROUND(((($F3179-$B3179)/100)*IF('DBH-Upgrade'!$K$6='DBH-Upgrade'!$K$8,$BZ3193,($BE3179/(($F3179-18)/100))))+((($B3179-18)/100)*$CA3193),0)))","v":0},{"v":1.5,"d":"1.500"},1.08,1.08,1.08,140,{"$f":"IF($B3179>$F3179,0,IF($C3179>$G3179,0,ROUND(((($F3179-$B3179)/100)*(IF('DBH-Upgrade'!$K$6='DBH-Upgrade'!$K$8,$BZ3193,($BE3179/(($F3179-18)/100))))*$CH3193)+((($B3179-18)/100)*$CA3193*$CE3193*$CG3193),0)))","v":0},{"$f":"IF($B3179>$F3179,0,IF($C3179>$G3179,0,ROUND(((($F3179-$B3179)/100)*(IF('DBH-Upgrade'!$K$6='DBH-Upgrade'!$K$8,$BZ3193,($BE3179/(($F3179-18)/100))))*$CH3193)+((($B3179-18)/100)*$CA3193*$CD3193*$CG3193),0)))","v":0},{"$f":"IF($B3179>$F3179,0,IF($C3179>$G3179,0,ROUND(((($F3179-$B3179)/100)*(IF('DBH-Upgrade'!$K$6='DBH-Upgrade'!$K$8,$BZ3193,($BE3179/(($F3179-18)/100))))*$CH3193)+((($B3179-18)/100)*$CA3193*$CG3193),0)))","v":0},7,0,0,0,{"v":5.9850668730767307E-4,"d":"0.00"},{"v":0,"d":"0.00"},{"v":0,"d":"0.00"},{"v":0,"d":"0.00"},3.969E-4,1.7346,2,0.000367347,{"$f":"IF($B3179>$F3179,0,IF($C3179>$G3179,0,ROUND((((($F3179-$B3179)/100)*IF('DBH-Upgrade'!$K$6='DBH-Upgrade'!$K$8,$CC3193,($BF3179/(($F3179-18)/100))))+((($B3179-18)/100)*$CB3193))*IF($E3179>50,IF($G3179=11,(1-(($E3179-50)*0.005)),IF($G3179=16,(1-(($E3179-50)*0.005)),IF($G3179=21,(1-(($E3179-50)*0.005)),1))),1)*$CE3193,0)))","v":0},{"$f":"IF($B3179>$F3179,0,IF($C3179>$G3179,0,ROUND((((($F3179-$B3179)/100)*IF('DBH-Upgrade'!$K$6='DBH-Upgrade'!$K$8,$CC3193,($BF3179/(($F3179-18)/100))))+((($B3179-18)/100)*$CB3193))*IF($E3179>50,IF($G3179=11,(1-(($E3179-50)*0.005)),IF($G3179=16,(1-(($E3179-50)*0.005)),IF($G3179=21,(1-(($E3179-50)*0.005)),1))),1)*$CD3193,0)))","v":0},{"$f":"IF($B3179>$F3179,0,IF($C3179>$G3179,0,ROUND((((($F3179-$B3179)/100)*IF('DBH-Upgrade'!$K$6='DBH-Upgrade'!$K$8,$CC3193,($BF3179/(($F3179-18)/100))))+((($B3179-18)/100)*$CB3193))*IF($E3179>50,IF($G3179=11,(1-(($E3179-50)*0.005)),IF($G3179=16,(1-(($E3179-50)*0.005)),IF($G3179=21,(1-(($E3179-50)*0.005)),1))),1),0)))","v":0},0.98,0.98,0.98,{"$f":"AK3179*POWER(CF_cool,AN3179)","v":0},{"$f":"AL3179*POWER(CF_cool,AO3179)","v":0},{"$f":"AM3179*POWER(CF_cool,AP3179)","v":0},0,0,0,{"v":0,"d":"0.00"},{"v":0,"d":"0.00"},{"v":0,"d":"0.00"},1.3,6,6.7,9,null,{"$f":"$BE534","v":1928},null,{"v":0.9,"d":"90%"},null,null,0,11.8,13.7,21.85,null,1,1,1,0,0,0,null,0,0,0,1,2298,4062,502,78,0.7929231278982726,0.732117182845212,null,0.16320641939358696,0.08064538055291112,0.7952052041594007,0.7952052041594007,null,0]
["2502201115",{"$f":"'DBH-Upgrade'!$K$8-$CL3186","v":80},15,2,50,220,11,11.5,0,26,30,47.8,{"v":1958.4,"d":"1958"},{"$f":"IF($B3186>$F3186,0,IF($C3186>$G3186,0,ROUND((((($F3186-$B3186)/100)*IF('DBH-Upgrade'!$K$6='DBH-Upgrade'!$K$8,$BZ3200,($BE3186/(($F3186-18)/100))))+((($B3186-18)/100)*$CA3200))*$CE3200,0)))","v":0},{"$f":"IF($B3186>$F3186,0,IF($C3186>$G3186,0,ROUND((((($F3186-$B3186)/100)*IF('DBH-Upgrade'!$K$6='DBH-Upgrade'!$K$8,$BZ3200,($BE3186/(($F3186-18)/100))))+((($B3186-18)/100)*$CA3200))*$CD3200,0)))","v":0},{"$f":"IF($B3186>$F3186,0,IF($C3186>$G3186,0,ROUND(((($F3186-$B3186)/100)*IF('DBH-Upgrade'!$K$6='DBH-Upgrade'!$K$8,$BZ3200,($BE3186/(($F3186-18)/100))))+((($B3186-18)/100)*$CA3200),0)))","v":0},{"v":1.5,"d":"1.500"},1.1,1.1,1.1,158,{"$f":"IF($B3186>$F3186,0,IF($C3186>$G3186,0,ROUND(((($F3186-$B3186)/100)*(IF('DBH-Upgrade'!$K$6='DBH-Upgrade'!$K$8,$BZ3200,($BE3186/(($F3186-18)/100))))*$CH3200)+((($B3186-18)/100)*$CA3200*$CE3200*$CG3200),0)))","v":0},{"$f":"IF($B3186>$F3186,0,IF($C3186>$G3186,0,ROUND(((($F3186-$B3186)/100)*(IF('DBH-Upgrade'!$K$6='DBH-Upgrade'!$K$8,$BZ3200,($BE3186/(($F3186-18)/100))))*$CH3200)+((($B3186-18)/100)*$CA3200*$CD3200*$CG3200),0)))","v":0},{"$f":"IF($B3186>$F3186,0,IF($C3186>$G3186,0,ROUND(((($F3186-$B3186)/100)*(IF('DBH-Upgrade'!$K$6='DBH-Upgrade'!$K$8,$BZ3200,($BE3186/(($F3186-18)/100))))*$CH3200)+((($B3186-18)/100)*$CA3200*$CG3200),0)))","v":0},8,0,0,0,{"v":1.53912926574429E-3,"d":"0.00"},{"v":0,"d":"0.00"},{"v":0,"d":"0.00"},{"v":0,"d":"0.00"},3.969E-4,1.7346,4,0.000574288,{"$f":"IF($B3186>$F3186,0,IF($C3186>$G3186,0,ROUND((((($F3186-$B3186)/100)*IF('DBH-Upgrade'!$K$6='DBH-Upgrade'!$K$8,$CC3200,($BF3186/(($F3186-18)/100))))+((($B3186-18)/100)*$CB3200))*IF($E3186>50,IF($G3186=11,(1-(($E3186-50)*0.005)),IF($G3186=16,(1-(($E3186-50)*0.005)),IF($G3186=21,(1-(($E3186-50)*0.005)),1))),1)*$CE3200,0)))","v":0},{"$f":"IF($B3186>$F3186,0,IF($C3186>$G3186,0,ROUND((((($F3186-$B3186)/100)*IF('DBH-Upgrade'!$K$6='DBH-Upgrade'!$K$8,$CC3200,($BF3186/(($F3186-18)/100))))+((($B3186-18)/100)*$CB3200))*IF($E3186>50,IF($G3186=11,(1-(($E3186-50)*0.005)),IF($G3186=16,(1-(($E3186-50)*0.005)),IF($G3186=21,(1-(($E3186-50)*0.005)),1))),1)*$CD3200,0)))","v":0},{"$f":"IF($B3186>$F3186,0,IF($C3186>$G3186,0,ROUND((((($F3186-$B3186)/100)*IF('DBH-Upgrade'!$K$6='DBH-Upgrade'!$K$8,$CC3200,($BF3186/(($F3186-18)/100))))+((($B3186-18)/100)*$CB3200))*IF($E3186>50,IF($G3186=11,(1-(($E3186-50)*0.005)),IF($G3186=16,(1-(($E3186-50)*0.005)),IF($G3186=21,(1-(($E3186-50)*0.005)),1))),1),0)))","v":0},0.95,0.95,0.95,{"$f":"AK3186*POWER(CF_cool,AN3186)","v":0},{"$f":"AL3186*POWER(CF_cool,AO3186)","v":0},{"$f":"AM3186*POWER(CF_cool,AP3186)","v":0},0,0,0,{"v":0,"d":"0.00"},{"v":0,"d":"0.00"},{"v":0,"d":"0.00"},2.9,6,6.7,9,null,2880,null,{"v":0.68,"d":"68%"},null,null,0,11.8,13.7,21.85,null,1,1,1,0,0,0,null,0,0,0,1,2489,6098,791,92,0.7015311234086448,0.657069305346098,null,0.1716349180255756,0.08064538055291112,0.8146200327725304,0.8146200327725304,null,0]
["2502601115",{"$f":"'DBH-Upgrade'!$K$8-$CL3198","v":80},15,2,50,260,11,11.5,0,26,30,48.1,{"$f":"BE3198*BG3198","v":{"v":2314.04,"d":"2314"}},{"$f":"IF($B3198>$F3198,0,IF($C3198>$G3198,0,ROUND((((($F3198-$B3198)/100)*IF('DBH-Upgrade'!$K$6='DBH-Upgrade'!$K$8,$BZ3212,($BE3198/(($F3198-18)/100))))+((($B3198-18)/100)*$CA3212))*$CE3212,0)))","v":0},{"$f":"IF($B3198>$F3198,0,IF($C3198>$G3198,0,ROUND((((($F3198-$B3198)/100)*IF('DBH-Upgrade'!$K$6='DBH-Upgrade'!$K$8,$BZ3212,($BE3198/(($F3198-18)/100))))+((($B3198-18)/100)*$CA3212))*$CD3212,0)))","v":0},{"$f":"IF($B3198>$F3198,0,IF($C3198>$G3198,0,ROUND(((($F3198-$B3198)/100)*IF('DBH-Upgrade'!$K$6='DBH-Upgrade'!$K$8,$BZ3212,($BE3198/(($F3198-18)/100))))+((($B3198-18)/100)*$CA3212),0)))","v":0},{"v":1.5,"d":"1.500"},1.1,1.1,1.1,187,{"$f":"IF($B3198>$F3198,0,IF($C3198>$G3198,0,ROUND(((($F3198-$B3198)/100)*(IF('DBH-Upgrade'!$K$6='DBH-Upgrade'!$K$8,$BZ3212,($BE3198/(($F3198-18)/100))))*$CH3212)+((($B3198-18)/100)*$CA3212*$CE3212*$CG3212),0)))","v":0},{"$f":"IF($B3198>$F3198,0,IF($C3198>$G3198,0,ROUND(((($F3198-$B3198)/100)*(IF('DBH-Upgrade'!$K$6='DBH-Upgrade'!$K$8,$BZ3212,($BE3198/(($F3198-18)/100))))*$CH3212)+((($B3198-18)/100)*$CA3212*$CD3212*$CG3212),0)))","v":0},{"$f":"IF($B3198>$F3198,0,IF($C3198>$G3198,0,ROUND(((($F3198-$B3198)/100)*(IF('DBH-Upgrade'!$K$6='DBH-Upgrade'!$K$8,$BZ3212,($BE3198/(($F3198-18)/100))))*$CH3212)+((($B3198-18)/100)*$CA3212*$CG3212),0)))","v":0},10,0,0,0,{"v":0.002636739090577858,"d":"0.00"},{"v":0,"d":"0.00"},{"v":0,"d":"0.00"},{"v":0,"d":"0.00"},3.969E-4,1.7346,4,0.000574288,{"$f":"IF($B3198>$F3198,0,IF($C3198>$G3198,0,ROUND((((($F3198-$B3198)/100)*IF('DBH-Upgrade'!$K$6='DBH-Upgrade'!$K$8,$CC3212,($BF3198/(($F3198-18)/100))))+((($B3198-18)/100)*$CB3212))*IF($E3198>50,IF($G3198=11,(1-(($E3198-50)*0.005)),IF($G3198=16,(1-(($E3198-50)*0.005)),IF($G3198=21,(1-(($E3198-50)*0.005)),1))),1)*$CE3212,0)))","v":0},{"$f":"IF($B3198>$F3198,0,IF($C3198>$G3198,0,ROUND((((($F3198-$B3198)/100)*IF('DBH-Upgrade'!$K$6='DBH-Upgrade'!$K$8,$CC3212,($BF3198/(($F3198-18)/100))))+((($B3198-18)/100)*$CB3212))*IF($E3198>50,IF($G3198=11,(1-(($E3198-50)*0.005)),IF($G3198=16,(1-(($E3198-50)*0.005)),IF($G3198=21,(1-(($E3198-50)*0.005)),1))),1)*$CD3212,0)))","v":0},{"$f":"IF($B3198>$F3198,0,IF($C3198>$G3198,0,ROUND((((($F3198-$B3198)/100)*IF('DBH-Upgrade'!$K$6='DBH-Upgrade'!$K$8,$CC3212,($BF3198/(($F3198-18)/100))))+((($B3198-18)/100)*$CB3212))*IF($E3198>50,IF($G3198=11,(1-(($E3198-50)*0.005)),IF($G3198=16,(1-(($E3198-50)*0.005)),IF($G3198=21,(1-(($E3198-50)*0.005)),1))),1),0)))","v":0},0.95,0.95,0.95,{"$f":"AK3198*POWER(CF_cool,AN3198)","v":0},{"$f":"AL3198*POWER(CF_cool,AO3198)","v":0},{"$f":"AM3198*POWER(CF_cool,AP3198)","v":0},0,0,0,{"v":0,"d":"0.00"},{"v":0,"d":"0.00"},{"v":0,"d":"0.00"},3.5,6,6.7,9,null,3403,null,{"v":0.68,"d":"68%"},null,null,0,11.8,13.7,21.85,null,1,1,1,0,0,0,null,0,0,0,1,2489,6098,791,92,0.6929174768045717,0.6576204296006558,null,0.1716349180255756,0.08064538055291112,0.8146200327725304,0.8146200327725304,null,0]
["2502601615",{"$f":"'DBH-Upgrade'!$K$8-$CL3200","v":60},15,2,50,260,16,16.5,0,26,30,48.1,{"v":3449.6400000000003,"d":"3450"},{"$f":"IF($B3200>$F3200,0,IF($C3200>$G3200,0,ROUND((((($F3200-$B3200)/100)*IF('DBH-Upgrade'!$K$6='DBH-Upgrade'!$K$8,$BZ3214,($BE3200/(($F3200-18)/100))))+((($B3200-18)/100)*$CA3214))*$CE3214,0)))","v":5570},{"$f":"IF($B3200>$F3200,0,IF($C3200>$G3200,0,ROUND((((($F3200-$B3200)/100)*IF('DBH-Upgrade'!$K$6='DBH-Upgrade'!$K$8,$BZ3214,($BE3200/(($F3200-18)/100))))+((($B3200-18)/100)*$CA3214))*$CD3214,0)))","v":5772},{"$f":"IF($B3200>$F3200,0,IF($C3200>$G3200,0,ROUND(((($F3200-$B3200)/100)*IF('DBH-Upgrade'!$K$6='DBH-Upgrade'!$K$8,$BZ3214,($BE3200/(($F3200-18)/100))))+((($B3200-18)/100)*$CA3214),0)))","v":8465},{"v":1.5,"d":"1.500"},1.1,1.1,1.1,278,{"$f":"IF($B3200>$F3200,0,IF($C3200>$G3200,0,ROUND(((($F3200-$B3200)/100)*(IF('DBH-Upgrade'!$K$6='DBH-Upgrade'!$K$8,$BZ3214,($BE3200/(($F3200-18)/100))))*$CH3214)+((($B3200-18)/100)*$CA3214*$CE3214*$CG3214),0)))","v":729},{"$f":"IF($B3200>$F3200,0,IF($C3200>$G3200,0,ROUND(((($F3200-$B3200)/100)*(IF('DBH-Upgrade'!$K$6='DBH-Upgrade'!$K$8,$BZ3214,($BE3200/(($F3200-18)/100))))*$CH3214)+((($B3200-18)/100)*$CA3214*$CD3214*$CG3214),0)))","v":736},{"$f":"IF($B3200>$F3200,0,IF($C3200>$G3200,0,ROUND(((($F3200-$B3200)/100)*(IF('DBH-Upgrade'!$K$6='DBH-Upgrade'!$K$8,$BZ3214,($BE3200/(($F3200-18)/100))))*$CH3214)+((($B3200-18)/100)*$CA3214*$CG3214),0)))","v":836},14,38,38,43,{"v":0.004572549469604644,"d":"0.00"},{"v":0.030320595623203116,"d":"0.03"},{"v":0.030320595623203116,"d":"0.03"},{"v":0.03836890884347046,"d":"0.04"},0.0002083,1.724,4,1.392796E-3,{"$f":"IF($B3200>$F3200,0,IF($C3200>$G3200,0,ROUND((((($F3200-$B3200)/100)*IF('DBH-Upgrade'!$K$6='DBH-Upgrade'!$K$8,$CC3214,($BF3200/(($F3200-18)/100))))+((($B3200-18)/100)*$CB3214))*IF($E3200>50,IF($G3200=11,(1-(($E3200-50)*0.005)),IF($G3200=16,(1-(($E3200-50)*0.005)),IF($G3200=21,(1-(($E3200-50)*0.005)),1))),1)*$CE3214,0)))","v":299},{"$f":"IF($B3200>$F3200,0,IF($C3200>$G3200,0,ROUND((((($F3200-$B3200)/100)*IF('DBH-Upgrade'!$K$6='DBH-Upgrade'!$K$8,$CC3214,($BF3200/(($F3200-18)/100))))+((($B3200-18)/100)*$CB3214))*IF($E3200>50,IF($G3200=11,(1-(($E3200-50)*0.005)),IF($G3200=16,(1-(($E3200-50)*0.005)),IF($G3200=21,(1-(($E3200-50)*0.005)),1))),1)*$CD3214,0)))","v":310},{"$f":"IF($B3200>$F3200,0,IF($C3200>$G3200,0,ROUND((((($F3200-$B3200)/100)*IF('DBH-Upgrade'!$K$6='DBH-Upgrade'!$K$8,$CC3214,($BF3200/(($F3200-18)/100))))+((($B3200-18)/100)*$CB3214))*IF($E3200>50,IF($G3200=11,(1-(($E3200-50)*0.005)),IF($G3200=16,(1-(($E3200-50)*0.005)),IF($G3200=21,(1-(($E3200-50)*0.005)),1))),1),0)))","v":455},0.95,0.95,0.95,{"$f":"AK3200*POWER(CF_cool,AN3200)","v":237.7663560436608},{"$f":"AL3200*POWER(CF_cool,AO3200)","v":246.5136132894142},{"$f":"AM3200*POWER(CF_cool,AP3200)","v":361.8183678925273},51,53,78,{"v":0.05312407062968946,"d":"0.05"},{"v":0.05717138270950837,"d":"0.06"},{"v":0.11970146324884166,"d":"0.12"},5.2,6,6.7,9,null,{"$f":"$BE555","v":5073},null,{"v":0.68,"d":"68%"},null,null,0,11.8,13.7,21.85,null,1,1,1,237.7663560436608,246.5136132894142,361.8183678925273,null,0,0,0,1,{"$error":"#VALUE!"},0,0,{"$error":"#VALUE!"},0.7585639347228863,0.6942595523857338,null,0.15781864009190116,0.08064538055291112,0.7952052041594007,0.7952052041594007,null,20]
["2502801615",{"$f":"'DBH-Upgrade'!$K$8-$CL3206","v":80},15,2,50,280,16,16.5,0,26,30,48.9,{"v":3714.84,"d":"3715"},{"$f":"IF($B3206>$F3206,0,IF($C3206>$G3206,0,ROUND((((($F3206-$B3206)/100)*IF('DBH-Upgrade'!$K$6='DBH-Upgrade'!$K$8,$BZ3220,($BE3206/(($F3206-18)/100))))+((($B3206-18)/100)*$CA3220))*$CE3220,0)))","v":6195},{"$f":"IF($B3206>$F3206,0,IF($C3206>$G3206,0,ROUND((((($F3206-$B3206)/100)*IF('DBH-Upgrade'!$K$6='DBH-Upgrade'!$K$8,$BZ3220,($BE3206/(($F3206-18)/100))))+((($B3206-18)/100)*$CA3220))*$CD3220,0)))","v":6334},{"$f":"IF($B3206>$F3206,0,IF($C3206>$G3206,0,ROUND(((($F3206-$B3206)/100)*IF('DBH-Upgrade'!$K$6='DBH-Upgrade'!$K$8,$BZ3220,($BE3206/(($F3206-18)/100))))+((($B3206-18)/100)*$CA3220),0)))","v":9412},{"v":1.5,"d":"1.500"},1.1,1.1,1.1,300,{"$f":"IF($B3206>$F3206,0,IF($C3206>$G3206,0,ROUND(((($F3206-$B3206)/100)*(IF('DBH-Upgrade'!$K$6='DBH-Upgrade'!$K$8,$BZ3220,($BE3206/(($F3206-18)/100))))*$CH3220)+((($B3206-18)/100)*$CA3220*$CE3220*$CG3220),0)))","v":827},{"$f":"IF($B3206>$F3206,0,IF($C3206>$G3206,0,ROUND(((($F3206-$B3206)/100)*(IF('DBH-Upgrade'!$K$6='DBH-Upgrade'!$K$8,$BZ3220,($BE3206/(($F3206-18)/100))))*$CH3220)+((($B3206-18)/100)*$CA3220*$CD3220*$CG3220),0)))","v":834},{"$f":"IF($B3206>$F3206,0,IF($C3206>$G3206,0,ROUND(((($F3206-$B3206)/100)*(IF('DBH-Upgrade'!$K$6='DBH-Upgrade'!$K$8,$BZ3220,($BE3206/(($F3206-18)/100))))*$CH3220)+((($B3206-18)/100)*$CA3220*$CG3220),0)))","v":986},15,43,43,51,{"v":0.005382034259720902,"d":"0.01"},{"v":0.03943822209788988,"d":"0.04"},{"v":0.03943822209788988,"d":"0.04"},{"v":0.05455908521836124,"d":"0.05"},0.0002083,1.724,4,1.392796E-3,{"$f":"IF($B3206>$F3206,0,IF($C3206>$G3206,0,ROUND((((($F3206-$B3206)/100)*IF('DBH-Upgrade'!$K$6='DBH-Upgrade'!$K$8,$CC3220,($BF3206/(($F3206-18)/100))))+((($B3206-18)/100)*$CB3220))*IF($E3206>50,IF($G3206=11,(1-(($E3206-50)*0.005)),IF($G3206=16,(1-(($E3206-50)*0.005)),IF($G3206=21,(1-(($E3206-50)*0.005)),1))),1)*$CE3220,0)))","v":395},{"$f":"IF($B3206>$F3206,0,IF($C3206>$G3206,0,ROUND((((($F3206-$B3206)/100)*IF('DBH-Upgrade'!$K$6='DBH-Upgrade'!$K$8,$CC3220,($BF3206/(($F3206-18)/100))))+((($B3206-18)/100)*$CB3220))*IF($E3206>50,IF($G3206=11,(1-(($E3206-50)*0.005)),IF($G3206=16,(1-(($E3206-50)*0.005)),IF($G3206=21,(1-(($E3206-50)*0.005)),1))),1)*$CD3220,0)))","v":403},{"$f":"IF($B3206>$F3206,0,IF($C3206>$G3206,0,ROUND((((($F3206-$B3206)/100)*IF('DBH-Upgrade'!$K$6='DBH-Upgrade'!$K$8,$CC3220,($BF3206/(($F3206-18)/100))))+((($B3206-18)/100)*$CB3220))*IF($E3206>50,IF($G3206=11,(1-(($E3206-50)*0.005)),IF($G3206=16,(1-(($E3206-50)*0.005)),IF($G3206=21,(1-(($E3206-50)*0.005)),1))),1),0)))","v":600},0.95,0.95,0.95,{"$f":"AK3206*POWER(CF_cool,AN3206)","v":314.10605564296327},{"$f":"AL3206*POWER(CF_cool,AO3206)","v":320.4676972762385},{"$f":"AM3206*POWER(CF_cool,AP3206)","v":477.1231224956404},68,69,103,{"v":0.09440794264499576,"d":"0.09"},{"v":0.09707550087054061,"d":"0.10"},{"v":0.2088293106616813,"d":"0.21"},5.6,6,6.7,9,null,5463,null,{"v":0.68,"d":"68%"},null,null,0,11.8,13.7,21.85,null,1,1,1,314.10605564296327,320.4676972762385,477.1231224956404,null,0,0,0,1,{"$error":"#VALUE!"},0,0,{"$error":"#VALUE!"},0.750275090099452,0.6848867351465859,null,0.15781864009190116,0.08064538055291112,0.7952052041594007,0.7952052041594007,null,0]
["265701615",{"$f":"'DBH-Upgrade'!$K$8-$CL3218","v":70},15,2,65,70,16,16.5,0,26,30,41.1,{"v":1060.1200000000001,"d":"1060"},{"$f":"IF($B3218>$F3218,0,IF($C3218>$G3218,0,ROUND((((($F3218-$B3218)/100)*IF('DBH-Upgrade'!$K$6='DBH-Upgrade'!$K$8,$BZ3232,($BE3218/(($F3218-18)/100))))+((($B3218-18)/100)*$CA3232))*$CE3232,0)))","v":1733},{"$f":"IF($B3218>$F3218,0,IF($C3218>$G3218,0,ROUND((((($F3218-$B3218)/100)*IF('DBH-Upgrade'!$K$6='DBH-Upgrade'!$K$8,$BZ3232,($BE3218/(($F3218-18)/100))))+((($B3218-18)/100)*$CA3232))*$CD3232,0)))","v":1860},{"$f":"IF($B3218>$F3218,0,IF($C3218>$G3218,0,ROUND(((($F3218-$B3218)/100)*IF('DBH-Upgrade'!$K$6='DBH-Upgrade'!$K$8,$BZ3232,($BE3218/(($F3218-18)/100))))+((($B3218-18)/100)*$CA3232),0)))","v":2462},{"v":1.5,"d":"1.500"},1.1,1.1,1.1,85,{"$f":"IF($B3218>$F3218,0,IF($C3218>$G3218,0,ROUND(((($F3218-$B3218)/100)*(IF('DBH-Upgrade'!$K$6='DBH-Upgrade'!$K$8,$BZ3232,($BE3218/(($F3218-18)/100))))*$CH3232)+((($B3218-18)/100)*$CA3232*$CE3232*$CG3232),0)))","v":273},{"$f":"IF($B3218>$F3218,0,IF($C3218>$G3218,0,ROUND(((($F3218-$B3218)/100)*(IF('DBH-Upgrade'!$K$6='DBH-Upgrade'!$K$8,$BZ3232,($BE3218/(($F3218-18)/100))))*$CH3232)+((($B3218-18)/100)*$CA3232*$CD3232*$CG3232),0)))","v":294},{"$f":"IF($B3218>$F3218,0,IF($C3218>$G3218,0,ROUND(((($F3218-$B3218)/100)*(IF('DBH-Upgrade'!$K$6='DBH-Upgrade'!$K$8,$BZ3232,($BE3218/(($F3218-18)/100))))*$CH3232)+((($B3218-18)/100)*$CA3232*$CG3232),0)))","v":389},4,14,15,20,{"v":2.6793560911796664E-4,"d":"0.00"},{"v":0.003104794121750888,"d":"0.00"},{"v":3.5548768548210917E-3,"d":"0.00"},{"v":6.25413581967237E-3,"d":"0.01"},0.0002083,1.724,4,1.392796E-3,{"$f":"IF($B3218>$F3218,0,IF($C3218>$G3218,0,ROUND((((($F3218-$B3218)/100)*IF('DBH-Upgrade'!$K$6='DBH-Upgrade'!$K$8,$CC3232,($BF3218/(($F3218-18)/100))))+((($B3218-18)/100)*$CB3232))*IF($E3218>50,IF($G3218=11,(1-(($E3218-50)*0.005)),IF($G3218=16,(1-(($E3218-50)*0.005)),IF($G3218=21,(1-(($E3218-50)*0.005)),1))),1)*$CE3232,0)))","v":245},{"$f":"IF($B3218>$F3218,0,IF($C3218>$G3218,0,ROUND((((($F3218-$B3218)/100)*IF('DBH-Upgrade'!$K$6='DBH-Upgrade'!$K$8,$CC3232,($BF3218/(($F3218-18)/100))))+((($B3218-18)/100)*$CB3232))*IF($E3218>50,IF($G3218=11,(1-(($E3218-50)*0.005)),IF($G3218=16,(1-(($E3218-50)*0.005)),IF($G3218=21,(1-(($E3218-50)*0.005)),1))),1)*$CD3232,0)))","v":263},{"$f":"IF($B3218>$F3218,0,IF($C3218>$G3218,0,ROUND((((($F3218-$B3218)/100)*IF('DBH-Upgrade'!$K$6='DBH-Upgrade'!$K$8,$CC3232,($BF3218/(($F3218-18)/100))))+((($B3218-18)/100)*$CB3232))*IF($E3218>50,IF($G3218=11,(1-(($E3218-50)*0.005)),IF($G3218=16,(1-(($E3218-50)*0.005)),IF($G3218=21,(1-(($E3218-50)*0.005)),1))),1),0)))","v":349},0.95,0.95,0.95,{"$f":"AK3218*POWER(CF_cool,AN3218)","v":194.82527501905315},{"$f":"AL3218*POWER(CF_cool,AO3218)","v":209.13896869392238},{"$f":"AM3218*POWER(CF_cool,AP3218)","v":277.52661625163086},42,45,60,{"v":0.026932055222394228,"d":"0.03"},{"v":0.030855092326922524,"d":"0.03"},{"v":0.054417222410438414,"d":"0.05"},1.4,6,6.7,9,null,1559,null,{"v":0.68,"d":"68%"},null,null,0,11.8,13.7,21.85,null,1,1,1,194.82527501905315,209.13896869392238,277.52661625163086,null,0,0,0,1,{"$error":"#VALUE!"},0,0,{"$error":"#VALUE!"},0.7507794609544182,0.68,null,0.15781864009190116,0.08064538055291112,0.7952052041594007,0.7952052041594007,null,10]
["265702015",{"$f":"'DBH-Upgrade'!$K$8-$CL3219","v":70},15,2,65,70,20,21.5,0,26,30,41.1,{"v":1339.2,"d":"1339"},{"$f":"IF($B3219>$F3219,0,IF($C3219>$G3219,0,ROUND((((($F3219-$B3219)/100)*IF('DBH-Upgrade'!$K$6='DBH-Upgrade'!$K$8,$BZ3233,($BE3219/(($F3219-18)/100))))+((($B3219-18)/100)*$CA3233))*$CE3233,0)))","v":1647},{"$f":"IF($B3219>$F3219,0,IF($C3219>$G3219,0,ROUND((((($F3219-$B3219)/100)*IF('DBH-Upgrade'!$K$6='DBH-Upgrade'!$K$8,$BZ3233,($BE3219/(($F3219-18)/100))))+((($B3219-18)/100)*$CA3233))*$CD3233,0)))","v":1767},{"$f":"IF($B3219>$F3219,0,IF($C3219>$G3219,0,ROUND(((($F3219-$B3219)/100)*IF('DBH-Upgrade'!$K$6='DBH-Upgrade'!$K$8,$BZ3233,($BE3219/(($F3219-18)/100))))+((($B3219-18)/100)*$CA3233),0)))","v":2112},{"v":1.5,"d":"1.500"},1.08,1.08,1.08,108,{"$f":"IF($B3219>$F3219,0,IF($C3219>$G3219,0,ROUND(((($F3219-$B3219)/100)*(IF('DBH-Upgrade'!$K$6='DBH-Upgrade'!$K$8,$BZ3233,($BE3219/(($F3219-18)/100))))*$CH3233)+((($B3219-18)/100)*$CA3233*$CE3233*$CG3233),0)))","v":269},{"$f":"IF($B3219>$F3219,0,IF($C3219>$G3219,0,ROUND(((($F3219-$B3219)/100)*(IF('DBH-Upgrade'!$K$6='DBH-Upgrade'!$K$8,$BZ3233,($BE3219/(($F3219-18)/100))))*$CH3233)+((($B3219-18)/100)*$CA3233*$CD3233*$CG3233),0)))","v":288},{"$f":"IF($B3219>$F3219,0,IF($C3219>$G3219,0,ROUND(((($F3219-$B3219)/100)*(IF('DBH-Upgrade'!$K$6='DBH-Upgrade'!$K$8,$BZ3233,($BE3219/(($F3219-18)/100))))*$CH3233)+((($B3219-18)/100)*$CA3233*$CG3233),0)))","v":345},6,14,15,18,{"v":1.6328282537067629E-4,"d":"0.00"},{"v":0.000854222017089221,"d":"0.00"},{"v":9.7775789529640786E-4,"d":"0.00"},{"v":1.3974824450557817E-3,"d":"0.00"},0.0001276,1.7219,2,3.76611E-4,{"$f":"IF($B3219>$F3219,0,IF($C3219>$G3219,0,ROUND((((($F3219-$B3219)/100)*IF('DBH-Upgrade'!$K$6='DBH-Upgrade'!$K$8,$CC3233,($BF3219/(($F3219-18)/100))))+((($B3219-18)/100)*$CB3233))*IF($E3219>50,IF($G3219=11,(1-(($E3219-50)*0.005)),IF($G3219=16,(1-(($E3219-50)*0.005)),IF($G3219=21,(1-(($E3219-50)*0.005)),1))),1)*$CE3233,0)))","v":204},{"$f":"IF($B3219>$F3219,0,IF($C3219>$G3219,0,ROUND((((($F3219-$B3219)/100)*IF('DBH-Upgrade'!$K$6='DBH-Upgrade'!$K$8,$CC3233,($BF3219/(($F3219-18)/100))))+((($B3219-18)/100)*$CB3233))*IF($E3219>50,IF($G3219=11,(1-(($E3219-50)*0.005)),IF($G3219=16,(1-(($E3219-50)*0.005)),IF($G3219=21,(1-(($E3219-50)*0.005)),1))),1)*$CD3233,0)))","v":218},{"$f":"IF($B3219>$F3219,0,IF($C3219>$G3219,0,ROUND((((($F3219-$B3219)/100)*IF('DBH-Upgrade'!$K$6='DBH-Upgrade'!$K$8,$CC3233,($BF3219/(($F3219-18)/100))))+((($B3219-18)/100)*$CB3233))*IF($E3219>50,IF($G3219=11,(1-(($E3219-50)*0.005)),IF($G3219=16,(1-(($E3219-50)*0.005)),IF($G3219=21,(1-(($E3219-50)*0.005)),1))),1),0)))","v":261},0.95,0.95,0.95,{"$f":"AK3219*POWER(CF_cool,AN3219)","v":162.22186164851774},{"$f":"AL3219*POWER(CF_cool,AO3219)","v":173.35473450674934},{"$f":"AM3219*POWER(CF_cool,AP3219)","v":207.54855828560358},35,37,45,{"v":0.005154956781832244,"d":"0.01"},{"v":0.005750066246595067,"d":"0.01"},{"v":0.008450740920363757,"d":"0.01"},0.9,6,6.7,9,null,1674,null,{"v":0.8,"d":"80%"},null,null,0,11.8,13.7,21.85,null,1,1,1,162.22186164851774,173.35473450674934,207.54855828560358,null,0,0,0,1,1615,3238,442,63,0.6729424377054166,0.6582099452827469,null,0.16320641939358696,0.08064538055291112,0.783779121140337,0.783779121140337,null,10]
["265901515",{"$f":"'DBH-Upgrade'!$K$8-$CL3229","v":80},15,2,65,90,15,16.5,0,26,30,43.3,{"v":1235.2,"d":"1235"},{"$f":"IF($B3229>$F3229,0,IF($C3229>$G3229,0,ROUND((((($F3229-$B3229)/100)*IF('DBH-Upgrade'!$K$6='DBH-Upgrade'!$K$8,$BZ3243,($BE3229/(($F3229-18)/100))))+((($B3229-18)/100)*$CA3243))*$CE3243,0)))","v":1487},{"$f":"IF($B3229>$F3229,0,IF($C3229>$G3229,0,ROUND((((($F3229-$B3229)/100)*IF('DBH-Upgrade'!$K$6='DBH-Upgrade'!$K$8,$BZ3243,($BE3229/(($F3229-18)/100))))+((($B3229-18)/100)*$CA3243))*$CD3243,0)))","v":1593},{"$f":"IF($B3229>$F3229,0,IF($C3229>$G3229,0,ROUND(((($F3229-$B3229)/100)*IF('DBH-Upgrade'!$K$6='DBH-Upgrade'!$K$8,$BZ3243,($BE3229/(($F3229-18)/100))))+((($B3229-18)/100)*$CA3243),0)))","v":2169},{"v":1.5,"d":"1.500"},1.08,1.08,1.08,100,{"$f":"IF($B3229>$F3229,0,IF($C3229>$G3229,0,ROUND(((($F3229-$B3229)/100)*(IF('DBH-Upgrade'!$K$6='DBH-Upgrade'!$K$8,$BZ3243,($BE3229/(($F3229-18)/100))))*$CH3243)+((($B3229-18)/100)*$CA3243*$CE3243*$CG3243),0)))","v":238},{"$f":"IF($B3229>$F3229,0,IF($C3229>$G3229,0,ROUND(((($F3229-$B3229)/100)*(IF('DBH-Upgrade'!$K$6='DBH-Upgrade'!$K$8,$BZ3243,($BE3229/(($F3229-18)/100))))*$CH3243)+((($B3229-18)/100)*$CA3243*$CD3243*$CG3243),0)))","v":254},{"$f":"IF($B3229>$F3229,0,IF($C3229>$G3229,0,ROUND(((($F3229-$B3229)/100)*(IF('DBH-Upgrade'!$K$6='DBH-Upgrade'!$K$8,$BZ3243,($BE3229/(($F3229-18)/100))))*$CH3243)+((($B3229-18)/100)*$CA3243*$CG3243),0)))","v":341},5,12,13,18,{"v":1.6263513889540693E-4,"d":"0.00"},{"v":8.7559262375902448E-4,"d":"0.00"},{"v":1.0218648297231376E-3,"d":"0.00"},{"v":1.9167564596053314E-3,"d":"0.00"},0.0002083,1.724,2,0.000461829,{"$f":"IF($B3229>$F3229,0,IF($C3229>$G3229,0,ROUND((((($F3229-$B3229)/100)*IF('DBH-Upgrade'!$K$6='DBH-Upgrade'!$K$8,$CC3243,($BF3229/(($F3229-18)/100))))+((($B3229-18)/100)*$CB3243))*IF($E3229>50,IF($G3229=11,(1-(($E3229-50)*0.005)),IF($G3229=16,(1-(($E3229-50)*0.005)),IF($G3229=21,(1-(($E3229-50)*0.005)),1))),1)*$CE3243,0)))","v":192},{"$f":"IF($B3229>$F3229,0,IF($C3229>$G3229,0,ROUND((((($F3229-$B3229)/100)*IF('DBH-Upgrade'!$K$6='DBH-Upgrade'!$K$8,$CC3243,($BF3229/(($F3229-18)/100))))+((($B3229-18)/100)*$CB3243))*IF($E3229>50,IF($G3229=11,(1-(($E3229-50)*0.005)),IF($G3229=16,(1-(($E3229-50)*0.005)),IF($G3229=21,(1-(($E3229-50)*0.005)),1))),1)*$CD3243,0)))","v":206},{"$f":"IF($B3229>$F3229,0,IF($C3229>$G3229,0,ROUND((((($F3229-$B3229)/100)*IF('DBH-Upgrade'!$K$6='DBH-Upgrade'!$K$8,$CC3243,($BF3229/(($F3229-18)/100))))+((($B3229-18)/100)*$CB3243))*IF($E3229>50,IF($G3229=11,(1-(($E3229-50)*0.005)),IF($G3229=16,(1-(($E3229-50)*0.005)),IF($G3229=21,(1-(($E3229-50)*0.005)),1))),1),0)))","v":280},1.01,1.01,1.01,{"$f":"AK3229*POWER(CF_cool,AN3229)","v":150.4855912589447},{"$f":"AL3229*POWER(CF_cool,AO3229)","v":161.45849895490943},{"$f":"AM3229*POWER(CF_cool,AP3229)","v":219.45815391929435},32,35,47,{"v":0.005848901476159117,"d":"0.01"},{"v":0.006961487498539217,"d":"0.01"},{"v":0.012353704485781476,"d":"0.01"},0.9,6,6.7,9,null,1544,null,{"v":0.8,"d":"80%"},null,null,0,11.8,13.7,21.85,null,1,1,1,150.4855912589447,161.45849895490943,219.45815391929435,null,0,0,0,1,{"$error":"#VALUE!"},0,0,{"$error":"#VALUE!"},0.8364028566594162,0.7799409143899563,null,0.16320641939358696,0.08064538055291112,0.7894714915956607,0.7894714915956607,null,0]
["2651002115",{"$f":"'DBH-Upgrade'!$K$8-$CL3238","v":80},15,2,65,100,21,21.5,0,26,30,44.1,2404,{"$f":"IF($B3238>$F3238,0,IF($C3238>$G3238,0,ROUND((((($F3238-$B3238)/100)*IF('DBH-Upgrade'!$K$6='DBH-Upgrade'!$K$8,$BZ3252,($BE3238/(($F3238-18)/100))))+((($B3238-18)/100)*$CA3252))*$CE3252,0)))","v":2899},{"$f":"IF($B3238>$F3238,0,IF($C3238>$G3238,0,ROUND((((($F3238-$B3238)/100)*IF('DBH-Upgrade'!$K$6='DBH-Upgrade'!$K$8,$BZ3252,($BE3238/(($F3238-18)/100))))+((($B3238-18)/100)*$CA3252))*$CD3252,0)))","v":3104},{"$f":"IF($B3238>$F3238,0,IF($C3238>$G3238,0,ROUND(((($F3238-$B3238)/100)*IF('DBH-Upgrade'!$K$6='DBH-Upgrade'!$K$8,$BZ3252,($BE3238/(($F3238-18)/100))))+((($B3238-18)/100)*$CA3252),0)))","v":4279},{"v":1.5,"d":"1.500"},1.05,1.05,1.05,194,{"$f":"IF($B3238>$F3238,0,IF($C3238>$G3238,0,ROUND(((($F3238-$B3238)/100)*(IF('DBH-Upgrade'!$K$6='DBH-Upgrade'!$K$8,$BZ3252,($BE3238/(($F3238-18)/100))))*$CH3252)+((($B3238-18)/100)*$CA3252*$CE3252*$CG3252),0)))","v":480},{"$f":"IF($B3238>$F3238,0,IF($C3238>$G3238,0,ROUND(((($F3238-$B3238)/100)*(IF('DBH-Upgrade'!$K$6='DBH-Upgrade'!$K$8,$BZ3252,($BE3238/(($F3238-18)/100))))*$CH3252)+((($B3238-18)/100)*$CA3252*$CD3252*$CG3252),0)))","v":511},{"$f":"IF($B3238>$F3238,0,IF($C3238>$G3238,0,ROUND(((($F3238-$B3238)/100)*(IF('DBH-Upgrade'!$K$6='DBH-Upgrade'!$K$8,$BZ3252,($BE3238/(($F3238-18)/100))))*$CH3252)+((($B3238-18)/100)*$CA3252*$CG3252),0)))","v":689},10,25,26,36,{"v":7.2960603916146394E-4,"d":"0.00"},{"v":0.004242740995377949,"d":"0.00"},{"v":0.004576121213637934,"d":"0.00"},{"v":0.00857913111546736,"d":"0.01"},0.0001276,1.7219,4,0.000514201,{"$f":"IF($B3238>$F3238,0,IF($C3238>$G3238,0,ROUND((((($F3238-$B3238)/100)*IF('DBH-Upgrade'!$K$6='DBH-Upgrade'!$K$8,$CC3252,($BF3238/(($F3238-18)/100))))+((($B3238-18)/100)*$CB3252))*IF($E3238>50,IF($G3238=11,(1-(($E3238-50)*0.005)),IF($G3238=16,(1-(($E3238-50)*0.005)),IF($G3238=21,(1-(($E3238-50)*0.005)),1))),1)*$CE3252,0)))","v":319},{"$f":"IF($B3238>$F3238,0,IF($C3238>$G3238,0,ROUND((((($F3238-$B3238)/100)*IF('DBH-Upgrade'!$K$6='DBH-Upgrade'!$K$8,$CC3252,($BF3238/(($F3238-18)/100))))+((($B3238-18)/100)*$CB3252))*IF($E3238>50,IF($G3238=11,(1-(($E3238-50)*0.005)),IF($G3238=16,(1-(($E3238-50)*0.005)),IF($G3238=21,(1-(($E3238-50)*0.005)),1))),1)*$CD3252,0)))","v":341},{"$f":"IF($B3238>$F3238,0,IF($C3238>$G3238,0,ROUND((((($F3238-$B3238)/100)*IF('DBH-Upgrade'!$K$6='DBH-Upgrade'!$K$8,$CC3252,($BF3238/(($F3238-18)/100))))+((($B3238-18)/100)*$CB3252))*IF($E3238>50,IF($G3238=11,(1-(($E3238-50)*0.005)),IF($G3238=16,(1-(($E3238-50)*0.005)),IF($G3238=21,(1-(($E3238-50)*0.005)),1))),1),0)))","v":471},0.85,0.85,0.85,{"$f":"AK3238*POWER(CF_cool,AN3238)","v":259.8637904544372},{"$f":"AL3238*POWER(CF_cool,AO3238)","v":277.78543117543285},{"$f":"AM3238*POWER(CF_cool,AP3238)","v":383.6860354358618},56,60,82,{"v":0.020186280564662366,"d":"0.02"},{"v":0.023077397645661198,"d":"0.02"},{"v":0.04233629422690366,"d":"0.04"},2.7,6,6.7,9,null,3005,null,{"v":0.8,"d":"80%"},null,null,0,11.8,13.7,21.85,null,1,1,1,259.8637904544372,277.78543117543285,383.6860354358618,null,0,0,0,1,3238,4735,725,75,0.7453108993363179,0.6950414455205922,null,0.15781864009190116,0.08064538055291112,0.7952052041594007,0.7952052041594007,null,0]
["2651101015",{"$f":"'DBH-Upgrade'!$K$8-$CL3239","v":80},15,2,65,110,10,11.5,0,26,30,44.1,{"v":1109.7,"d":"1110"},{"$f":"IF($B3239>$F3239,0,IF($C3239>$G3239,0,ROUND((((($F3239-$B3239)/100)*IF('DBH-Upgrade'!$K$6='DBH-Upgrade'!$K$8,$BZ3253,($BE3239/(($F3239-18)/100))))+((($B3239-18)/100)*$CA3253))*$CE3253,0)))","v":0},{"$f":"IF($B3239>$F3239,0,IF($C3239>$G3239,0,ROUND((((($F3239-$B3239)/100)*IF('DBH-Upgrade'!$K$6='DBH-Upgrade'!$K$8,$BZ3253,($BE3239/(($F3239-18)/100))))+((($B3239-18)/100)*$CA3253))*$CD3253,0)))","v":0},{"$f":"IF($B3239>$F3239,0,IF($C3239>$G3239,0,ROUND(((($F3239-$B3239)/100)*IF('DBH-Upgrade'!$K$6='DBH-Upgrade'!$K$8,$BZ3253,($BE3239/(($F3239-18)/100))))+((($B3239-18)/100)*$CA3253),0)))","v":0},{"v":1.5,"d":"1.500"},1.08,1.08,1.08,89,{"$f":"IF($B3239>$F3239,0,IF($C3239>$G3239,0,ROUND(((($F3239-$B3239)/100)*(IF('DBH-Upgrade'!$K$6='DBH-Upgrade'!$K$8,$BZ3253,($BE3239/(($F3239-18)/100))))*$CH3253)+((($B3239-18)/100)*$CA3253*$CE3253*$CG3253),0)))","v":0},{"$f":"IF($B3239>$F3239,0,IF($C3239>$G3239,0,ROUND(((($F3239-$B3239)/100)*(IF('DBH-Upgrade'!$K$6='DBH-Upgrade'!$K$8,$BZ3253,($BE3239/(($F3239-18)/100))))*$CH3253)+((($B3239-18)/100)*$CA3253*$CD3253*$CG3253),0)))","v":0},{"$f":"IF($B3239>$F3239,0,IF($C3239>$G3239,0,ROUND(((($F3239-$B3239)/100)*(IF('DBH-Upgrade'!$K$6='DBH-Upgrade'!$K$8,$BZ3253,($BE3239/(($F3239-18)/100))))*$CH3253)+((($B3239-18)/100)*$CA3253*$CG3253),0)))","v":0},5,0,0,0,{"v":2.112909746138914E-4,"d":"0.00"},{"v":0,"d":"0.00"},{"v":0,"d":"0.00"},{"v":0,"d":"0.00"},3.969E-4,1.7346,2,0.000367347,{"$f":"IF($B3239>$F3239,0,IF($C3239>$G3239,0,ROUND((((($F3239-$B3239)/100)*IF('DBH-Upgrade'!$K$6='DBH-Upgrade'!$K$8,$CC3253,($BF3239/(($F3239-18)/100))))+((($B3239-18)/100)*$CB3253))*IF($E3239>50,IF($G3239=11,(1-(($E3239-50)*0.005)),IF($G3239=16,(1-(($E3239-50)*0.005)),IF($G3239=21,(1-(($E3239-50)*0.005)),1))),1)*$CE3253,0)))","v":0},{"$f":"IF($B3239>$F3239,0,IF($C3239>$G3239,0,ROUND((((($F3239-$B3239)/100)*IF('DBH-Upgrade'!$K$6='DBH-Upgrade'!$K$8,$CC3253,($BF3239/(($F3239-18)/100))))+((($B3239-18)/100)*$CB3253))*IF($E3239>50,IF($G3239=11,(1-(($E3239-50)*0.005)),IF($G3239=16,(1-(($E3239-50)*0.005)),IF($G3239=21,(1-(($E3239-50)*0.005)),1))),1)*$CD3253,0)))","v":0},{"$f":"IF($B3239>$F3239,0,IF($C3239>$G3239,0,ROUND((((($F3239-$B3239)/100)*IF('DBH-Upgrade'!$K$6='DBH-Upgrade'!$K$8,$CC3253,($BF3239/(($F3239-18)/100))))+((($B3239-18)/100)*$CB3253))*IF($E3239>50,IF($G3239=11,(1-(($E3239-50)*0.005)),IF($G3239=16,(1-(($E3239-50)*0.005)),IF($G3239=21,(1-(($E3239-50)*0.005)),1))),1),0)))","v":0},0.98,0.98,0.98,{"$f":"AK3239*POWER(CF_cool,AN3239)","v":0},{"$f":"AL3239*POWER(CF_cool,AO3239)","v":0},{"$f":"AM3239*POWER(CF_cool,AP3239)","v":0},0,0,0,{"v":0,"d":"0.00"},{"v":0,"d":"0.00"},{"v":0,"d":"0.00"},0.7,6,6.7,9,null,1233,null,{"v":0.9,"d":"90%"},null,null,0,11.8,13.7,21.85,null,1,1,1,0,0,0,null,0,0,0,1,2298,4062,502,78,0.8284588613790702,0.7713393602007246,null,0.16320641939358696,0.08064538055291112,0.7952052041594007,0.7952052041594007,null,0]
["2651202115",{"$f":"'DBH-Upgrade'!$K$8-$CL3250","v":80},15,2,65,120,21,21.5,0,26,30,44.8,{"v":2884.8,"d":"2885"},{"$f":"IF($B3250>$F3250,0,IF($C3250>$G3250,0,ROUND((((($F3250-$B3250)/100)*IF('DBH-Upgrade'!$K$6='DBH-Upgrade'!$K$8,$BZ3264,($BE3250/(($F3250-18)/100))))+((($B3250-18)/100)*$CA3264))*$CE3264,0)))","v":3206},{"$f":"IF($B3250>$F3250,0,IF($C3250>$G3250,0,ROUND((((($F3250-$B3250)/100)*IF('DBH-Upgrade'!$K$6='DBH-Upgrade'!$K$8,$BZ3264,($BE3250/(($F3250-18)/100))))+((($B3250-18)/100)*$CA3264))*$CD3264,0)))","v":3433},{"$f":"IF($B3250>$F3250,0,IF($C3250>$G3250,0,ROUND(((($F3250-$B3250)/100)*IF('DBH-Upgrade'!$K$6='DBH-Upgrade'!$K$8,$BZ3264,($BE3250/(($F3250-18)/100))))+((($B3250-18)/100)*$CA3264),0)))","v":4776},{"v":1.5,"d":"1.500"},1.05,1.05,1.05,233,{"$f":"IF($B3250>$F3250,0,IF($C3250>$G3250,0,ROUND(((($F3250-$B3250)/100)*(IF('DBH-Upgrade'!$K$6='DBH-Upgrade'!$K$8,$BZ3264,($BE3250/(($F3250-18)/100))))*$CH3264)+((($B3250-18)/100)*$CA3264*$CE3264*$CG3264),0)))","v":516},{"$f":"IF($B3250>$F3250,0,IF($C3250>$G3250,0,ROUND(((($F3250-$B3250)/100)*(IF('DBH-Upgrade'!$K$6='DBH-Upgrade'!$K$8,$BZ3264,($BE3250/(($F3250-18)/100))))*$CH3264)+((($B3250-18)/100)*$CA3264*$CD3264*$CG3264),0)))","v":547},{"$f":"IF($B3250>$F3250,0,IF($C3250>$G3250,0,ROUND(((($F3250-$B3250)/100)*(IF('DBH-Upgrade'!$K$6='DBH-Upgrade'!$K$8,$BZ3264,($BE3250/(($F3250-18)/100))))*$CH3264)+((($B3250-18)/100)*$CA3264*$CG3264),0)))","v":729},12,27,28,38,{"v":1.1067438721210823E-3,"d":"0.00"},{"v":0.005213360491845665,"d":"0.01"},{"v":5.590022843620257E-3,"d":"0.01"},{"v":0.010050073097712988,"d":"0.01"},0.0001276,1.7219,4,0.000514201,{"$f":"IF($B3250>$F3250,0,IF($C3250>$G3250,0,ROUND((((($F3250-$B3250)/100)*IF('DBH-Upgrade'!$K$6='DBH-Upgrade'!$K$8,$CC3264,($BF3250/(($F3250-18)/100))))+((($B3250-18)/100)*$CB3264))*IF($E3250>50,IF($G3250=11,(1-(($E3250-50)*0.005)),IF($G3250=16,(1-(($E3250-50)*0.005)),IF($G3250=21,(1-(($E3250-50)*0.005)),1))),1)*$CE3264,0)))","v":327},{"$f":"IF($B3250>$F3250,0,IF($C3250>$G3250,0,ROUND((((($F3250-$B3250)/100)*IF('DBH-Upgrade'!$K$6='DBH-Upgrade'!$K$8,$CC3264,($BF3250/(($F3250-18)/100))))+((($B3250-18)/100)*$CB3264))*IF($E3250>50,IF($G3250=11,(1-(($E3250-50)*0.005)),IF($G3250=16,(1-(($E3250-50)*0.005)),IF($G3250=21,(1-(($E3250-50)*0.005)),1))),1)*$CD3264,0)))","v":351},{"$f":"IF($B3250>$F3250,0,IF($C3250>$G3250,0,ROUND((((($F3250-$B3250)/100)*IF('DBH-Upgrade'!$K$6='DBH-Upgrade'!$K$8,$CC3264,($BF3250/(($F3250-18)/100))))+((($B3250-18)/100)*$CB3264))*IF($E3250>50,IF($G3250=11,(1-(($E3250-50)*0.005)),IF($G3250=16,(1-(($E3250-50)*0.005)),IF($G3250=21,(1-(($E3250-50)*0.005)),1))),1),0)))","v":488},0.85,0.85,0.85,{"$f":"AK3250*POWER(CF_cool,AN3250)","v":266.38075071661746},{"$f":"AL3250*POWER(CF_cool,AO3250)","v":285.93163150315814},{"$f":"AM3250*POWER(CF_cool,AP3250)","v":397.5345759929948},57,61,85,{"v":0.021947220342500816,"d":"0.02"},{"v":0.025016313845291124,"d":"0.03"},{"v":0.04750146400248859,"d":"0.05"},3.2,6,6.7,9,null,3606,null,{"v":0.8,"d":"80%"},null,null,0,11.8,13.7,21.85,null,1,1,1,266.38075071661746,285.93163150315814,397.5345759929948,null,0,0,0,1,3238,4735,725,75,0.7254135990953521,0.6774634004202911,null,0.15781864009190116,0.08064538055291112,0.7952052041594007,0.7952052041594007,null,0]
["2651601115",{"$f":"'DBH-Upgrade'!$K$8-$CL3258","v":80},15,2,65,160,11,11.5,0,26,30,46.4,{"v":1613.64,"d":"1614"},{"$f":"IF($B3258>$F3258,0,IF($C3258>$G3258,0,ROUND((((($F3258-$B3258)/100)*IF('DBH-Upgrade'!$K$6='DBH-Upgrade'!$K$8,$BZ3272,($BE3258/(($F3258-18)/100))))+((($B3258-18)/100)*$CA3272))*$CE3272,0)))","v":0},{"$f":"IF($B3258>$F3258,0,IF($C3258>$G3258,0,ROUND((((($F3258-$B3258)/100)*IF('DBH-Upgrade'!$K$6='DBH-Upgrade'!$K$8,$BZ3272,($BE3258/(($F3258-18)/100))))+((($B3258-18)/100)*$CA3272))*$CD3272,0)))","v":0},{"$f":"IF($B3258>$F3258,0,IF($C3258>$G3258,0,ROUND(((($F3258-$B3258)/100)*IF('DBH-Upgrade'!$K$6='DBH-Upgrade'!$K$8,$BZ3272,($BE3258/(($F3258-18)/100))))+((($B3258-18)/100)*$CA3272),0)))","v":0},{"v":1.5,"d":"1.500"},1.1,1.1,1.1,130,{"$f":"IF($B3258>$F3258,0,IF($C3258>$G3258,0,ROUND(((($F3258-$B3258)/100)*(IF('DBH-Upgrade'!$K$6='DBH-Upgrade'!$K$8,$BZ3272,($BE3258/(($F3258-18)/100))))*$CH3272)+((($B3258-18)/100)*$CA3272*$CE3272*$CG3272),0)))","v":0},{"$f":"IF($B3258>$F3258,0,IF($C3258>$G3258,0,ROUND(((($F3258-$B3258)/100)*(IF('DBH-Upgrade'!$K$6='DBH-Upgrade'!$K$8,$BZ3272,($BE3258/(($F3258-18)/100))))*$CH3272)+((($B3258-18)/100)*$CA3272*$CD3272*$CG3272),0)))","v":0},{"$f":"IF($B3258>$F3258,0,IF($C3258>$G3258,0,ROUND(((($F3258-$B3258)/100)*(IF('DBH-Upgrade'!$K$6='DBH-Upgrade'!$K$8,$BZ3272,($BE3258/(($F3258-18)/100))))*$CH3272)+((($B3258-18)/100)*$CA3272*$CG3272),0)))","v":0},7,0,0,0,{"v":9.3804388845514241E-4,"d":"0.00"},{"v":0,"d":"0.00"},{"v":0,"d":"0.00"},{"v":0,"d":"0.00"},3.969E-4,1.7346,4,0.000574288,{"$f":"IF($B3258>$F3258,0,IF($C3258>$G3258,0,ROUND((((($F3258-$B3258)/100)*IF('DBH-Upgrade'!$K$6='DBH-Upgrade'!$K$8,$CC3272,($BF3258/(($F3258-18)/100))))+((($B3258-18)/100)*$CB3272))*IF($E3258>50,IF($G3258=11,(1-(($E3258-50)*0.005)),IF($G3258=16,(1-(($E3258-50)*0.005)),IF($G3258=21,(1-(($E3258-50)*0.005)),1))),1)*$CE3272,0)))","v":0},{"$f":"IF($B3258>$F3258,0,IF($C3258>$G3258,0,ROUND((((($F3258-$B3258)/100)*IF('DBH-Upgrade'!$K$6='DBH-Upgrade'!$K$8,$CC3272,($BF3258/(($F3258-18)/100))))+((($B3258-18)/100)*$CB3272))*IF($E3258>50,IF($G3258=11,(1-(($E3258-50)*0.005)),IF($G3258=16,(1-(($E3258-50)*0.005)),IF($G3258=21,(1-(($E3258-50)*0.005)),1))),1)*$CD3272,0)))","v":0},{"$f":"IF($B3258>$F3258,0,IF($C3258>$G3258,0,ROUND((((($F3258-$B3258)/100)*IF('DBH-Upgrade'!$K$6='DBH-Upgrade'!$K$8,$CC3272,($BF3258/(($F3258-18)/100))))+((($B3258-18)/100)*$CB3272))*IF($E3258>50,IF($G3258=11,(1-(($E3258-50)*0.005)),IF($G3258=16,(1-(($E3258-50)*0.005)),IF($G3258=21,(1-(($E3258-50)*0.005)),1))),1),0)))","v":0},0.95,0.95,0.95,{"$f":"AK3258*POWER(CF_cool,AN3258)","v":0},{"$f":"AL3258*POWER(CF_cool,AO3258)","v":0},{"$f":"AM3258*POWER(CF_cool,AP3258)","v":0},0,0,0,{"v":0,"d":"0.00"},{"v":0,"d":"0.00"},{"v":0,"d":"0.00"},2.1,{"$f":"IF($B3258>$F3258,$BM$1,CT$21)","v":6},{"$f":"IF($B3258>$F3258,$BM$1,CU$21)","v":6.7},{"$f":"IF($B3258>$F3258,$BM$1,CV$21)","v":9},null,2373,null,{"$f":"IF($G3258=10,$CU$61,IF($G3258=11,$CU$62,IF($G3258=15,$CU$63,IF($G3258=16,$CU$64,IF($G3258=20,$CU$65,IF($G3258=21,$CU$66))))))","v":{"v":0.68,"d":"68%"}},null,null,0,{"$f":"IF($B3258>$F3258,$BM$1,CQ$21)","v":11.8},{"$f":"IF($B3258>$F3258,$BM$1,CR$21)","v":13.7},{"$f":"IF($B3258>$F3258,$BM$1,CS$21)","v":21.85},null,1,1,1,0,0,0,null,0,0,0,{"$f":"IF(SUM(BV3258:BX3258)=0,1,0)","v":1},2489,6098,791,92,0.7254135990953521,0.6774634004202911,null,0.1716349180255756,0.08064538055291112,0.8146200327725304,0.8146200327725304,null,0]
["2651601515",{"$f":"'DBH-Upgrade'!$K$8-$CL3259","v":80},15,2,65,160,15,16.5,0,26,30,46.4,{"v":2195.2000000000003,"d":"2195"},{"$f":"IF($B3259>$F3259,0,IF($C3259>$G3259,0,ROUND((((($F3259-$B3259)/100)*IF('DBH-Upgrade'!$K$6='DBH-Upgrade'!$K$8,$BZ3273,($BE3259/(($F3259-18)/100))))+((($B3259-18)/100)*$CA3273))*$CE3273,0)))","v":2168},{"$f":"IF($B3259>$F3259,0,IF($C3259>$G3259,0,ROUND((((($F3259-$B3259)/100)*IF('DBH-Upgrade'!$K$6='DBH-Upgrade'!$K$8,$BZ3273,($BE3259/(($F3259-18)/100))))+((($B3259-18)/100)*$CA3273))*$CD3273,0)))","v":2315},{"$f":"IF($B3259>$F3259,0,IF($C3259>$G3259,0,ROUND(((($F3259-$B3259)/100)*IF('DBH-Upgrade'!$K$6='DBH-Upgrade'!$K$8,$BZ3273,($BE3259/(($F3259-18)/100))))+((($B3259-18)/100)*$CA3273),0)))","v":3300},{"v":1.5,"d":"1.500"},1.08,1.08,1.08,177,{"$f":"IF($B3259>$F3259,0,IF($C3259>$G3259,0,ROUND(((($F3259-$B3259)/100)*(IF('DBH-Upgrade'!$K$6='DBH-Upgrade'!$K$8,$BZ3273,($BE3259/(($F3259-18)/100))))*$CH3273)+((($B3259-18)/100)*$CA3273*$CE3273*$CG3273),0)))","v":319},{"$f":"IF($B3259>$F3259,0,IF($C3259>$G3259,0,ROUND(((($F3259-$B3259)/100)*(IF('DBH-Upgrade'!$K$6='DBH-Upgrade'!$K$8,$BZ3273,($BE3259/(($F3259-18)/100))))*$CH3273)+((($B3259-18)/100)*$CA3273*$CD3273*$CG3273),0)))","v":334},{"$f":"IF($B3259>$F3259,0,IF($C3259>$G3259,0,ROUND(((($F3259-$B3259)/100)*(IF('DBH-Upgrade'!$K$6='DBH-Upgrade'!$K$8,$BZ3273,($BE3259/(($F3259-18)/100))))*$CH3273)+((($B3259-18)/100)*$CA3273*$CG3273),0)))","v":432},9,16,17,22,{"v":6.2915516810610689E-4,"d":"0.00"},{"v":0.001866597973963768,"d":"0.00"},{"v":0.002093952478841644,"d":"0.00"},{"v":3.4164144931804006E-3,"d":"0.00"},0.0002083,1.724,2,0.000461829,{"$f":"IF($B3259>$F3259,0,IF($C3259>$G3259,0,ROUND((((($F3259-$B3259)/100)*IF('DBH-Upgrade'!$K$6='DBH-Upgrade'!$K$8,$CC3273,($BF3259/(($F3259-18)/100))))+((($B3259-18)/100)*$CB3273))*IF($E3259>50,IF($G3259=11,(1-(($E3259-50)*0.005)),IF($G3259=16,(1-(($E3259-50)*0.005)),IF($G3259=21,(1-(($E3259-50)*0.005)),1))),1)*$CE3273,0)))","v":213},{"$f":"IF($B3259>$F3259,0,IF($C3259>$G3259,0,ROUND((((($F3259-$B3259)/100)*IF('DBH-Upgrade'!$K$6='DBH-Upgrade'!$K$8,$CC3273,($BF3259/(($F3259-18)/100))))+((($B3259-18)/100)*$CB3273))*IF($E3259>50,IF($G3259=11,(1-(($E3259-50)*0.005)),IF($G3259=16,(1-(($E3259-50)*0.005)),IF($G3259=21,(1-(($E3259-50)*0.005)),1))),1)*$CD3273,0)))","v":228},{"$f":"IF($B3259>$F3259,0,IF($C3259>$G3259,0,ROUND((((($F3259-$B3259)/100)*IF('DBH-Upgrade'!$K$6='DBH-Upgrade'!$K$8,$CC3273,($BF3259/(($F3259-18)/100))))+((($B3259-18)/100)*$CB3273))*IF($E3259>50,IF($G3259=11,(1-(($E3259-50)*0.005)),IF($G3259=16,(1-(($E3259-50)*0.005)),IF($G3259=21,(1-(($E3259-50)*0.005)),1))),1),0)))","v":324},1.01,1.01,1.01,{"$f":"AK3259*POWER(CF_cool,AN3259)","v":166.94495280289178},{"$f":"AL3259*POWER(CF_cool,AO3259)","v":178.70163961999683},{"$f":"AM3259*POWER(CF_cool,AP3259)","v":253.9444352494692},36,38,55,{"v":0.008730911801729581,"d":"0.01"},{"v":0.00968067343401265,"d":"0.01"},{"v":0.019640578578512875,"d":"0.02"},1.6,6,6.7,9,null,2744,null,{"v":0.8,"d":"80%"},null,null,0,11.8,13.7,21.85,null,1,1,1,166.94495280289178,178.70163961999683,253.9444352494692,null,0,0,0,1,{"$error":"#VALUE!"},0,0,{"$error":"#VALUE!"},0.8030103878625993,0.7433030653966308,null,0.16320641939358696,0.08064538055291112,0.7894714915956607,0.7894714915956607,null,{"$f":"IF($G3259=10,IF($F3259=280,20,IF($F3259=300,40,0)),IF($G3259=11,IF($F3259=280,20,IF($F3259=300,40,0)),IF($G3259=15,IF($F3259=70,10,IF($F3259=110,10,IF($F3259=180,20,IF($F3259=260,20,IF($F3259=300,20,0))))),IF($G3259=16,IF($F3259=70,10,IF($F3259=110,10,IF($F3259=180,20,IF($F3259=260,20,IF($F3259=300,20,0))))),IF($G3259=20,IF($F3259=70,10,IF($F3259=110,10,IF($F3259=180,20,IF($F3259=260,20,IF($F3259=300,20,0))))),IF($G3259=21,IF($F3259=70,10,IF($F3259=110,10,IF($F3259=180,20,IF($F3259=260,20,IF($F3259=300,20,0))))),\"Error\"))))))","v":0}]
["2652001515",{"$f":"'DBH-Upgrade'!$K$8-$CL3271","v":80},15,2,65,200,15,16.5,0,26,30,47.1,2744,{"$f":"IF($B3271>$F3271,0,IF($C3271>$G3271,0,ROUND((((($F3271-$B3271)/100)*IF('DBH-Upgrade'!$K$6='DBH-Upgrade'!$K$8,$BZ3285,($BE3271/(($F3271-18)/100))))+((($B3271-18)/100)*$CA3285))*$CE3285,0)))","v":2595},{"$f":"IF($B3271>$F3271,0,IF($C3271>$G3271,0,ROUND((((($F3271-$B3271)/100)*IF('DBH-Upgrade'!$K$6='DBH-Upgrade'!$K$8,$BZ3285,($BE3271/(($F3271-18)/100))))+((($B3271-18)/100)*$CA3285))*$CD3285,0)))","v":2734},{"$f":"IF($B3271>$F3271,0,IF($C3271>$G3271,0,ROUND(((($F3271-$B3271)/100)*IF('DBH-Upgrade'!$K$6='DBH-Upgrade'!$K$8,$BZ3285,($BE3271/(($F3271-18)/100))))+((($B3271-18)/100)*$CA3285),0)))","v":3946},{"v":1.5,"d":"1.500"},1.08,1.08,1.08,221,{"$f":"IF($B3271>$F3271,0,IF($C3271>$G3271,0,ROUND(((($F3271-$B3271)/100)*(IF('DBH-Upgrade'!$K$6='DBH-Upgrade'!$K$8,$BZ3285,($BE3271/(($F3271-18)/100))))*$CH3285)+((($B3271-18)/100)*$CA3285*$CE3285*$CG3285),0)))","v":372},{"$f":"IF($B3271>$F3271,0,IF($C3271>$G3271,0,ROUND(((($F3271-$B3271)/100)*(IF('DBH-Upgrade'!$K$6='DBH-Upgrade'!$K$8,$BZ3285,($BE3271/(($F3271-18)/100))))*$CH3285)+((($B3271-18)/100)*$CA3285*$CD3285*$CG3285),0)))","v":383},{"$f":"IF($B3271>$F3271,0,IF($C3271>$G3271,0,ROUND(((($F3271-$B3271)/100)*(IF('DBH-Upgrade'!$K$6='DBH-Upgrade'!$K$8,$BZ3285,($BE3271/(($F3271-18)/100))))*$CH3285)+((($B3271-18)/100)*$CA3285*$CG3285),0)))","v":484},11,19,20,25,{"v":1.0206620547657068E-3,"d":"0.00"},{"v":0.002847511601206708,"d":"0.00"},{"v":3.1362338233380557E-3,"d":"0.00"},{"v":0.004776626085211563,"d":"0.00"},0.0002083,1.724,2,0.000461829,{"$f":"IF($B3271>$F3271,0,IF($C3271>$G3271,0,ROUND((((($F3271-$B3271)/100)*IF('DBH-Upgrade'!$K$6='DBH-Upgrade'!$K$8,$CC3285,($BF3271/(($F3271-18)/100))))+((($B3271-18)/100)*$CB3285))*IF($E3271>50,IF($G3271=11,(1-(($E3271-50)*0.005)),IF($G3271=16,(1-(($E3271-50)*0.005)),IF($G3271=21,(1-(($E3271-50)*0.005)),1))),1)*$CE3285,0)))","v":230},{"$f":"IF($B3271>$F3271,0,IF($C3271>$G3271,0,ROUND((((($F3271-$B3271)/100)*IF('DBH-Upgrade'!$K$6='DBH-Upgrade'!$K$8,$CC3285,($BF3271/(($F3271-18)/100))))+((($B3271-18)/100)*$CB3285))*IF($E3271>50,IF($G3271=11,(1-(($E3271-50)*0.005)),IF($G3271=16,(1-(($E3271-50)*0.005)),IF($G3271=21,(1-(($E3271-50)*0.005)),1))),1)*$CD3285,0)))","v":242},{"$f":"IF($B3271>$F3271,0,IF($C3271>$G3271,0,ROUND((((($F3271-$B3271)/100)*IF('DBH-Upgrade'!$K$6='DBH-Upgrade'!$K$8,$CC3285,($BF3271/(($F3271-18)/100))))+((($B3271-18)/100)*$CB3285))*IF($E3271>50,IF($G3271=11,(1-(($E3271-50)*0.005)),IF($G3271=16,(1-(($E3271-50)*0.005)),IF($G3271=21,(1-(($E3271-50)*0.005)),1))),1),0)))","v":350},1.01,1.01,1.01,{"$f":"AK3271*POWER(CF_cool,AN3271)","v":180.2691978622775},{"$f":"AL3271*POWER(CF_cool,AO3271)","v":189.67454731596155},{"$f":"AM3271*POWER(CF_cool,AP3271)","v":274.32269239911795},39,41,59,{"v":0.011076871170714675,"d":"0.01"},{"v":0.012178567728884355,"d":"0.01"},{"v":0.024314710930864483,"d":"0.02"},{"v":2,"d":"2.0"},6,6.7,9,null,{"$f":"$BE628","v":3430},null,{"v":0.8,"d":"80%"},null,null,0,11.8,13.7,21.85,null,1,1,1,180.2691978622775,189.67454731596155,274.32269239911795,null,0,0,0,1,{"$error":"#VALUE!"},0,0,{"$error":"#VALUE!"},0.7840224333226739,0.7222362755803995,null,0.16320641939358696,0.08064538055291112,0.7894714915956607,0.7894714915956607,null,0]
["2652201015",{"$f":"'DBH-Upgrade'!$K$8-$CL3275","v":80},15,2,65,220,10,11.5,0,26,30,47.8,{"v":2219.4,"d":"2219"},{"$f":"IF($B3275>$F3275,0,IF($C3275>$G3275,0,ROUND((((($F3275-$B3275)/100)*IF('DBH-Upgrade'!$K$6='DBH-Upgrade'!$K$8,$BZ3289,($BE3275/(($F3275-18)/100))))+((($B3275-18)/100)*$CA3289))*$CE3289,0)))","v":0},{"$f":"IF($B3275>$F3275,0,IF($C3275>$G3275,0,ROUND((((($F3275-$B3275)/100)*IF('DBH-Upgrade'!$K$6='DBH-Upgrade'!$K$8,$BZ3289,($BE3275/(($F3275-18)/100))))+((($B3275-18)/100)*$CA3289))*$CD3289,0)))","v":0},{"$f":"IF($B3275>$F3275,0,IF($C3275>$G3275,0,ROUND(((($F3275-$B3275)/100)*IF('DBH-Upgrade'!$K$6='DBH-Upgrade'!$K$8,$BZ3289,($BE3275/(($F3275-18)/100))))+((($B3275-18)/100)*$CA3289),0)))","v":0},{"v":1.5,"d":"1.500"},1.08,1.08,1.08,{"$f":"ROUND(M3275*POWER((($S$1-$S$2)/LN(($S$1-$S$3)/($S$2-$S$3)))/((75-65)/LN((75-20)/(65-20))),Q3275),0)","v":179},{"$f":"IF($B3275>$F3275,0,IF($C3275>$G3275,0,ROUND(((($F3275-$B3275)/100)*(IF('DBH-Upgrade'!$K$6='DBH-Upgrade'!$K$8,$BZ3289,($BE3275/(($F3275-18)/100))))*$CH3289)+((($B3275-18)/100)*$CA3289*$CE3289*$CG3289),0)))","v":0},{"$f":"IF($B3275>$F3275,0,IF($C3275>$G3275,0,ROUND(((($F3275-$B3275)/100)*(IF('DBH-Upgrade'!$K$6='DBH-Upgrade'!$K$8,$BZ3289,($BE3275/(($F3275-18)/100))))*$CH3289)+((($B3275-18)/100)*$CA3289*$CD3289*$CG3289),0)))","v":0},{"$f":"IF($B3275>$F3275,0,IF($C3275>$G3275,0,ROUND(((($F3275-$B3275)/100)*(IF('DBH-Upgrade'!$K$6='DBH-Upgrade'!$K$8,$BZ3289,($BE3275/(($F3275-18)/100))))*$CH3289)+((($B3275-18)/100)*$CA3289*$CG3289),0)))","v":0},{"$f":"ROUND(U3275*3600/(4186*ABS($S$1-$S$2)),0)","v":9},{"$f":"ROUND(V3275*3600/(4186*ABS($S$1-$S$2)),0)","v":0},{"$f":"ROUND(W3275*3600/(4186*ABS($S$1-$S$2)),0)","v":0},{"$f":"ROUND(X3275*3600/(4186*ABS($S$1-$S$2)),0)","v":0},{"$f":"(($AG3275*(Y3275^$AH3275)*((($F3275-14.4)*$AI3275)/100))+($AJ3275*(Y3275^2)))*0.0098","v":{"v":0.001014685023680135,"d":"0.00"}},{"$f":"(($AG3275*(Z3275^$AH3275)*((($F3275-14.4)*$AI3275)/100))+($AJ3275*(Z3275^2)))*0.0098","v":{"v":0,"d":"0.00"}},{"$f":"(($AG3275*(AA3275^$AH3275)*((($F3275-14.4)*$AI3275)/100))+($AJ3275*(AA3275^2)))*0.0098","v":{"v":0,"d":"0.00"}},{"$f":"(($AG3275*(AB3275^$AH3275)*((($F3275-14.4)*$AI3275)/100))+($AJ3275*(AB3275^2)))*0.0098","v":{"v":0,"d":"0.00"}},3.969E-4,1.7346,2,0.000367347,{"$f":"IF($B3275>$F3275,0,IF($C3275>$G3275,0,ROUND((((($F3275-$B3275)/100)*IF('DBH-Upgrade'!$K$6='DBH-Upgrade'!$K$8,$CC3289,($BF3275/(($F3275-18)/100))))+((($B3275-18)/100)*$CB3289))*IF($E3275>50,IF($G3275=11,(1-(($E3275-50)*0.005)),IF($G3275=16,(1-(($E3275-50)*0.005)),IF($G3275=21,(1-(($E3275-50)*0.005)),1))),1)*$CE3289,0)))","v":0},{"$f":"IF($B3275>$F3275,0,IF($C3275>$G3275,0,ROUND((((($F3275-$B3275)/100)*IF('DBH-Upgrade'!$K$6='DBH-Upgrade'!$K$8,$CC3289,($BF3275/(($F3275-18)/100))))+((($B3275-18)/100)*$CB3289))*IF($E3275>50,IF($G3275=11,(1-(($E3275-50)*0.005)),IF($G3275=16,(1-(($E3275-50)*0.005)),IF($G3275=21,(1-(($E3275-50)*0.005)),1))),1)*$CD3289,0)))","v":0},{"$f":"IF($B3275>$F3275,0,IF($C3275>$G3275,0,ROUND((((($F3275-$B3275)/100)*IF('DBH-Upgrade'!$K$6='DBH-Upgrade'!$K$8,$CC3289,($BF3275/(($F3275-18)/100))))+((($B3275-18)/100)*$CB3289))*IF($E3275>50,IF($G3275=11,(1-(($E3275-50)*0.005)),IF($G3275=16,(1-(($E3275-50)*0.005)),IF($G3275=21,(1-(($E3275-50)*0.005)),1))),1),0)))","v":0},{"$f":"IF($G3275=10,0.98,IF($G3275=11,0.95,IF($G3275=15,1.01,IF($G3275=16,0.95,IF($G3275=20,0.95,IF($G3275=21,0.85))))))","v":0.98},0.98,0.98,{"$f":"AK3275*POWER(CF_cool,AN3275)","v":0},{"$f":"AL3275*POWER(CF_cool,AO3275)","v":0},{"$f":"AM3275*POWER(CF_cool,AP3275)","v":0},{"$f":"ROUND(AQ3275*3600/(4186*ABS($AT$1-$AT$2)),0)","v":0},{"$f":"ROUND(AR3275*3600/(4186*ABS($AT$1-$AT$2)),0)","v":0},{"$f":"ROUND(AS3275*3600/(4186*ABS($AT$1-$AT$2)),0)","v":0},{"$f":"(($AG3275*(AT3275^$AH3275)*((($F3275-14.4)*$AI3275)/100))+($AJ3275*(AT3275^2)))*0.0098","v":{"v":0,"d":"0.00"}},{"$f":"(($AG3275*(AU3275^$AH3275)*((($F3275-14.4)*$AI3275)/100))+($AJ3275*(AU3275^2)))*0.0098","v":{"v":0,"d":"0.00"}},{"$f":"(($AG3275*(AV3275^$AH3275)*((($F3275-14.4)*$AI3275)/100))+($AJ3275*(AV3275^2)))*0.0098","v":{"v":0,"d":"0.00"}},1.5,6,6.7,9,null,2466,null,{"v":0.9,"d":"90%"},null,null,0,11.8,13.7,21.85,null,1,1,1,0,0,0,null,0,0,0,1,2298,4062,502,78,0.7840224333226739,0.7222362755803995,null,0.16320641939358696,0.08064538055291112,0.7952052041594007,0.7952052041594007,null,0]
["2652401515",{"$f":"'DBH-Upgrade'!$K$8-$CL3283","v":80},15,2,65,240,15,16.5,0,26,30,48.1,{"v":3292.8,"d":"3293"},{"$f":"IF($B3283>$F3283,0,IF($C3283>$G3283,0,ROUND((((($F3283-$B3283)/100)*IF('DBH-Upgrade'!$K$6='DBH-Upgrade'!$K$8,$BZ3297,($BE3283/(($F3283-18)/100))))+((($B3283-18)/100)*$CA3297))*$CE3297,0)))","v":3021},{"$f":"IF($B3283>$F3283,0,IF($C3283>$G3283,0,ROUND((((($F3283-$B3283)/100)*IF('DBH-Upgrade'!$K$6='DBH-Upgrade'!$K$8,$BZ3297,($BE3283/(($F3283-18)/100))))+((($B3283-18)/100)*$CA3297))*$CD3297,0)))","v":3131},{"$f":"IF($B3283>$F3283,0,IF($C3283>$G3283,0,ROUND(((($F3283-$B3283)/100)*IF('DBH-Upgrade'!$K$6='DBH-Upgrade'!$K$8,$BZ3297,($BE3283/(($F3283-18)/100))))+((($B3283-18)/100)*$CA3297),0)))","v":4592},{"v":1.5,"d":"1.500"},1.08,1.08,1.08,266,{"$f":"IF($B3283>$F3283,0,IF($C3283>$G3283,0,ROUND(((($F3283-$B3283)/100)*(IF('DBH-Upgrade'!$K$6='DBH-Upgrade'!$K$8,$BZ3297,($BE3283/(($F3283-18)/100))))*$CH3297)+((($B3283-18)/100)*$CA3297*$CE3297*$CG3297),0)))","v":424},{"$f":"IF($B3283>$F3283,0,IF($C3283>$G3283,0,ROUND(((($F3283-$B3283)/100)*(IF('DBH-Upgrade'!$K$6='DBH-Upgrade'!$K$8,$BZ3297,($BE3283/(($F3283-18)/100))))*$CH3297)+((($B3283-18)/100)*$CA3297*$CD3297*$CG3297),0)))","v":432},{"$f":"IF($B3283>$F3283,0,IF($C3283>$G3283,0,ROUND(((($F3283-$B3283)/100)*(IF('DBH-Upgrade'!$K$6='DBH-Upgrade'!$K$8,$BZ3297,($BE3283/(($F3283-18)/100))))*$CH3297)+((($B3283-18)/100)*$CA3297*$CG3297),0)))","v":536},14,22,22,28,{"v":1.7584643181363347E-3,"d":"0.00"},{"v":0.004089967888993807,"d":"0.00"},{"v":0.004089967888993807,"d":"0.00"},{"v":0.006426948179922776,"d":"0.01"},0.0002083,1.724,2,0.000461829,{"$f":"IF($B3283>$F3283,0,IF($C3283>$G3283,0,ROUND((((($F3283-$B3283)/100)*IF('DBH-Upgrade'!$K$6='DBH-Upgrade'!$K$8,$CC3297,($BF3283/(($F3283-18)/100))))+((($B3283-18)/100)*$CB3297))*IF($E3283>50,IF($G3283=11,(1-(($E3283-50)*0.005)),IF($G3283=16,(1-(($E3283-50)*0.005)),IF($G3283=21,(1-(($E3283-50)*0.005)),1))),1)*$CE3297,0)))","v":247},{"$f":"IF($B3283>$F3283,0,IF($C3283>$G3283,0,ROUND((((($F3283-$B3283)/100)*IF('DBH-Upgrade'!$K$6='DBH-Upgrade'!$K$8,$CC3297,($BF3283/(($F3283-18)/100))))+((($B3283-18)/100)*$CB3297))*IF($E3283>50,IF($G3283=11,(1-(($E3283-50)*0.005)),IF($G3283=16,(1-(($E3283-50)*0.005)),IF($G3283=21,(1-(($E3283-50)*0.005)),1))),1)*$CD3297,0)))","v":256},{"$f":"IF($B3283>$F3283,0,IF($C3283>$G3283,0,ROUND((((($F3283-$B3283)/100)*IF('DBH-Upgrade'!$K$6='DBH-Upgrade'!$K$8,$CC3297,($BF3283/(($F3283-18)/100))))+((($B3283-18)/100)*$CB3297))*IF($E3283>50,IF($G3283=11,(1-(($E3283-50)*0.005)),IF($G3283=16,(1-(($E3283-50)*0.005)),IF($G3283=21,(1-(($E3283-50)*0.005)),1))),1),0)))","v":375},1.01,1.01,1.01,{"$f":"AK3283*POWER(CF_cool,AN3283)","v":193.59344292166324},{"$f":"AL3283*POWER(CF_cool,AO3283)","v":200.64745501192627},{"$f":"AM3283*POWER(CF_cool,AP3283)","v":293.9171704276264},42,43,63,{"v":0.01377489894748182,"d":"0.01"},{"v":0.014399360600725521,"d":"0.01"},{"v":0.02961397308331894,"d":"0.03"},2.4,6,6.7,9,null,4116,null,{"v":0.8,"d":"80%"},null,null,0,11.8,13.7,21.85,null,1,1,1,193.59344292166324,200.64745501192627,293.9171704276264,null,0,0,0,1,{"$error":"#VALUE!"},0,0,{"$error":"#VALUE!"},0.7688559120374613,0.7053868583882835,null,0.16320641939358696,0.08064538055291112,0.7894714915956607,0.7894714915956607,null,0]
["2652602015",{"$f":"'DBH-Upgrade'!$K$8-$CL3291","v":60},15,2,65,260,20,21.5,0,26,30,48.1,{"v":4973.6,"d":"4974"},{"$f":"IF($B3291>$F3291,0,IF($C3291>$G3291,0,ROUND((((($F3291-$B3291)/100)*IF('DBH-Upgrade'!$K$6='DBH-Upgrade'!$K$8,$BZ3305,($BE3291/(($F3291-18)/100))))+((($B3291-18)/100)*$CA3305))*$CE3305,0)))","v":4285},{"$f":"IF($B3291>$F3291,0,IF($C3291>$G3291,0,ROUND((((($F3291-$B3291)/100)*IF('DBH-Upgrade'!$K$6='DBH-Upgrade'!$K$8,$BZ3305,($BE3291/(($F3291-18)/100))))+((($B3291-18)/100)*$CA3305))*$CD3305,0)))","v":4727},{"$f":"IF($B3291>$F3291,0,IF($C3291>$G3291,0,ROUND(((($F3291-$B3291)/100)*IF('DBH-Upgrade'!$K$6='DBH-Upgrade'!$K$8,$BZ3305,($BE3291/(($F3291-18)/100))))+((($B3291-18)/100)*$CA3305),0)))","v":6302},{"v":1.5,"d":"1.500"},1.08,1.08,1.08,401,{"$f":"IF($B3291>$F3291,0,IF($C3291>$G3291,0,ROUND(((($F3291-$B3291)/100)*(IF('DBH-Upgrade'!$K$6='DBH-Upgrade'!$K$8,$BZ3305,($BE3291/(($F3291-18)/100))))*$CH3305)+((($B3291-18)/100)*$CA3305*$CE3305*$CG3305),0)))","v":560},{"$f":"IF($B3291>$F3291,0,IF($C3291>$G3291,0,ROUND(((($F3291-$B3291)/100)*(IF('DBH-Upgrade'!$K$6='DBH-Upgrade'!$K$8,$BZ3305,($BE3291/(($F3291-18)/100))))*$CH3305)+((($B3291-18)/100)*$CA3305*$CD3305*$CG3305),0)))","v":579},{"$f":"IF($B3291>$F3291,0,IF($C3291>$G3291,0,ROUND(((($F3291-$B3291)/100)*(IF('DBH-Upgrade'!$K$6='DBH-Upgrade'!$K$8,$BZ3305,($BE3291/(($F3291-18)/100))))*$CH3305)+((($B3291-18)/100)*$CA3305*$CG3305),0)))","v":649},21,29,30,33,{"v":2.7892585726070336E-3,"d":"0.00"},{"v":5.129014057324458E-3,"d":"0.01"},{"v":0.005468502149459495,"d":"0.01"},{"v":0.00654894019117584,"d":"0.01"},0.0001276,1.7219,2,3.76611E-4,{"$f":"IF($B3291>$F3291,0,IF($C3291>$G3291,0,ROUND((((($F3291-$B3291)/100)*IF('DBH-Upgrade'!$K$6='DBH-Upgrade'!$K$8,$CC3305,($BF3291/(($F3291-18)/100))))+((($B3291-18)/100)*$CB3305))*IF($E3291>50,IF($G3291=11,(1-(($E3291-50)*0.005)),IF($G3291=16,(1-(($E3291-50)*0.005)),IF($G3291=21,(1-(($E3291-50)*0.005)),1))),1)*$CE3305,0)))","v":249},{"$f":"IF($B3291>$F3291,0,IF($C3291>$G3291,0,ROUND((((($F3291-$B3291)/100)*IF('DBH-Upgrade'!$K$6='DBH-Upgrade'!$K$8,$CC3305,($BF3291/(($F3291-18)/100))))+((($B3291-18)/100)*$CB3305))*IF($E3291>50,IF($G3291=11,(1-(($E3291-50)*0.005)),IF($G3291=16,(1-(($E3291-50)*0.005)),IF($G3291=21,(1-(($E3291-50)*0.005)),1))),1)*$CD3305,0)))","v":275},{"$f":"IF($B3291>$F3291,0,IF($C3291>$G3291,0,ROUND((((($F3291-$B3291)/100)*IF('DBH-Upgrade'!$K$6='DBH-Upgrade'!$K$8,$CC3305,($BF3291/(($F3291-18)/100))))+((($B3291-18)/100)*$CB3305))*IF($E3291>50,IF($G3291=11,(1-(($E3291-50)*0.005)),IF($G3291=16,(1-(($E3291-50)*0.005)),IF($G3291=21,(1-(($E3291-50)*0.005)),1))),1),0)))","v":367},0.95,0.95,0.95,{"$f":"AK3291*POWER(CF_cool,AN3291)","v":198.00609583569076},{"$f":"AL3291*POWER(CF_cool,AO3291)","v":218.68143114383517},{"$f":"AM3291*POWER(CF_cool,AP3291)","v":291.8403099265},43,47,63,{"v":0.010814556477463601,"d":"0.01"},{"v":0.012803672568722465,"d":"0.01"},{"v":0.0223510220613168,"d":"0.02"},3.5,6,6.7,9,null,6217,null,{"v":0.8,"d":"80%"},null,null,0,11.8,13.7,21.85,null,1,1,1,198.00609583569076,218.68143114383517,291.8403099265,null,0,0,0,1,1615,3238,442,63,0.6852107186854955,0.6578068517992561,null,0.16320641939358696,0.08064538055291112,0.783779121140337,0.783779121140337,null,20]
["2652801615",{"$f":"'DBH-Upgrade'!$K$8-$CL3296","v":80},15,2,65,280,16,16.5,0,26,30,48.9,{"v":4240.4800000000005,"d":"4240"},{"$f":"IF($B3296>$F3296,0,IF($C3296>$G3296,0,ROUND((((($F3296-$B3296)/100)*IF('DBH-Upgrade'!$K$6='DBH-Upgrade'!$K$8,$BZ3310,($BE3296/(($F3296-18)/100))))+((($B3296-18)/100)*$CA3310))*$CE3310,0)))","v":6195},{"$f":"IF($B3296>$F3296,0,IF($C3296>$G3296,0,ROUND((((($F3296-$B3296)/100)*IF('DBH-Upgrade'!$K$6='DBH-Upgrade'!$K$8,$BZ3310,($BE3296/(($F3296-18)/100))))+((($B3296-18)/100)*$CA3310))*$CD3310,0)))","v":6334},{"$f":"IF($B3296>$F3296,0,IF($C3296>$G3296,0,ROUND(((($F3296-$B3296)/100)*IF('DBH-Upgrade'!$K$6='DBH-Upgrade'!$K$8,$BZ3310,($BE3296/(($F3296-18)/100))))+((($B3296-18)/100)*$CA3310),0)))","v":9412},{"v":1.5,"d":"1.500"},1.1,1.1,1.1,342,{"$f":"IF($B3296>$F3296,0,IF($C3296>$G3296,0,ROUND(((($F3296-$B3296)/100)*(IF('DBH-Upgrade'!$K$6='DBH-Upgrade'!$K$8,$BZ3310,($BE3296/(($F3296-18)/100))))*$CH3310)+((($B3296-18)/100)*$CA3310*$CE3310*$CG3310),0)))","v":827},{"$f":"IF($B3296>$F3296,0,IF($C3296>$G3296,0,ROUND(((($F3296-$B3296)/100)*(IF('DBH-Upgrade'!$K$6='DBH-Upgrade'!$K$8,$BZ3310,($BE3296/(($F3296-18)/100))))*$CH3310)+((($B3296-18)/100)*$CA3310*$CD3310*$CG3310),0)))","v":834},{"$f":"IF($B3296>$F3296,0,IF($C3296>$G3296,0,ROUND(((($F3296-$B3296)/100)*(IF('DBH-Upgrade'!$K$6='DBH-Upgrade'!$K$8,$BZ3310,($BE3296/(($F3296-18)/100))))*$CH3310)+((($B3296-18)/100)*$CA3310*$CG3310),0)))","v":986},18,43,43,51,{"v":0.007586819197684022,"d":"0.01"},{"v":0.03943822209788988,"d":"0.04"},{"v":0.03943822209788988,"d":"0.04"},{"v":0.05455908521836124,"d":"0.05"},0.0002083,1.724,4,1.392796E-3,{"$f":"IF($B3296>$F3296,0,IF($C3296>$G3296,0,ROUND((((($F3296-$B3296)/100)*IF('DBH-Upgrade'!$K$6='DBH-Upgrade'!$K$8,$CC3310,($BF3296/(($F3296-18)/100))))+((($B3296-18)/100)*$CB3310))*IF($E3296>50,IF($G3296=11,(1-(($E3296-50)*0.005)),IF($G3296=16,(1-(($E3296-50)*0.005)),IF($G3296=21,(1-(($E3296-50)*0.005)),1))),1)*$CE3310,0)))","v":365},{"$f":"IF($B3296>$F3296,0,IF($C3296>$G3296,0,ROUND((((($F3296-$B3296)/100)*IF('DBH-Upgrade'!$K$6='DBH-Upgrade'!$K$8,$CC3310,($BF3296/(($F3296-18)/100))))+((($B3296-18)/100)*$CB3310))*IF($E3296>50,IF($G3296=11,(1-(($E3296-50)*0.005)),IF($G3296=16,(1-(($E3296-50)*0.005)),IF($G3296=21,(1-(($E3296-50)*0.005)),1))),1)*$CD3310,0)))","v":373},{"$f":"IF($B3296>$F3296,0,IF($C3296>$G3296,0,ROUND((((($F3296-$B3296)/100)*IF('DBH-Upgrade'!$K$6='DBH-Upgrade'!$K$8,$CC3310,($BF3296/(($F3296-18)/100))))+((($B3296-18)/100)*$CB3310))*IF($E3296>50,IF($G3296=11,(1-(($E3296-50)*0.005)),IF($G3296=16,(1-(($E3296-50)*0.005)),IF($G3296=21,(1-(($E3296-50)*0.005)),1))),1),0)))","v":555},0.95,0.95,0.95,{"$f":"AK3296*POWER(CF_cool,AN3296)","v":290.2498995181812},{"$f":"AL3296*POWER(CF_cool,AO3296)","v":296.61154115145644},{"$f":"AM3296*POWER(CF_cool,AP3296)","v":441.33888830846735},62,64,95,{"v":0.07915449322393828,"d":"0.08"},{"v":0.08409551860253543,"d":"0.08"},{"v":0.17887862301537014,"d":"0.18"},5.6,6,6.7,9,null,6236,null,{"v":0.68,"d":"68%"},null,null,0,11.8,13.7,21.85,null,1,1,1,290.2498995181812,296.61154115145644,441.33888830846735,null,0,0,0,1,{"$error":"#VALUE!"},0,0,{"$error":"#VALUE!"},0.750275090099452,0.6848867351465859,null,0.15781864009190116,0.08064538055291112,0.7952052041594007,0.7952052041594007,null,0]
["295602015",{"$f":"'DBH-Upgrade'!$K$8-$CL3303","v":80},15,2,95,60,20,21.5,0,26,30,41.1,{"v":1364.8000000000002,"d":"1365"},{"$f":"IF($B3303>$F3303,0,IF($C3303>$G3303,0,ROUND((((($F3303-$B3303)/100)*IF('DBH-Upgrade'!$K$6='DBH-Upgrade'!$K$8,$BZ3317,($BE3303/(($F3303-18)/100))))+((($B3303-18)/100)*$CA3317))*$CE3317,0)))","v":0},{"$f":"IF($B3303>$F3303,0,IF($C3303>$G3303,0,ROUND((((($F3303-$B3303)/100)*IF('DBH-Upgrade'!$K$6='DBH-Upgrade'!$K$8,$BZ3317,($BE3303/(($F3303-18)/100))))+((($B3303-18)/100)*$CA3317))*$CD3317,0)))","v":0},{"$f":"IF($B3303>$F3303,0,IF($C3303>$G3303,0,ROUND(((($F3303-$B3303)/100)*IF('DBH-Upgrade'!$K$6='DBH-Upgrade'!$K$8,$BZ3317,($BE3303/(($F3303-18)/100))))+((($B3303-18)/100)*$CA3317),0)))","v":0},{"v":1.5,"d":"1.500"},1.08,1.08,1.08,110,{"$f":"IF($B3303>$F3303,0,IF($C3303>$G3303,0,ROUND(((($F3303-$B3303)/100)*(IF('DBH-Upgrade'!$K$6='DBH-Upgrade'!$K$8,$BZ3317,($BE3303/(($F3303-18)/100))))*$CH3317)+((($B3303-18)/100)*$CA3317*$CE3317*$CG3317),0)))","v":0},{"$f":"IF($B3303>$F3303,0,IF($C3303>$G3303,0,ROUND(((($F3303-$B3303)/100)*(IF('DBH-Upgrade'!$K$6='DBH-Upgrade'!$K$8,$BZ3317,($BE3303/(($F3303-18)/100))))*$CH3317)+((($B3303-18)/100)*$CA3317*$CD3317*$CG3317),0)))","v":0},{"$f":"IF($B3303>$F3303,0,IF($C3303>$G3303,0,ROUND(((($F3303-$B3303)/100)*(IF('DBH-Upgrade'!$K$6='DBH-Upgrade'!$K$8,$BZ3317,($BE3303/(($F3303-18)/100))))*$CH3317)+((($B3303-18)/100)*$CA3317*$CG3317),0)))","v":0},6,0,0,0,{"v":1.5781259792990715E-4,"d":"0.00"},{"v":0,"d":"0.00"},{"v":0,"d":"0.00"},{"v":0,"d":"0.00"},0.0001276,1.7219,2,3.76611E-4,{"$f":"IF($B3303>$F3303,0,IF($C3303>$G3303,0,ROUND((((($F3303-$B3303)/100)*IF('DBH-Upgrade'!$K$6='DBH-Upgrade'!$K$8,$CC3317,($BF3303/(($F3303-18)/100))))+((($B3303-18)/100)*$CB3317))*IF($E3303>50,IF($G3303=11,(1-(($E3303-50)*0.005)),IF($G3303=16,(1-(($E3303-50)*0.005)),IF($G3303=21,(1-(($E3303-50)*0.005)),1))),1)*$CE3317,0)))","v":0},{"$f":"IF($B3303>$F3303,0,IF($C3303>$G3303,0,ROUND((((($F3303-$B3303)/100)*IF('DBH-Upgrade'!$K$6='DBH-Upgrade'!$K$8,$CC3317,($BF3303/(($F3303-18)/100))))+((($B3303-18)/100)*$CB3317))*IF($E3303>50,IF($G3303=11,(1-(($E3303-50)*0.005)),IF($G3303=16,(1-(($E3303-50)*0.005)),IF($G3303=21,(1-(($E3303-50)*0.005)),1))),1)*$CD3317,0)))","v":0},{"$f":"IF($B3303>$F3303,0,IF($C3303>$G3303,0,ROUND((((($F3303-$B3303)/100)*IF('DBH-Upgrade'!$K$6='DBH-Upgrade'!$K$8,$CC3317,($BF3303/(($F3303-18)/100))))+((($B3303-18)/100)*$CB3317))*IF($E3303>50,IF($G3303=11,(1-(($E3303-50)*0.005)),IF($G3303=16,(1-(($E3303-50)*0.005)),IF($G3303=21,(1-(($E3303-50)*0.005)),1))),1),0)))","v":0},0.95,0.95,0.95,{"$f":"AK3303*POWER(CF_cool,AN3303)","v":0},{"$f":"AL3303*POWER(CF_cool,AO3303)","v":0},{"$f":"AM3303*POWER(CF_cool,AP3303)","v":0},0,0,0,{"v":0,"d":"0.00"},{"v":0,"d":"0.00"},{"v":0,"d":"0.00"},0.8,"DBH-unit is te lang!","DBH-unit is te lang!","DBH-unit is te lang!",null,1706,null,{"v":0.8,"d":"80%"},null,null,0,"DBH-unit is te lang!","DBH-unit is te lang!","DBH-unit is te lang!",null,1,1,1,0,0,0,null,0,0,0,1,1615,3238,442,63,0.681904493845304,0.6579686139337618,null,0.16320641939358696,0.08064538055291112,0.783779121140337,0.783779121140337,null,0]
["295801015",{"$f":"'DBH-Upgrade'!$K$8-$CL3311","v":80},15,2,95,80,10,11.5,0,26,30,42.4,{"v":1005.3000000000001,"d":"1005"},{"$f":"IF($B3311>$F3311,0,IF($C3311>$G3311,0,ROUND((((($F3311-$B3311)/100)*IF('DBH-Upgrade'!$K$6='DBH-Upgrade'!$K$8,$BZ3325,($BE3311/(($F3311-18)/100))))+((($B3311-18)/100)*$CA3325))*$CE3325,0)))","v":0},{"$f":"IF($B3311>$F3311,0,IF($C3311>$G3311,0,ROUND((((($F3311-$B3311)/100)*IF('DBH-Upgrade'!$K$6='DBH-Upgrade'!$K$8,$BZ3325,($BE3311/(($F3311-18)/100))))+((($B3311-18)/100)*$CA3325))*$CD3325,0)))","v":0},{"$f":"IF($B3311>$F3311,0,IF($C3311>$G3311,0,ROUND(((($F3311-$B3311)/100)*IF('DBH-Upgrade'!$K$6='DBH-Upgrade'!$K$8,$BZ3325,($BE3311/(($F3311-18)/100))))+((($B3311-18)/100)*$CA3325),0)))","v":0},{"v":1.5,"d":"1.500"},1.08,1.08,1.08,81,{"$f":"IF($B3311>$F3311,0,IF($C3311>$G3311,0,ROUND(((($F3311-$B3311)/100)*(IF('DBH-Upgrade'!$K$6='DBH-Upgrade'!$K$8,$BZ3325,($BE3311/(($F3311-18)/100))))*$CH3325)+((($B3311-18)/100)*$CA3325*$CE3325*$CG3325),0)))","v":0},{"$f":"IF($B3311>$F3311,0,IF($C3311>$G3311,0,ROUND(((($F3311-$B3311)/100)*(IF('DBH-Upgrade'!$K$6='DBH-Upgrade'!$K$8,$BZ3325,($BE3311/(($F3311-18)/100))))*$CH3325)+((($B3311-18)/100)*$CA3325*$CD3325*$CG3325),0)))","v":0},{"$f":"IF($B3311>$F3311,0,IF($C3311>$G3311,0,ROUND(((($F3311-$B3311)/100)*(IF('DBH-Upgrade'!$K$6='DBH-Upgrade'!$K$8,$BZ3325,($BE3311/(($F3311-18)/100))))*$CH3325)+((($B3311-18)/100)*$CA3325*$CG3325),0)))","v":0},4,0,0,0,{"v":1.1411638101873821E-4,"d":"0.00"},{"v":0,"d":"0.00"},{"v":0,"d":"0.00"},{"v":0,"d":"0.00"},3.969E-4,1.7346,2,0.000367347,{"$f":"IF($B3311>$F3311,0,IF($C3311>$G3311,0,ROUND((((($F3311-$B3311)/100)*IF('DBH-Upgrade'!$K$6='DBH-Upgrade'!$K$8,$CC3325,($BF3311/(($F3311-18)/100))))+((($B3311-18)/100)*$CB3325))*IF($E3311>50,IF($G3311=11,(1-(($E3311-50)*0.005)),IF($G3311=16,(1-(($E3311-50)*0.005)),IF($G3311=21,(1-(($E3311-50)*0.005)),1))),1)*$CE3325,0)))","v":0},{"$f":"IF($B3311>$F3311,0,IF($C3311>$G3311,0,ROUND((((($F3311-$B3311)/100)*IF('DBH-Upgrade'!$K$6='DBH-Upgrade'!$K$8,$CC3325,($BF3311/(($F3311-18)/100))))+((($B3311-18)/100)*$CB3325))*IF($E3311>50,IF($G3311=11,(1-(($E3311-50)*0.005)),IF($G3311=16,(1-(($E3311-50)*0.005)),IF($G3311=21,(1-(($E3311-50)*0.005)),1))),1)*$CD3325,0)))","v":0},{"$f":"IF($B3311>$F3311,0,IF($C3311>$G3311,0,ROUND((((($F3311-$B3311)/100)*IF('DBH-Upgrade'!$K$6='DBH-Upgrade'!$K$8,$CC3325,($BF3311/(($F3311-18)/100))))+((($B3311-18)/100)*$CB3325))*IF($E3311>50,IF($G3311=11,(1-(($E3311-50)*0.005)),IF($G3311=16,(1-(($E3311-50)*0.005)),IF($G3311=21,(1-(($E3311-50)*0.005)),1))),1),0)))","v":0},0.98,0.98,0.98,{"$f":"AK3311*POWER(CF_cool,AN3311)","v":0},{"$f":"AL3311*POWER(CF_cool,AO3311)","v":0},{"$f":"AM3311*POWER(CF_cool,AP3311)","v":0},0,0,0,{"v":0,"d":"0.00"},{"v":0,"d":"0.00"},{"v":0,"d":"0.00"},0.5,6,6.7,9,null,1117,null,{"v":0.9,"d":"90%"},null,null,0,11.8,13.7,21.85,null,1,1,1,0,0,0,null,0,0,0,1,2298,4062,502,78,0.7507794609544182,0.68,null,0.16320641939358696,0.08064538055291112,0.7952052041594007,0.7952052041594007,null,0]
["295802115",{"$f":"'DBH-Upgrade'!$K$8-$CL3316","v":80},15,2,95,80,21,21.5,0,26,30,42.4,{"v":2442.4,"d":"2442"},{"$f":"IF($B3316>$F3316,0,IF($C3316>$G3316,0,ROUND((((($F3316-$B3316)/100)*IF('DBH-Upgrade'!$K$6='DBH-Upgrade'!$K$8,$BZ3330,($BE3316/(($F3316-18)/100))))+((($B3316-18)/100)*$CA3330))*$CE3330,0)))","v":2628},{"$f":"IF($B3316>$F3316,0,IF($C3316>$G3316,0,ROUND((((($F3316-$B3316)/100)*IF('DBH-Upgrade'!$K$6='DBH-Upgrade'!$K$8,$BZ3330,($BE3316/(($F3316-18)/100))))+((($B3316-18)/100)*$CA3330))*$CD3330,0)))","v":2818},{"$f":"IF($B3316>$F3316,0,IF($C3316>$G3316,0,ROUND(((($F3316-$B3316)/100)*IF('DBH-Upgrade'!$K$6='DBH-Upgrade'!$K$8,$BZ3330,($BE3316/(($F3316-18)/100))))+((($B3316-18)/100)*$CA3330),0)))","v":3781},{"v":1.5,"d":"1.500"},1.05,1.05,1.05,197,{"$f":"IF($B3316>$F3316,0,IF($C3316>$G3316,0,ROUND(((($F3316-$B3316)/100)*(IF('DBH-Upgrade'!$K$6='DBH-Upgrade'!$K$8,$BZ3330,($BE3316/(($F3316-18)/100))))*$CH3330)+((($B3316-18)/100)*$CA3330*$CE3330*$CG3330),0)))","v":451},{"$f":"IF($B3316>$F3316,0,IF($C3316>$G3316,0,ROUND(((($F3316-$B3316)/100)*(IF('DBH-Upgrade'!$K$6='DBH-Upgrade'!$K$8,$BZ3330,($BE3316/(($F3316-18)/100))))*$CH3330)+((($B3316-18)/100)*$CA3330*$CD3330*$CG3330),0)))","v":484},{"$f":"IF($B3316>$F3316,0,IF($C3316>$G3316,0,ROUND(((($F3316-$B3316)/100)*(IF('DBH-Upgrade'!$K$6='DBH-Upgrade'!$K$8,$BZ3330,($BE3316/(($F3316-18)/100))))*$CH3330)+((($B3316-18)/100)*$CA3330*$CG3330),0)))","v":649},10,23,25,33,{"v":6.7687495057233683E-4,"d":"0.00"},{"v":0.003391492042675489,"d":"0.00"},{"v":0.003987306446224223,"d":"0.00"},{"v":0.006839011786545401,"d":"0.01"},0.0001276,1.7219,4,0.000514201,{"$f":"IF($B3316>$F3316,0,IF($C3316>$G3316,0,ROUND((((($F3316-$B3316)/100)*IF('DBH-Upgrade'!$K$6='DBH-Upgrade'!$K$8,$CC3330,($BF3316/(($F3316-18)/100))))+((($B3316-18)/100)*$CB3330))*IF($E3316>50,IF($G3316=11,(1-(($E3316-50)*0.005)),IF($G3316=16,(1-(($E3316-50)*0.005)),IF($G3316=21,(1-(($E3316-50)*0.005)),1))),1)*$CE3330,0)))","v":264},{"$f":"IF($B3316>$F3316,0,IF($C3316>$G3316,0,ROUND((((($F3316-$B3316)/100)*IF('DBH-Upgrade'!$K$6='DBH-Upgrade'!$K$8,$CC3330,($BF3316/(($F3316-18)/100))))+((($B3316-18)/100)*$CB3330))*IF($E3316>50,IF($G3316=11,(1-(($E3316-50)*0.005)),IF($G3316=16,(1-(($E3316-50)*0.005)),IF($G3316=21,(1-(($E3316-50)*0.005)),1))),1)*$CD3330,0)))","v":283},{"$f":"IF($B3316>$F3316,0,IF($C3316>$G3316,0,ROUND((((($F3316-$B3316)/100)*IF('DBH-Upgrade'!$K$6='DBH-Upgrade'!$K$8,$CC3330,($BF3316/(($F3316-18)/100))))+((($B3316-18)/100)*$CB3330))*IF($E3316>50,IF($G3316=11,(1-(($E3316-50)*0.005)),IF($G3316=16,(1-(($E3316-50)*0.005)),IF($G3316=21,(1-(($E3316-50)*0.005)),1))),1),0)))","v":380},0.85,0.85,0.85,{"$f":"AK3316*POWER(CF_cool,AN3316)","v":215.05968865194802},{"$f":"AL3316*POWER(CF_cool,AO3316)","v":230.5374692746261},{"$f":"AM3316*POWER(CF_cool,AP3316)","v":309.55561245356154},46,50,67,{"v":0.013056988834267678,"d":"0.01"},{"v":0.015361663526723735,"d":"0.02"},{"v":0.027195492829667156,"d":"0.03"},2.1,6,6.7,9,null,3053,null,{"v":0.8,"d":"80%"},null,null,0,11.8,13.7,21.85,null,1,1,1,215.05968865194802,230.5374692746261,309.55561245356154,null,0,0,0,1,3238,4735,725,75,0.7555553480649244,0.7038387772986681,null,0.15781864009190116,0.08064538055291112,0.7952052041594007,0.7952052041594007,null,0]
["2951001515",{"$f":"'DBH-Upgrade'!$K$8-$CL3325","v":80},15,2,95,100,15,16.5,0,26,30,44.1,{"v":1612.8000000000002,"d":"1613"},{"$f":"IF($B3325>$F3325,0,IF($C3325>$G3325,0,ROUND((((($F3325-$B3325)/100)*IF('DBH-Upgrade'!$K$6='DBH-Upgrade'!$K$8,$BZ3339,($BE3325/(($F3325-18)/100))))+((($B3325-18)/100)*$CA3339))*$CE3339,0)))","v":1579},{"$f":"IF($B3325>$F3325,0,IF($C3325>$G3325,0,ROUND((((($F3325-$B3325)/100)*IF('DBH-Upgrade'!$K$6='DBH-Upgrade'!$K$8,$BZ3339,($BE3325/(($F3325-18)/100))))+((($B3325-18)/100)*$CA3339))*$CD3339,0)))","v":1691},{"$f":"IF($B3325>$F3325,0,IF($C3325>$G3325,0,ROUND(((($F3325-$B3325)/100)*IF('DBH-Upgrade'!$K$6='DBH-Upgrade'!$K$8,$BZ3339,($BE3325/(($F3325-18)/100))))+((($B3325-18)/100)*$CA3339),0)))","v":2331},{"v":1.5,"d":"1.500"},1.08,1.08,1.08,130,{"$f":"IF($B3325>$F3325,0,IF($C3325>$G3325,0,ROUND(((($F3325-$B3325)/100)*(IF('DBH-Upgrade'!$K$6='DBH-Upgrade'!$K$8,$BZ3339,($BE3325/(($F3325-18)/100))))*$CH3339)+((($B3325-18)/100)*$CA3339*$CE3339*$CG3339),0)))","v":248},{"$f":"IF($B3325>$F3325,0,IF($C3325>$G3325,0,ROUND(((($F3325-$B3325)/100)*(IF('DBH-Upgrade'!$K$6='DBH-Upgrade'!$K$8,$BZ3339,($BE3325/(($F3325-18)/100))))*$CH3339)+((($B3325-18)/100)*$CA3339*$CD3339*$CG3339),0)))","v":264},{"$f":"IF($B3325>$F3325,0,IF($C3325>$G3325,0,ROUND(((($F3325-$B3325)/100)*(IF('DBH-Upgrade'!$K$6='DBH-Upgrade'!$K$8,$BZ3339,($BE3325/(($F3325-18)/100))))*$CH3339)+((($B3325-18)/100)*$CA3339*$CG3339),0)))","v":354},7,13,14,18,{"v":3.2185508610155521E-4,"d":"0.00"},{"v":1.0558573746865156E-3,"d":"0.00"},{"v":0.001217712347874425,"d":"0.00"},{"v":0.001976327493838841,"d":"0.00"},0.0002083,1.724,2,0.000461829,{"$f":"IF($B3325>$F3325,0,IF($C3325>$G3325,0,ROUND((((($F3325-$B3325)/100)*IF('DBH-Upgrade'!$K$6='DBH-Upgrade'!$K$8,$CC3339,($BF3325/(($F3325-18)/100))))+((($B3325-18)/100)*$CB3339))*IF($E3325>50,IF($G3325=11,(1-(($E3325-50)*0.005)),IF($G3325=16,(1-(($E3325-50)*0.005)),IF($G3325=21,(1-(($E3325-50)*0.005)),1))),1)*$CE3339,0)))","v":194},{"$f":"IF($B3325>$F3325,0,IF($C3325>$G3325,0,ROUND((((($F3325-$B3325)/100)*IF('DBH-Upgrade'!$K$6='DBH-Upgrade'!$K$8,$CC3339,($BF3325/(($F3325-18)/100))))+((($B3325-18)/100)*$CB3339))*IF($E3325>50,IF($G3325=11,(1-(($E3325-50)*0.005)),IF($G3325=16,(1-(($E3325-50)*0.005)),IF($G3325=21,(1-(($E3325-50)*0.005)),1))),1)*$CD3339,0)))","v":208},{"$f":"IF($B3325>$F3325,0,IF($C3325>$G3325,0,ROUND((((($F3325-$B3325)/100)*IF('DBH-Upgrade'!$K$6='DBH-Upgrade'!$K$8,$CC3339,($BF3325/(($F3325-18)/100))))+((($B3325-18)/100)*$CB3339))*IF($E3325>50,IF($G3325=11,(1-(($E3325-50)*0.005)),IF($G3325=16,(1-(($E3325-50)*0.005)),IF($G3325=21,(1-(($E3325-50)*0.005)),1))),1),0)))","v":287},1.01,1.01,1.01,{"$f":"AK3325*POWER(CF_cool,AN3325)","v":152.05314950122536},{"$f":"AL3325*POWER(CF_cool,AO3325)","v":163.02605719719008},{"$f":"AM3325*POWER(CF_cool,AP3325)","v":224.94460776727672},33,35,48,{"v":0.006378628410651479,"d":"0.01"},{"v":0.00714895183101795,"d":"0.01"},{"v":0.01319390019925678,"d":"0.01"},{"v":1,"d":"1.0"},6,6.7,9,null,2016,null,{"v":0.8,"d":"80%"},null,null,0,11.8,13.7,21.85,null,1,1,1,152.05314950122536,163.02605719719008,224.94460776727672,null,0,0,0,1,{"$error":"#VALUE!"},0,0,{"$error":"#VALUE!"},0.8284588613790702,0.7713393602007246,null,0.16320641939358696,0.08064538055291112,0.7894714915956607,0.7894714915956607,null,0]
["2951101515",{"$f":"'DBH-Upgrade'!$K$8-$CL3331","v":70},15,2,95,110,15,16.5,0,26,30,44.1,{"v":1774.4,"d":"1774"},{"$f":"IF($B3331>$F3331,0,IF($C3331>$G3331,0,ROUND((((($F3331-$B3331)/100)*IF('DBH-Upgrade'!$K$6='DBH-Upgrade'!$K$8,$BZ3345,($BE3331/(($F3331-18)/100))))+((($B3331-18)/100)*$CA3345))*$CE3345,0)))","v":1578},{"$f":"IF($B3331>$F3331,0,IF($C3331>$G3331,0,ROUND((((($F3331-$B3331)/100)*IF('DBH-Upgrade'!$K$6='DBH-Upgrade'!$K$8,$BZ3345,($BE3331/(($F3331-18)/100))))+((($B3331-18)/100)*$CA3345))*$CD3345,0)))","v":1690},{"$f":"IF($B3331>$F3331,0,IF($C3331>$G3331,0,ROUND(((($F3331-$B3331)/100)*IF('DBH-Upgrade'!$K$6='DBH-Upgrade'!$K$8,$BZ3345,($BE3331/(($F3331-18)/100))))+((($B3331-18)/100)*$CA3345),0)))","v":2330},{"v":1.5,"d":"1.500"},1.08,1.08,1.08,143,{"$f":"IF($B3331>$F3331,0,IF($C3331>$G3331,0,ROUND(((($F3331-$B3331)/100)*(IF('DBH-Upgrade'!$K$6='DBH-Upgrade'!$K$8,$BZ3345,($BE3331/(($F3331-18)/100))))*$CH3345)+((($B3331-18)/100)*$CA3345*$CE3345*$CG3345),0)))","v":238},{"$f":"IF($B3331>$F3331,0,IF($C3331>$G3331,0,ROUND(((($F3331-$B3331)/100)*(IF('DBH-Upgrade'!$K$6='DBH-Upgrade'!$K$8,$BZ3345,($BE3331/(($F3331-18)/100))))*$CH3345)+((($B3331-18)/100)*$CA3345*$CD3345*$CG3345),0)))","v":251},{"$f":"IF($B3331>$F3331,0,IF($C3331>$G3331,0,ROUND(((($F3331-$B3331)/100)*(IF('DBH-Upgrade'!$K$6='DBH-Upgrade'!$K$8,$BZ3345,($BE3331/(($F3331-18)/100))))*$CH3345)+((($B3331-18)/100)*$CA3345*$CG3345),0)))","v":327},7,12,13,17,{"v":3.3354723566949391E-4,"d":"0.00"},{"v":9.348147240127346E-4,"d":"0.00"},{"v":1.0898499196498935E-3,"d":"0.00"},{"v":1.8240485004619585E-3,"d":"0.00"},0.0002083,1.724,2,0.000461829,{"$f":"IF($B3331>$F3331,0,IF($C3331>$G3331,0,ROUND((((($F3331-$B3331)/100)*IF('DBH-Upgrade'!$K$6='DBH-Upgrade'!$K$8,$CC3345,($BF3331/(($F3331-18)/100))))+((($B3331-18)/100)*$CB3345))*IF($E3331>50,IF($G3331=11,(1-(($E3331-50)*0.005)),IF($G3331=16,(1-(($E3331-50)*0.005)),IF($G3331=21,(1-(($E3331-50)*0.005)),1))),1)*$CE3345,0)))","v":173},{"$f":"IF($B3331>$F3331,0,IF($C3331>$G3331,0,ROUND((((($F3331-$B3331)/100)*IF('DBH-Upgrade'!$K$6='DBH-Upgrade'!$K$8,$CC3345,($BF3331/(($F3331-18)/100))))+((($B3331-18)/100)*$CB3345))*IF($E3331>50,IF($G3331=11,(1-(($E3331-50)*0.005)),IF($G3331=16,(1-(($E3331-50)*0.005)),IF($G3331=21,(1-(($E3331-50)*0.005)),1))),1)*$CD3345,0)))","v":185},{"$f":"IF($B3331>$F3331,0,IF($C3331>$G3331,0,ROUND((((($F3331-$B3331)/100)*IF('DBH-Upgrade'!$K$6='DBH-Upgrade'!$K$8,$CC3345,($BF3331/(($F3331-18)/100))))+((($B3331-18)/100)*$CB3345))*IF($E3331>50,IF($G3331=11,(1-(($E3331-50)*0.005)),IF($G3331=16,(1-(($E3331-50)*0.005)),IF($G3331=21,(1-(($E3331-50)*0.005)),1))),1),0)))","v":255},1.01,1.01,1.01,{"$f":"AK3331*POWER(CF_cool,AN3331)","v":135.5937879572783},{"$f":"AL3331*POWER(CF_cool,AO3331)","v":144.99913741096233},{"$f":"AM3331*POWER(CF_cool,AP3331)","v":199.86367589078594},29,31,43,{"v":0.005102219833853966,"d":"0.01"},{"v":0.005803233673929412,"d":"0.01"},{"v":0.010924092523862412,"d":"0.01"},1.1,6,6.7,9,null,2218,null,{"v":0.8,"d":"80%"},null,null,0,11.8,13.7,21.85,null,1,1,1,135.5937879572783,144.99913741096233,199.86367589078594,null,0,0,0,1,{"$error":"#VALUE!"},0,0,{"$error":"#VALUE!"},0.8212441545440573,0.7634388097075354,null,0.16320641939358696,0.08064538055291112,0.7894714915956607,0.7894714915956607,null,10]
["2951201115",{"$f":"'DBH-Upgrade'!$K$8-$CL3336","v":80},15,2,95,120,11,11.5,0,26,30,44.8,{"v":1434.8000000000002,"d":"1435"},{"$f":"IF($B3336>$F3336,0,IF($C3336>$G3336,0,ROUND((((($F3336-$B3336)/100)*IF('DBH-Upgrade'!$K$6='DBH-Upgrade'!$K$8,$BZ3350,($BE3336/(($F3336-18)/100))))+((($B3336-18)/100)*$CA3350))*$CE3350,0)))","v":0},{"$f":"IF($B3336>$F3336,0,IF($C3336>$G3336,0,ROUND((((($F3336-$B3336)/100)*IF('DBH-Upgrade'!$K$6='DBH-Upgrade'!$K$8,$BZ3350,($BE3336/(($F3336-18)/100))))+((($B3336-18)/100)*$CA3350))*$CD3350,0)))","v":0},{"$f":"IF($B3336>$F3336,0,IF($C3336>$G3336,0,ROUND(((($F3336-$B3336)/100)*IF('DBH-Upgrade'!$K$6='DBH-Upgrade'!$K$8,$BZ3350,($BE3336/(($F3336-18)/100))))+((($B3336-18)/100)*$CA3350),0)))","v":0},{"v":1.5,"d":"1.500"},1.1,1.1,1.1,116,{"$f":"IF($B3336>$F3336,0,IF($C3336>$G3336,0,ROUND(((($F3336-$B3336)/100)*(IF('DBH-Upgrade'!$K$6='DBH-Upgrade'!$K$8,$BZ3350,($BE3336/(($F3336-18)/100))))*$CH3350)+((($B3336-18)/100)*$CA3350*$CE3350*$CG3350),0)))","v":0},{"$f":"IF($B3336>$F3336,0,IF($C3336>$G3336,0,ROUND(((($F3336-$B3336)/100)*(IF('DBH-Upgrade'!$K$6='DBH-Upgrade'!$K$8,$BZ3350,($BE3336/(($F3336-18)/100))))*$CH3350)+((($B3336-18)/100)*$CA3350*$CD3350*$CG3350),0)))","v":0},{"$f":"IF($B3336>$F3336,0,IF($C3336>$G3336,0,ROUND(((($F3336-$B3336)/100)*(IF('DBH-Upgrade'!$K$6='DBH-Upgrade'!$K$8,$BZ3350,($BE3336/(($F3336-18)/100))))*$CH3350)+((($B3336-18)/100)*$CA3350*$CG3350),0)))","v":0},6,0,0,0,{"v":5.7023990584056711E-4,"d":"0.00"},{"v":0,"d":"0.00"},{"v":0,"d":"0.00"},{"v":0,"d":"0.00"},3.969E-4,1.7346,4,0.000574288,{"$f":"IF($B3336>$F3336,0,IF($C3336>$G3336,0,ROUND((((($F3336-$B3336)/100)*IF('DBH-Upgrade'!$K$6='DBH-Upgrade'!$K$8,$CC3350,($BF3336/(($F3336-18)/100))))+((($B3336-18)/100)*$CB3350))*IF($E3336>50,IF($G3336=11,(1-(($E3336-50)*0.005)),IF($G3336=16,(1-(($E3336-50)*0.005)),IF($G3336=21,(1-(($E3336-50)*0.005)),1))),1)*$CE3350,0)))","v":0},{"$f":"IF($B3336>$F3336,0,IF($C3336>$G3336,0,ROUND((((($F3336-$B3336)/100)*IF('DBH-Upgrade'!$K$6='DBH-Upgrade'!$K$8,$CC3350,($BF3336/(($F3336-18)/100))))+((($B3336-18)/100)*$CB3350))*IF($E3336>50,IF($G3336=11,(1-(($E3336-50)*0.005)),IF($G3336=16,(1-(($E3336-50)*0.005)),IF($G3336=21,(1-(($E3336-50)*0.005)),1))),1)*$CD3350,0)))","v":0},{"$f":"IF($B3336>$F3336,0,IF($C3336>$G3336,0,ROUND((((($F3336-$B3336)/100)*IF('DBH-Upgrade'!$K$6='DBH-Upgrade'!$K$8,$CC3350,($BF3336/(($F3336-18)/100))))+((($B3336-18)/100)*$CB3350))*IF($E3336>50,IF($G3336=11,(1-(($E3336-50)*0.005)),IF($G3336=16,(1-(($E3336-50)*0.005)),IF($G3336=21,(1-(($E3336-50)*0.005)),1))),1),0)))","v":0},0.95,0.95,0.95,{"$f":"AK3336*POWER(CF_cool,AN3336)","v":0},{"$f":"AL3336*POWER(CF_cool,AO3336)","v":0},{"$f":"AM3336*POWER(CF_cool,AP3336)","v":0},0,0,0,{"v":0,"d":"0.00"},{"v":0,"d":"0.00"},{"v":0,"d":"0.00"},1.6,6,6.7,9,null,2110,null,{"v":0.68,"d":"68%"},null,null,0,11.8,13.7,21.85,null,1,1,1,0,0,0,null,0,0,0,1,2489,{"$f":"ROUND(IF($C3322=10,IF($G3322=10,2539,IF($G3322=11,3445,IF($G3322=15,2539*1.3,IF($G3322=16,3445*1.3,IF($G3322=20,(2539*1.45),IF($G3322=21,(3445*1.55))))))),IF($C3322=15,IF($G3322=10,0,IF($G3322=11,0,IF($G3322=15,3238,IF($G3322=16,4735,IF($G3322=20,4062,IF($G3322=21,6098)))))))),0)","v":6098},{"$f":"ROUND(IF($C3322=10,IF($G3322=10,352,IF($G3322=11,577,IF($G3322=15,442*1.15,IF($G3322=16,725*1.15,IF($G3322=20,(352*1.3),IF($G3322=21,(577*1.3))))))),IF($C3322=15,IF($G3322=10,0,IF($G3322=11,0,IF($G3322=15,442,IF($G3322=16,725,IF($G3322=20,502,IF($G3322=21,791)))))))),0)","v":791},92,0.7342980293974435,0.6854011253923185,null,{"$f":"POWER((($S$1-$S$2)/LN(($S$1-$S$3)/($S$2-$S$3)))/((75-65)/LN((75-20)/(65-20))),R3322)","v":0.1716349180255756},{"$f":"POWER((($S$1-$S$2)/LN(($S$1-$S$3)/($S$2-$S$3)))/((75-65)/LN((75-20)/(65-20))),Q3322)","v":0.08064538055291112},{"$f":"POWER((($AT$1-$AT$2)/LN(($AT$1-$AT$3)/($AT$2-$AT$3)))/((16-18)/LN((16-27)/(18-27))),AP3322)","v":0.8146200327725304},{"$f":"POWER((($AT$1-$AT$2)/LN(($AT$1-$AT$3)/($AT$2-$AT$3)))/((16-18)/LN((16-27)/(18-27))),AP3322)","v":0.8146200327725304},null,0]
["2951202115",{"$f":"'DBH-Upgrade'!$K$8-$CL3340","v":80},15,2,95,120,21,21.5,0,26,30,44.8,{"v":3663.2000000000003,"d":"3663"},{"$f":"IF($B3340>$F3340,0,IF($C3340>$G3340,0,ROUND((((($F3340-$B3340)/100)*IF('DBH-Upgrade'!$K$6='DBH-Upgrade'!$K$8,$BZ3354,($BE3340/(($F3340-18)/100))))+((($B3340-18)/100)*$CA3354))*$CE3354,0)))","v":3206},{"$f":"IF($B3340>$F3340,0,IF($C3340>$G3340,0,ROUND((((($F3340-$B3340)/100)*IF('DBH-Upgrade'!$K$6='DBH-Upgrade'!$K$8,$BZ3354,($BE3340/(($F3340-18)/100))))+((($B3340-18)/100)*$CA3354))*$CD3354,0)))","v":3433},{"$f":"IF($B3340>$F3340,0,IF($C3340>$G3340,0,ROUND(((($F3340-$B3340)/100)*IF('DBH-Upgrade'!$K$6='DBH-Upgrade'!$K$8,$BZ3354,($BE3340/(($F3340-18)/100))))+((($B3340-18)/100)*$CA3354),0)))","v":4776},{"v":1.5,"d":"1.500"},1.05,1.05,1.05,295,{"$f":"IF($B3340>$F3340,0,IF($C3340>$G3340,0,ROUND(((($F3340-$B3340)/100)*(IF('DBH-Upgrade'!$K$6='DBH-Upgrade'!$K$8,$BZ3354,($BE3340/(($F3340-18)/100))))*$CH3354)+((($B3340-18)/100)*$CA3354*$CE3354*$CG3354),0)))","v":516},{"$f":"IF($B3340>$F3340,0,IF($C3340>$G3340,0,ROUND(((($F3340-$B3340)/100)*(IF('DBH-Upgrade'!$K$6='DBH-Upgrade'!$K$8,$BZ3354,($BE3340/(($F3340-18)/100))))*$CH3354)+((($B3340-18)/100)*$CA3354*$CD3354*$CG3354),0)))","v":547},{"$f":"IF($B3340>$F3340,0,IF($C3340>$G3340,0,ROUND(((($F3340-$B3340)/100)*(IF('DBH-Upgrade'!$K$6='DBH-Upgrade'!$K$8,$BZ3354,($BE3340/(($F3340-18)/100))))*$CH3354)+((($B3340-18)/100)*$CA3354*$CG3354),0)))","v":729},15,27,28,38,{"v":1.6934576515935489E-3,"d":"0.00"},{"v":0.005213360491845665,"d":"0.01"},{"v":5.590022843620257E-3,"d":"0.01"},{"v":0.010050073097712988,"d":"0.01"},0.0001276,1.7219,4,0.000514201,{"$f":"IF($B3340>$F3340,0,IF($C3340>$G3340,0,ROUND((((($F3340-$B3340)/100)*IF('DBH-Upgrade'!$K$6='DBH-Upgrade'!$K$8,$CC3354,($BF3340/(($F3340-18)/100))))+((($B3340-18)/100)*$CB3354))*IF($E3340>50,IF($G3340=11,(1-(($E3340-50)*0.005)),IF($G3340=16,(1-(($E3340-50)*0.005)),IF($G3340=21,(1-(($E3340-50)*0.005)),1))),1)*$CE3354,0)))","v":274},{"$f":"IF($B3340>$F3340,0,IF($C3340>$G3340,0,ROUND((((($F3340-$B3340)/100)*IF('DBH-Upgrade'!$K$6='DBH-Upgrade'!$K$8,$CC3354,($BF3340/(($F3340-18)/100))))+((($B3340-18)/100)*$CB3354))*IF($E3340>50,IF($G3340=11,(1-(($E3340-50)*0.005)),IF($G3340=16,(1-(($E3340-50)*0.005)),IF($G3340=21,(1-(($E3340-50)*0.005)),1))),1)*$CD3354,0)))","v":294},{"$f":"IF($B3340>$F3340,0,IF($C3340>$G3340,0,ROUND((((($F3340-$B3340)/100)*IF('DBH-Upgrade'!$K$6='DBH-Upgrade'!$K$8,$CC3354,($BF3340/(($F3340-18)/100))))+((($B3340-18)/100)*$CB3354))*IF($E3340>50,IF($G3340=11,(1-(($E3340-50)*0.005)),IF($G3340=16,(1-(($E3340-50)*0.005)),IF($G3340=21,(1-(($E3340-50)*0.005)),1))),1),0)))","v":409},0.85,0.85,0.85,{"$f":"AK3340*POWER(CF_cool,AN3340)","v":223.20588897967332},{"$f":"AL3340*POWER(CF_cool,AO3340)","v":239.49828963512394},{"$f":"AM3340*POWER(CF_cool,AP3340)","v":333.17959340396493},48,51,72,{"v":0.01575720817307705,"d":"0.02"},{"v":0.01771014319942616,"d":"0.02"},{"v":0.03445874490232884,"d":"0.03"},3.2,6,6.7,9,null,4579,null,{"v":0.8,"d":"80%"},null,null,0,11.8,13.7,21.85,null,1,1,1,223.20588897967332,239.49828963512394,333.17959340396493,null,0,0,0,1,3238,4735,725,75,0.7254135990953521,0.6774634004202911,null,0.15781864009190116,0.08064538055291112,0.7952052041594007,0.7952052041594007,null,0]
["320701515",{"$f":"'DBH-Upgrade'!$K$8-$CL3351","v":70},15,3,20,70,15,16.5,0,26,30,41.1,{"v":610.4,"d":"610"},{"$f":"IF($B3351>$F3351,0,IF($C3351>$G3351,0,ROUND((((($F3351-$B3351)/100)*IF('DBH-Upgrade'!$K$6='DBH-Upgrade'!$K$8,$BZ3365,($BE3351/(($F3351-18)/100))))+((($B3351-18)/100)*$CA3365))*$CE3365,0)))","v":1185},{"$f":"IF($B3351>$F3351,0,IF($C3351>$G3351,0,ROUND((((($F3351-$B3351)/100)*IF('DBH-Upgrade'!$K$6='DBH-Upgrade'!$K$8,$BZ3365,($BE3351/(($F3351-18)/100))))+((($B3351-18)/100)*$CA3365))*$CD3365,0)))","v":1272},{"$f":"IF($B3351>$F3351,0,IF($C3351>$G3351,0,ROUND(((($F3351-$B3351)/100)*IF('DBH-Upgrade'!$K$6='DBH-Upgrade'!$K$8,$BZ3365,($BE3351/(($F3351-18)/100))))+((($B3351-18)/100)*$CA3365),0)))","v":1684},{"v":1.5,"d":"1.500"},1.08,1.08,1.08,49,{"$f":"IF($B3351>$F3351,0,IF($C3351>$G3351,0,ROUND(((($F3351-$B3351)/100)*(IF('DBH-Upgrade'!$K$6='DBH-Upgrade'!$K$8,$BZ3365,($BE3351/(($F3351-18)/100))))*$CH3365)+((($B3351-18)/100)*$CA3365*$CE3365*$CG3365),0)))","v":193},{"$f":"IF($B3351>$F3351,0,IF($C3351>$G3351,0,ROUND(((($F3351-$B3351)/100)*(IF('DBH-Upgrade'!$K$6='DBH-Upgrade'!$K$8,$BZ3365,($BE3351/(($F3351-18)/100))))*$CH3365)+((($B3351-18)/100)*$CA3365*$CD3365*$CG3365),0)))","v":208},{"$f":"IF($B3351>$F3351,0,IF($C3351>$G3351,0,ROUND(((($F3351-$B3351)/100)*(IF('DBH-Upgrade'!$K$6='DBH-Upgrade'!$K$8,$BZ3365,($BE3351/(($F3351-18)/100))))*$CH3365)+((($B3351-18)/100)*$CA3365*$CG3365),0)))","v":275},3,10,11,14,{"v":5.58194245341608e-05,"d":"0.00"},{"v":5.728244370103823E-4,"d":"0.00"},{"v":6.8934050598584761E-4,"d":"0.00"},{"v":1.1018369256754442E-3,"d":"0.00"},0.0002083,1.724,2,0.000461829,{"$f":"IF($B3351>$F3351,0,IF($C3351>$G3351,0,ROUND((((($F3351-$B3351)/100)*IF('DBH-Upgrade'!$K$6='DBH-Upgrade'!$K$8,$CC3365,($BF3351/(($F3351-18)/100))))+((($B3351-18)/100)*$CB3365))*IF($E3351>50,IF($G3351=11,(1-(($E3351-50)*0.005)),IF($G3351=16,(1-(($E3351-50)*0.005)),IF($G3351=21,(1-(($E3351-50)*0.005)),1))),1)*$CE3365,0)))","v":162},{"$f":"IF($B3351>$F3351,0,IF($C3351>$G3351,0,ROUND((((($F3351-$B3351)/100)*IF('DBH-Upgrade'!$K$6='DBH-Upgrade'!$K$8,$CC3365,($BF3351/(($F3351-18)/100))))+((($B3351-18)/100)*$CB3365))*IF($E3351>50,IF($G3351=11,(1-(($E3351-50)*0.005)),IF($G3351=16,(1-(($E3351-50)*0.005)),IF($G3351=21,(1-(($E3351-50)*0.005)),1))),1)*$CD3365,0)))","v":174},{"$f":"IF($B3351>$F3351,0,IF($C3351>$G3351,0,ROUND((((($F3351-$B3351)/100)*IF('DBH-Upgrade'!$K$6='DBH-Upgrade'!$K$8,$CC3365,($BF3351/(($F3351-18)/100))))+((($B3351-18)/100)*$CB3365))*IF($E3351>50,IF($G3351=11,(1-(($E3351-50)*0.005)),IF($G3351=16,(1-(($E3351-50)*0.005)),IF($G3351=21,(1-(($E3351-50)*0.005)),1))),1),0)))","v":230},1.01,1.01,1.01,{"$f":"AK3351*POWER(CF_cool,AN3351)","v":126.9722176247346},{"$f":"AL3351*POWER(CF_cool,AO3351)","v":136.37756707841862},{"$f":"AM3351*POWER(CF_cool,AP3351)","v":180.2691978622775},27,29,39,{"v":3.9657316499787385E-3,"d":"0.00"},{"v":0.004559994904291638,"d":"0.00"},{"v":0.008140005545030905,"d":"0.01"},0.7,6,6.7,9,null,763,null,{"v":0.8,"d":"80%"},null,null,0,11.8,13.7,21.85,null,1,1,1,126.9722176247346,136.37756707841862,180.2691978622775,null,0,0,0,1,1615,3238,442,63,0.718791222592855,0.671228725846115,null,0.16320641939358696,0.08064538055291112,0.783779121140337,0.783779121140337,null,10]
["320901015",{"$f":"'DBH-Upgrade'!$K$8-$CL3356","v":80},15,3,20,90,10,11.5,0,26,30,43.3,531,{"$f":"IF($B3356>$F3356,0,IF($C3356>$G3356,0,ROUND((((($F3356-$B3356)/100)*IF('DBH-Upgrade'!$K$6='DBH-Upgrade'!$K$8,$BZ3370,($BE3356/(($F3356-18)/100))))+((($B3356-18)/100)*$CA3370))*$CE3370,0)))","v":0},{"$f":"IF($B3356>$F3356,0,IF($C3356>$G3356,0,ROUND((((($F3356-$B3356)/100)*IF('DBH-Upgrade'!$K$6='DBH-Upgrade'!$K$8,$BZ3370,($BE3356/(($F3356-18)/100))))+((($B3356-18)/100)*$CA3370))*$CD3370,0)))","v":0},{"$f":"IF($B3356>$F3356,0,IF($C3356>$G3356,0,ROUND(((($F3356-$B3356)/100)*IF('DBH-Upgrade'!$K$6='DBH-Upgrade'!$K$8,$BZ3370,($BE3356/(($F3356-18)/100))))+((($B3356-18)/100)*$CA3370),0)))","v":0},{"v":1.5,"d":"1.500"},1.08,1.08,1.08,43,{"$f":"IF($B3356>$F3356,0,IF($C3356>$G3356,0,ROUND(((($F3356-$B3356)/100)*(IF('DBH-Upgrade'!$K$6='DBH-Upgrade'!$K$8,$BZ3370,($BE3356/(($F3356-18)/100))))*$CH3370)+((($B3356-18)/100)*$CA3370*$CE3370*$CG3370),0)))","v":0},{"$f":"IF($B3356>$F3356,0,IF($C3356>$G3356,0,ROUND(((($F3356-$B3356)/100)*(IF('DBH-Upgrade'!$K$6='DBH-Upgrade'!$K$8,$BZ3370,($BE3356/(($F3356-18)/100))))*$CH3370)+((($B3356-18)/100)*$CA3370*$CD3370*$CG3370),0)))","v":0},{"$f":"IF($B3356>$F3356,0,IF($C3356>$G3356,0,ROUND(((($F3356-$B3356)/100)*(IF('DBH-Upgrade'!$K$6='DBH-Upgrade'!$K$8,$BZ3370,($BE3356/(($F3356-18)/100))))*$CH3370)+((($B3356-18)/100)*$CA3370*$CG3370),0)))","v":0},2,0,0,0,{"v":3.3971569280604289E-5,"d":"0.00"},{"v":0,"d":"0.00"},{"v":0,"d":"0.00"},{"v":0,"d":"0.00"},3.969E-4,1.7346,2,0.000367347,{"$f":"IF($B3356>$F3356,0,IF($C3356>$G3356,0,ROUND((((($F3356-$B3356)/100)*IF('DBH-Upgrade'!$K$6='DBH-Upgrade'!$K$8,$CC3370,($BF3356/(($F3356-18)/100))))+((($B3356-18)/100)*$CB3370))*IF($E3356>50,IF($G3356=11,(1-(($E3356-50)*0.005)),IF($G3356=16,(1-(($E3356-50)*0.005)),IF($G3356=21,(1-(($E3356-50)*0.005)),1))),1)*$CE3370,0)))","v":0},{"$f":"IF($B3356>$F3356,0,IF($C3356>$G3356,0,ROUND((((($F3356-$B3356)/100)*IF('DBH-Upgrade'!$K$6='DBH-Upgrade'!$K$8,$CC3370,($BF3356/(($F3356-18)/100))))+((($B3356-18)/100)*$CB3370))*IF($E3356>50,IF($G3356=11,(1-(($E3356-50)*0.005)),IF($G3356=16,(1-(($E3356-50)*0.005)),IF($G3356=21,(1-(($E3356-50)*0.005)),1))),1)*$CD3370,0)))","v":0},{"$f":"IF($B3356>$F3356,0,IF($C3356>$G3356,0,ROUND((((($F3356-$B3356)/100)*IF('DBH-Upgrade'!$K$6='DBH-Upgrade'!$K$8,$CC3370,($BF3356/(($F3356-18)/100))))+((($B3356-18)/100)*$CB3370))*IF($E3356>50,IF($G3356=11,(1-(($E3356-50)*0.005)),IF($G3356=16,(1-(($E3356-50)*0.005)),IF($G3356=21,(1-(($E3356-50)*0.005)),1))),1),0)))","v":0},0.98,0.98,0.98,{"$f":"AK3356*POWER(CF_cool,AN3356)","v":0},{"$f":"AL3356*POWER(CF_cool,AO3356)","v":0},{"$f":"AM3356*POWER(CF_cool,AP3356)","v":0},0,0,0,{"v":0,"d":"0.00"},{"v":0,"d":"0.00"},{"v":0,"d":"0.00"},0.6,6,6.7,9,null,590,null,{"v":0.9,"d":"90%"},null,null,0,11.8,13.7,21.85,null,1,1,1,0,0,0,null,0,0,0,1,{"$error":"#VALUE!"},0,0,{"$error":"#VALUE!"},0.7929231278982726,0.732117182845212,null,0.15781864009190116,0.08064538055291112,0.7952052041594007,0.7952052041594007,null,0]
["3201102015",{"$f":"'DBH-Upgrade'!$K$8-$CL3364","v":70},15,3,20,110,20,21.5,0,26,30,44.1,1348,{"$f":"IF($B3364>$F3364,0,IF($C3364>$G3364,0,ROUND((((($F3364-$B3364)/100)*IF('DBH-Upgrade'!$K$6='DBH-Upgrade'!$K$8,$BZ3378,($BE3364/(($F3364-18)/100))))+((($B3364-18)/100)*$CA3378))*$CE3378,0)))","v":2292},{"$f":"IF($B3364>$F3364,0,IF($C3364>$G3364,0,ROUND((((($F3364-$B3364)/100)*IF('DBH-Upgrade'!$K$6='DBH-Upgrade'!$K$8,$BZ3378,($BE3364/(($F3364-18)/100))))+((($B3364-18)/100)*$CA3378))*$CD3378,0)))","v":2470},{"$f":"IF($B3364>$F3364,0,IF($C3364>$G3364,0,ROUND(((($F3364-$B3364)/100)*IF('DBH-Upgrade'!$K$6='DBH-Upgrade'!$K$8,$BZ3378,($BE3364/(($F3364-18)/100))))+((($B3364-18)/100)*$CA3378),0)))","v":3031},{"v":1.5,"d":"1.500"},1.08,1.08,1.08,109,{"$f":"IF($B3364>$F3364,0,IF($C3364>$G3364,0,ROUND(((($F3364-$B3364)/100)*(IF('DBH-Upgrade'!$K$6='DBH-Upgrade'!$K$8,$BZ3378,($BE3364/(($F3364-18)/100))))*$CH3378)+((($B3364-18)/100)*$CA3378*$CE3378*$CG3378),0)))","v":335},{"$f":"IF($B3364>$F3364,0,IF($C3364>$G3364,0,ROUND(((($F3364-$B3364)/100)*(IF('DBH-Upgrade'!$K$6='DBH-Upgrade'!$K$8,$BZ3378,($BE3364/(($F3364-18)/100))))*$CH3378)+((($B3364-18)/100)*$CA3378*$CD3378*$CG3378),0)))","v":355},{"$f":"IF($B3364>$F3364,0,IF($C3364>$G3364,0,ROUND(((($F3364-$B3364)/100)*(IF('DBH-Upgrade'!$K$6='DBH-Upgrade'!$K$8,$BZ3378,($BE3364/(($F3364-18)/100))))*$CH3378)+((($B3364-18)/100)*$CA3378*$CG3378),0)))","v":419},6,17,18,22,{"v":1.8516373513375277E-4,"d":"0.00"},{"v":0.001380887203420646,"d":"0.00"},{"v":1.5425667600599414E-3,"d":"0.00"},{"v":2.2762128837969255E-3,"d":"0.00"},0.0001276,1.7219,2,3.76611E-4,{"$f":"IF($B3364>$F3364,0,IF($C3364>$G3364,0,ROUND((((($F3364-$B3364)/100)*IF('DBH-Upgrade'!$K$6='DBH-Upgrade'!$K$8,$CC3378,($BF3364/(($F3364-18)/100))))+((($B3364-18)/100)*$CB3378))*IF($E3364>50,IF($G3364=11,(1-(($E3364-50)*0.005)),IF($G3364=16,(1-(($E3364-50)*0.005)),IF($G3364=21,(1-(($E3364-50)*0.005)),1))),1)*$CE3378,0)))","v":221},{"$f":"IF($B3364>$F3364,0,IF($C3364>$G3364,0,ROUND((((($F3364-$B3364)/100)*IF('DBH-Upgrade'!$K$6='DBH-Upgrade'!$K$8,$CC3378,($BF3364/(($F3364-18)/100))))+((($B3364-18)/100)*$CB3378))*IF($E3364>50,IF($G3364=11,(1-(($E3364-50)*0.005)),IF($G3364=16,(1-(($E3364-50)*0.005)),IF($G3364=21,(1-(($E3364-50)*0.005)),1))),1)*$CD3378,0)))","v":238},{"$f":"IF($B3364>$F3364,0,IF($C3364>$G3364,0,ROUND((((($F3364-$B3364)/100)*IF('DBH-Upgrade'!$K$6='DBH-Upgrade'!$K$8,$CC3378,($BF3364/(($F3364-18)/100))))+((($B3364-18)/100)*$CB3378))*IF($E3364>50,IF($G3364=11,(1-(($E3364-50)*0.005)),IF($G3364=16,(1-(($E3364-50)*0.005)),IF($G3364=21,(1-(($E3364-50)*0.005)),1))),1),0)))","v":292},0.95,0.95,0.95,{"$f":"AK3364*POWER(CF_cool,AN3364)","v":175.74035011922754},{"$f":"AL3364*POWER(CF_cool,AO3364)","v":189.25883858993737},{"$f":"AM3364*POWER(CF_cool,AP3364)","v":232.199919614545},38,41,50,{"v":0.006584931949973871,"d":"0.01"},{"v":0.007635140245670595,"d":"0.01"},{"v":0.011240791534716377,"d":"0.01"},1.5,6,6.7,9,null,1685,null,{"v":0.8,"d":"80%"},null,null,0,11.8,13.7,21.85,null,1,1,1,175.74035011922754,189.25883858993737,232.199919614545,null,0,0,0,1,{"$error":"#VALUE!"},0,0,{"$error":"#VALUE!"},0.8364028566594162,0.7799409143899563,null,0.16320641939358696,0.08064538055291112,0.7894714915956607,0.7894714915956607,null,10]
["3201401515",{"$f":"'DBH-Upgrade'!$K$8-$CL3369","v":80},15,3,20,140,15,16.5,0,26,30,45.4,{"v":1220.8,"d":"1221"},{"$f":"IF($B3369>$F3369,0,IF($C3369>$G3369,0,ROUND((((($F3369-$B3369)/100)*IF('DBH-Upgrade'!$K$6='DBH-Upgrade'!$K$8,$BZ3383,($BE3369/(($F3369-18)/100))))+((($B3369-18)/100)*$CA3383))*$CE3383,0)))","v":1981},{"$f":"IF($B3369>$F3369,0,IF($C3369>$G3369,0,ROUND((((($F3369-$B3369)/100)*IF('DBH-Upgrade'!$K$6='DBH-Upgrade'!$K$8,$BZ3383,($BE3369/(($F3369-18)/100))))+((($B3369-18)/100)*$CA3383))*$CD3383,0)))","v":2121},{"$f":"IF($B3369>$F3369,0,IF($C3369>$G3369,0,ROUND(((($F3369-$B3369)/100)*IF('DBH-Upgrade'!$K$6='DBH-Upgrade'!$K$8,$BZ3383,($BE3369/(($F3369-18)/100))))+((($B3369-18)/100)*$CA3383),0)))","v":2977},{"v":1.5,"d":"1.500"},1.08,1.08,1.08,98,{"$f":"IF($B3369>$F3369,0,IF($C3369>$G3369,0,ROUND(((($F3369-$B3369)/100)*(IF('DBH-Upgrade'!$K$6='DBH-Upgrade'!$K$8,$BZ3383,($BE3369/(($F3369-18)/100))))*$CH3383)+((($B3369-18)/100)*$CA3383*$CE3383*$CG3383),0)))","v":296},{"$f":"IF($B3369>$F3369,0,IF($C3369>$G3369,0,ROUND(((($F3369-$B3369)/100)*(IF('DBH-Upgrade'!$K$6='DBH-Upgrade'!$K$8,$BZ3383,($BE3369/(($F3369-18)/100))))*$CH3383)+((($B3369-18)/100)*$CA3383*$CD3383*$CG3383),0)))","v":312},{"$f":"IF($B3369>$F3369,0,IF($C3369>$G3369,0,ROUND(((($F3369-$B3369)/100)*(IF('DBH-Upgrade'!$K$6='DBH-Upgrade'!$K$8,$BZ3383,($BE3369/(($F3369-18)/100))))*$CH3383)+((($B3369-18)/100)*$CA3383*$CG3383),0)))","v":406},5,15,16,21,{"v":1.9536465866750146E-4,"d":"0.00"},{"v":1.5647400165605147E-3,"d":"0.00"},{"v":1.7693505318258874E-3,"d":"0.00"},{"v":2.9719128569935384E-3,"d":"0.00"},0.0002083,1.724,2,0.000461829,{"$f":"IF($B3369>$F3369,0,IF($C3369>$G3369,0,ROUND((((($F3369-$B3369)/100)*IF('DBH-Upgrade'!$K$6='DBH-Upgrade'!$K$8,$CC3383,($BF3369/(($F3369-18)/100))))+((($B3369-18)/100)*$CB3383))*IF($E3369>50,IF($G3369=11,(1-(($E3369-50)*0.005)),IF($G3369=16,(1-(($E3369-50)*0.005)),IF($G3369=21,(1-(($E3369-50)*0.005)),1))),1)*$CE3383,0)))","v":208},{"$f":"IF($B3369>$F3369,0,IF($C3369>$G3369,0,ROUND((((($F3369-$B3369)/100)*IF('DBH-Upgrade'!$K$6='DBH-Upgrade'!$K$8,$CC3383,($BF3369/(($F3369-18)/100))))+((($B3369-18)/100)*$CB3383))*IF($E3369>50,IF($G3369=11,(1-(($E3369-50)*0.005)),IF($G3369=16,(1-(($E3369-50)*0.005)),IF($G3369=21,(1-(($E3369-50)*0.005)),1))),1)*$CD3383,0)))","v":222},{"$f":"IF($B3369>$F3369,0,IF($C3369>$G3369,0,ROUND((((($F3369-$B3369)/100)*IF('DBH-Upgrade'!$K$6='DBH-Upgrade'!$K$8,$CC3383,($BF3369/(($F3369-18)/100))))+((($B3369-18)/100)*$CB3383))*IF($E3369>50,IF($G3369=11,(1-(($E3369-50)*0.005)),IF($G3369=16,(1-(($E3369-50)*0.005)),IF($G3369=21,(1-(($E3369-50)*0.005)),1))),1),0)))","v":312},1.01,1.01,1.01,{"$f":"AK3369*POWER(CF_cool,AN3369)","v":163.02605719719008},{"$f":"AL3369*POWER(CF_cool,AO3369)","v":173.9989648931548},{"$f":"AM3369*POWER(CF_cool,AP3369)","v":244.53908579578513},35,37,53,{"v":0.007898809160932881,"d":"0.01"},{"v":0.008787272675603884,"d":"0.01"},{"v":0.017528213407413052,"d":"0.02"},1.4,6,6.7,9,null,1526,null,{"v":0.8,"d":"80%"},null,null,0,11.8,13.7,21.85,null,1,1,1,163.02605719719008,173.9989648931548,244.53908579578513,null,0,0,0,1,2298,4062,502,78,0.8284588613790702,0.7713393602007246,null,0.16320641939358696,0.08064538055291112,0.7952052041594007,0.7952052041594007,null,0]
["3201802015",{"$f":"'DBH-Upgrade'!$K$8-$CL3376","v":60},15,3,20,180,20,21.5,0,26,30,46.4,{"v":2206.4,"d":"2206"},{"$f":"IF($B3376>$F3376,0,IF($C3376>$G3376,0,ROUND((((($F3376-$B3376)/100)*IF('DBH-Upgrade'!$K$6='DBH-Upgrade'!$K$8,$BZ3390,($BE3376/(($F3376-18)/100))))+((($B3376-18)/100)*$CA3390))*$CE3390,0)))","v":3224},{"$f":"IF($B3376>$F3376,0,IF($C3376>$G3376,0,ROUND((((($F3376-$B3376)/100)*IF('DBH-Upgrade'!$K$6='DBH-Upgrade'!$K$8,$BZ3390,($BE3376/(($F3376-18)/100))))+((($B3376-18)/100)*$CA3390))*$CD3390,0)))","v":3500},{"$f":"IF($B3376>$F3376,0,IF($C3376>$G3376,0,ROUND(((($F3376-$B3376)/100)*IF('DBH-Upgrade'!$K$6='DBH-Upgrade'!$K$8,$BZ3390,($BE3376/(($F3376-18)/100))))+((($B3376-18)/100)*$CA3390),0)))","v":4464},{"v":1.5,"d":"1.500"},1.08,1.08,1.08,178,{"$f":"IF($B3376>$F3376,0,IF($C3376>$G3376,0,ROUND(((($F3376-$B3376)/100)*(IF('DBH-Upgrade'!$K$6='DBH-Upgrade'!$K$8,$BZ3390,($BE3376/(($F3376-18)/100))))*$CH3390)+((($B3376-18)/100)*$CA3390*$CE3390*$CG3390),0)))","v":423},{"$f":"IF($B3376>$F3376,0,IF($C3376>$G3376,0,ROUND(((($F3376-$B3376)/100)*(IF('DBH-Upgrade'!$K$6='DBH-Upgrade'!$K$8,$BZ3390,($BE3376/(($F3376-18)/100))))*$CH3390)+((($B3376-18)/100)*$CA3390*$CD3390*$CG3390),0)))","v":441},{"$f":"IF($B3376>$F3376,0,IF($C3376>$G3376,0,ROUND(((($F3376-$B3376)/100)*(IF('DBH-Upgrade'!$K$6='DBH-Upgrade'!$K$8,$BZ3390,($BE3376/(($F3376-18)/100))))*$CH3390)+((($B3376-18)/100)*$CA3390*$CG3390),0)))","v":501},9,22,23,26,{"v":4.8104010512256545E-4,"d":"0.00"},{"v":0.002634905469589654,"d":"0.00"},{"v":0.002868491637812355,"d":"0.00"},{"v":0.003626355649853515,"d":"0.00"},0.0001276,1.7219,2,3.76611E-4,{"$f":"IF($B3376>$F3376,0,IF($C3376>$G3376,0,ROUND((((($F3376-$B3376)/100)*IF('DBH-Upgrade'!$K$6='DBH-Upgrade'!$K$8,$CC3390,($BF3376/(($F3376-18)/100))))+((($B3376-18)/100)*$CB3390))*IF($E3376>50,IF($G3376=11,(1-(($E3376-50)*0.005)),IF($G3376=16,(1-(($E3376-50)*0.005)),IF($G3376=21,(1-(($E3376-50)*0.005)),1))),1)*$CE3390,0)))","v":220},{"$f":"IF($B3376>$F3376,0,IF($C3376>$G3376,0,ROUND((((($F3376-$B3376)/100)*IF('DBH-Upgrade'!$K$6='DBH-Upgrade'!$K$8,$CC3390,($BF3376/(($F3376-18)/100))))+((($B3376-18)/100)*$CB3390))*IF($E3376>50,IF($G3376=11,(1-(($E3376-50)*0.005)),IF($G3376=16,(1-(($E3376-50)*0.005)),IF($G3376=21,(1-(($E3376-50)*0.005)),1))),1)*$CD3390,0)))","v":239},{"$f":"IF($B3376>$F3376,0,IF($C3376>$G3376,0,ROUND((((($F3376-$B3376)/100)*IF('DBH-Upgrade'!$K$6='DBH-Upgrade'!$K$8,$CC3390,($BF3376/(($F3376-18)/100))))+((($B3376-18)/100)*$CB3390))*IF($E3376>50,IF($G3376=11,(1-(($E3376-50)*0.005)),IF($G3376=16,(1-(($E3376-50)*0.005)),IF($G3376=21,(1-(($E3376-50)*0.005)),1))),1),0)))","v":304},0.95,0.95,0.95,{"$f":"AK3376*POWER(CF_cool,AN3376)","v":174.94514491506814},{"$f":"AL3376*POWER(CF_cool,AO3376)","v":190.05404379409677},{"$f":"AM3376*POWER(CF_cool,AP3376)","v":241.7423820644578},38,41,52,{"v":0.007504183055352228,"d":"0.01"},{"v":8.682889375073749E-3,"d":"0.01"},{"v":0.013711989898678341,"d":"0.01"},2.4,6,6.7,9,null,2758,null,{"v":0.8,"d":"80%"},null,null,0,11.8,13.7,21.85,null,1,1,1,174.94514491506814,190.05404379409677,241.7423820644578,null,0,0,0,1,{"$error":"#VALUE!"},0,0,{"$error":"#VALUE!"},0.8146699660963719,0.7561986894808467,null,0.16320641939358696,0.08064538055291112,0.7894714915956607,0.7894714915956607,null,20]
["3202401515",{"$f":"'DBH-Upgrade'!$K$8-$CL3384","v":80},15,3,20,240,15,16.5,0,26,30,48.1,{"v":2092.8,"d":"2093"},{"$f":"IF($B3384>$F3384,0,IF($C3384>$G3384,0,ROUND((((($F3384-$B3384)/100)*IF('DBH-Upgrade'!$K$6='DBH-Upgrade'!$K$8,$BZ3398,($BE3384/(($F3384-18)/100))))+((($B3384-18)/100)*$CA3398))*$CE3398,0)))","v":3021},{"$f":"IF($B3384>$F3384,0,IF($C3384>$G3384,0,ROUND((((($F3384-$B3384)/100)*IF('DBH-Upgrade'!$K$6='DBH-Upgrade'!$K$8,$BZ3398,($BE3384/(($F3384-18)/100))))+((($B3384-18)/100)*$CA3398))*$CD3398,0)))","v":3131},{"$f":"IF($B3384>$F3384,0,IF($C3384>$G3384,0,ROUND(((($F3384-$B3384)/100)*IF('DBH-Upgrade'!$K$6='DBH-Upgrade'!$K$8,$BZ3398,($BE3384/(($F3384-18)/100))))+((($B3384-18)/100)*$CA3398),0)))","v":4592},{"v":1.5,"d":"1.500"},1.08,1.08,1.08,169,{"$f":"IF($B3384>$F3384,0,IF($C3384>$G3384,0,ROUND(((($F3384-$B3384)/100)*(IF('DBH-Upgrade'!$K$6='DBH-Upgrade'!$K$8,$BZ3398,($BE3384/(($F3384-18)/100))))*$CH3398)+((($B3384-18)/100)*$CA3398*$CE3398*$CG3398),0)))","v":424},{"$f":"IF($B3384>$F3384,0,IF($C3384>$G3384,0,ROUND(((($F3384-$B3384)/100)*(IF('DBH-Upgrade'!$K$6='DBH-Upgrade'!$K$8,$BZ3398,($BE3384/(($F3384-18)/100))))*$CH3398)+((($B3384-18)/100)*$CA3398*$CD3398*$CG3398),0)))","v":432},{"$f":"IF($B3384>$F3384,0,IF($C3384>$G3384,0,ROUND(((($F3384-$B3384)/100)*(IF('DBH-Upgrade'!$K$6='DBH-Upgrade'!$K$8,$BZ3398,($BE3384/(($F3384-18)/100))))*$CH3398)+((($B3384-18)/100)*$CA3398*$CG3398),0)))","v":536},9,22,22,28,{"v":7.7341632629627567E-4,"d":"0.00"},{"v":0.004089967888993807,"d":"0.00"},{"v":0.004089967888993807,"d":"0.00"},{"v":0.006426948179922776,"d":"0.01"},0.0002083,1.724,2,0.000461829,{"$f":"IF($B3384>$F3384,0,IF($C3384>$G3384,0,ROUND((((($F3384-$B3384)/100)*IF('DBH-Upgrade'!$K$6='DBH-Upgrade'!$K$8,$CC3398,($BF3384/(($F3384-18)/100))))+((($B3384-18)/100)*$CB3398))*IF($E3384>50,IF($G3384=11,(1-(($E3384-50)*0.005)),IF($G3384=16,(1-(($E3384-50)*0.005)),IF($G3384=21,(1-(($E3384-50)*0.005)),1))),1)*$CE3398,0)))","v":247},{"$f":"IF($B3384>$F3384,0,IF($C3384>$G3384,0,ROUND((((($F3384-$B3384)/100)*IF('DBH-Upgrade'!$K$6='DBH-Upgrade'!$K$8,$CC3398,($BF3384/(($F3384-18)/100))))+((($B3384-18)/100)*$CB3398))*IF($E3384>50,IF($G3384=11,(1-(($E3384-50)*0.005)),IF($G3384=16,(1-(($E3384-50)*0.005)),IF($G3384=21,(1-(($E3384-50)*0.005)),1))),1)*$CD3398,0)))","v":256},{"$f":"IF($B3384>$F3384,0,IF($C3384>$G3384,0,ROUND((((($F3384-$B3384)/100)*IF('DBH-Upgrade'!$K$6='DBH-Upgrade'!$K$8,$CC3398,($BF3384/(($F3384-18)/100))))+((($B3384-18)/100)*$CB3398))*IF($E3384>50,IF($G3384=11,(1-(($E3384-50)*0.005)),IF($G3384=16,(1-(($E3384-50)*0.005)),IF($G3384=21,(1-(($E3384-50)*0.005)),1))),1),0)))","v":375},1.01,1.01,1.01,{"$f":"AK3384*POWER(CF_cool,AN3384)","v":193.59344292166324},{"$f":"AL3384*POWER(CF_cool,AO3384)","v":200.64745501192627},{"$f":"AM3384*POWER(CF_cool,AP3384)","v":293.9171704276264},42,43,63,{"v":0.01377489894748182,"d":"0.01"},{"v":0.014399360600725521,"d":"0.01"},{"v":0.02961397308331894,"d":"0.03"},2.4,6,6.7,9,null,2616,null,{"v":0.8,"d":"80%"},null,null,0,11.8,13.7,21.85,null,1,1,1,193.59344292166324,200.64745501192627,293.9171704276264,null,0,0,0,1,2298,4062,502,78,0.7929231278982726,0.732117182845212,null,0.16320641939358696,0.08064538055291112,0.7952052041594007,0.7952052041594007,null,0]
["3202801515",{"$f":"'DBH-Upgrade'!$K$8-$CL3390","v":80},15,3,20,280,15,16.5,0,26,30,48.9,{"$f":"BE3390*BG3390","v":{"v":2441.6,"d":"2442"}},{"$f":"IF($B3390>$F3390,0,IF($C3390>$G3390,0,ROUND((((($F3390-$B3390)/100)*IF('DBH-Upgrade'!$K$6='DBH-Upgrade'!$K$8,$BZ3404,($BE3390/(($F3390-18)/100))))+((($B3390-18)/100)*$CA3404))*$CE3404,0)))","v":3447},{"$f":"IF($B3390>$F3390,0,IF($C3390>$G3390,0,ROUND((((($F3390-$B3390)/100)*IF('DBH-Upgrade'!$K$6='DBH-Upgrade'!$K$8,$BZ3404,($BE3390/(($F3390-18)/100))))+((($B3390-18)/100)*$CA3404))*$CD3404,0)))","v":3525},{"$f":"IF($B3390>$F3390,0,IF($C3390>$G3390,0,ROUND(((($F3390-$B3390)/100)*IF('DBH-Upgrade'!$K$6='DBH-Upgrade'!$K$8,$BZ3404,($BE3390/(($F3390-18)/100))))+((($B3390-18)/100)*$CA3404),0)))","v":5238},{"v":1.5,"d":"1.500"},1.08,1.08,1.08,197,{"$f":"IF($B3390>$F3390,0,IF($C3390>$G3390,0,ROUND(((($F3390-$B3390)/100)*(IF('DBH-Upgrade'!$K$6='DBH-Upgrade'!$K$8,$BZ3404,($BE3390/(($F3390-18)/100))))*$CH3404)+((($B3390-18)/100)*$CA3404*$CE3404*$CG3404),0)))","v":476},{"$f":"IF($B3390>$F3390,0,IF($C3390>$G3390,0,ROUND(((($F3390-$B3390)/100)*(IF('DBH-Upgrade'!$K$6='DBH-Upgrade'!$K$8,$BZ3404,($BE3390/(($F3390-18)/100))))*$CH3404)+((($B3390-18)/100)*$CA3404*$CD3404*$CG3404),0)))","v":481},{"$f":"IF($B3390>$F3390,0,IF($C3390>$G3390,0,ROUND(((($F3390-$B3390)/100)*(IF('DBH-Upgrade'!$K$6='DBH-Upgrade'!$K$8,$BZ3404,($BE3390/(($F3390-18)/100))))*$CH3404)+((($B3390-18)/100)*$CA3404*$CG3404),0)))","v":588},10,25,25,30,{"v":1.0269381703229769E-3,"d":"0.00"},{"v":0.005616248266337237,"d":"0.01"},{"v":0.005616248266337237,"d":"0.01"},{"v":7.890404686830603E-3,"d":"0.01"},0.0002083,1.724,2,0.000461829,{"$f":"IF($B3390>$F3390,0,IF($C3390>$G3390,0,ROUND((((($F3390-$B3390)/100)*IF('DBH-Upgrade'!$K$6='DBH-Upgrade'!$K$8,$CC3404,($BF3390/(($F3390-18)/100))))+((($B3390-18)/100)*$CB3404))*IF($E3390>50,IF($G3390=11,(1-(($E3390-50)*0.005)),IF($G3390=16,(1-(($E3390-50)*0.005)),IF($G3390=21,(1-(($E3390-50)*0.005)),1))),1)*$CE3404,0)))","v":263},{"$f":"IF($B3390>$F3390,0,IF($C3390>$G3390,0,ROUND((((($F3390-$B3390)/100)*IF('DBH-Upgrade'!$K$6='DBH-Upgrade'!$K$8,$CC3404,($BF3390/(($F3390-18)/100))))+((($B3390-18)/100)*$CB3404))*IF($E3390>50,IF($G3390=11,(1-(($E3390-50)*0.005)),IF($G3390=16,(1-(($E3390-50)*0.005)),IF($G3390=21,(1-(($E3390-50)*0.005)),1))),1)*$CD3404,0)))","v":269},{"$f":"IF($B3390>$F3390,0,IF($C3390>$G3390,0,ROUND((((($F3390-$B3390)/100)*IF('DBH-Upgrade'!$K$6='DBH-Upgrade'!$K$8,$CC3404,($BF3390/(($F3390-18)/100))))+((($B3390-18)/100)*$CB3404))*IF($E3390>50,IF($G3390=11,(1-(($E3390-50)*0.005)),IF($G3390=16,(1-(($E3390-50)*0.005)),IF($G3390=21,(1-(($E3390-50)*0.005)),1))),1),0)))","v":400},1.01,1.01,1.01,{"$f":"AK3390*POWER(CF_cool,AN3390)","v":206.13390885990862},{"$f":"AL3390*POWER(CF_cool,AO3390)","v":210.83658358675066},{"$f":"AM3390*POWER(CF_cool,AP3390)","v":313.5116484561348},44,45,67,{"v":0.016149490783479,"d":"0.02"},{"v":0.016844122366138695,"d":"0.02"},{"v":0.035568858817168564,"d":"0.04"},2.8,6,6.7,9,null,3052,null,{"v":0.8,"d":"80%"},null,null,0,11.8,13.7,21.85,null,1,1,1,206.13390885990862,210.83658358675066,313.5116484561348,null,0,0,0,1,2298,4062,502,78,0.7840224333226739,0.7222362755803995,null,0.16320641939358696,0.08064538055291112,0.7952052041594007,0.7952052041594007,null,0]
["330602015",{"$f":"'DBH-Upgrade'!$K$8-$CL3396","v":80},15,3,30,60,20,21.5,0,26,30,41.1,{"v":915.2,"d":"915"},{"$f":"IF($B3396>$F3396,0,IF($C3396>$G3396,0,ROUND((((($F3396-$B3396)/100)*IF('DBH-Upgrade'!$K$6='DBH-Upgrade'!$K$8,$BZ3410,($BE3396/(($F3396-18)/100))))+((($B3396-18)/100)*$CA3410))*$CE3410,0)))","v":0},{"$f":"IF($B3396>$F3396,0,IF($C3396>$G3396,0,ROUND((((($F3396-$B3396)/100)*IF('DBH-Upgrade'!$K$6='DBH-Upgrade'!$K$8,$BZ3410,($BE3396/(($F3396-18)/100))))+((($B3396-18)/100)*$CA3410))*$CD3410,0)))","v":0},{"$f":"IF($B3396>$F3396,0,IF($C3396>$G3396,0,ROUND(((($F3396-$B3396)/100)*IF('DBH-Upgrade'!$K$6='DBH-Upgrade'!$K$8,$BZ3410,($BE3396/(($F3396-18)/100))))+((($B3396-18)/100)*$CA3410),0)))","v":0},{"v":1.5,"d":"1.500"},1.08,1.08,1.08,74,{"$f":"IF($B3396>$F3396,0,IF($C3396>$G3396,0,ROUND(((($F3396-$B3396)/100)*(IF('DBH-Upgrade'!$K$6='DBH-Upgrade'!$K$8,$BZ3410,($BE3396/(($F3396-18)/100))))*$CH3410)+((($B3396-18)/100)*$CA3410*$CE3410*$CG3410),0)))","v":0},{"$f":"IF($B3396>$F3396,0,IF($C3396>$G3396,0,ROUND(((($F3396-$B3396)/100)*(IF('DBH-Upgrade'!$K$6='DBH-Upgrade'!$K$8,$BZ3410,($BE3396/(($F3396-18)/100))))*$CH3410)+((($B3396-18)/100)*$CA3410*$CD3410*$CG3410),0)))","v":0},{"$f":"IF($B3396>$F3396,0,IF($C3396>$G3396,0,ROUND(((($F3396-$B3396)/100)*(IF('DBH-Upgrade'!$K$6='DBH-Upgrade'!$K$8,$BZ3410,($BE3396/(($F3396-18)/100))))*$CH3410)+((($B3396-18)/100)*$CA3410*$CG3410),0)))","v":0},4,0,0,0,{"v":7.14622306428138e-05,"d":"0.00"},{"v":0,"d":"0.00"},{"v":0,"d":"0.00"},{"v":0,"d":"0.00"},0.0001276,1.7219,2,3.76611E-4,{"$f":"IF($B3396>$F3396,0,IF($C3396>$G3396,0,ROUND((((($F3396-$B3396)/100)*IF('DBH-Upgrade'!$K$6='DBH-Upgrade'!$K$8,$CC3410,($BF3396/(($F3396-18)/100))))+((($B3396-18)/100)*$CB3410))*IF($E3396>50,IF($G3396=11,(1-(($E3396-50)*0.005)),IF($G3396=16,(1-(($E3396-50)*0.005)),IF($G3396=21,(1-(($E3396-50)*0.005)),1))),1)*$CE3410,0)))","v":0},{"$f":"IF($B3396>$F3396,0,IF($C3396>$G3396,0,ROUND((((($F3396-$B3396)/100)*IF('DBH-Upgrade'!$K$6='DBH-Upgrade'!$K$8,$CC3410,($BF3396/(($F3396-18)/100))))+((($B3396-18)/100)*$CB3410))*IF($E3396>50,IF($G3396=11,(1-(($E3396-50)*0.005)),IF($G3396=16,(1-(($E3396-50)*0.005)),IF($G3396=21,(1-(($E3396-50)*0.005)),1))),1)*$CD3410,0)))","v":0},{"$f":"IF($B3396>$F3396,0,IF($C3396>$G3396,0,ROUND((((($F3396-$B3396)/100)*IF('DBH-Upgrade'!$K$6='DBH-Upgrade'!$K$8,$CC3410,($BF3396/(($F3396-18)/100))))+((($B3396-18)/100)*$CB3410))*IF($E3396>50,IF($G3396=11,(1-(($E3396-50)*0.005)),IF($G3396=16,(1-(($E3396-50)*0.005)),IF($G3396=21,(1-(($E3396-50)*0.005)),1))),1),0)))","v":0},0.95,0.95,0.95,{"$f":"AK3396*POWER(CF_cool,AN3396)","v":0},{"$f":"AL3396*POWER(CF_cool,AO3396)","v":0},{"$f":"AM3396*POWER(CF_cool,AP3396)","v":0},0,0,0,{"v":0,"d":"0.00"},{"v":0,"d":"0.00"},{"v":0,"d":"0.00"},0.8,"DBH-unit is te lang!","DBH-unit is te lang!","DBH-unit is te lang!",null,1144,null,{"v":0.8,"d":"80%"},null,null,0,"DBH-unit is te lang!","DBH-unit is te lang!","DBH-unit is te lang!",null,1,1,1,0,0,0,null,0,0,0,1,2298,4062,502,78,0.7585639347228863,0.6942595523857338,null,0.16320641939358696,0.08064538055291112,0.7952052041594007,0.7952052041594007,null,0]
["330701615",{"$f":"'DBH-Upgrade'!$K$8-$CL3401","v":70},15,3,30,70,16,16.5,0,26,30,41.1,{"v":704.48,"d":"704"},{"$f":"IF($B3401>$F3401,0,IF($C3401>$G3401,0,ROUND((((($F3401-$B3401)/100)*IF('DBH-Upgrade'!$K$6='DBH-Upgrade'!$K$8,$BZ3415,($BE3401/(($F3401-18)/100))))+((($B3401-18)/100)*$CA3415))*$CE3415,0)))","v":1733},{"$f":"IF($B3401>$F3401,0,IF($C3401>$G3401,0,ROUND((((($F3401-$B3401)/100)*IF('DBH-Upgrade'!$K$6='DBH-Upgrade'!$K$8,$BZ3415,($BE3401/(($F3401-18)/100))))+((($B3401-18)/100)*$CA3415))*$CD3415,0)))","v":1860},{"$f":"IF($B3401>$F3401,0,IF($C3401>$G3401,0,ROUND(((($F3401-$B3401)/100)*IF('DBH-Upgrade'!$K$6='DBH-Upgrade'!$K$8,$BZ3415,($BE3401/(($F3401-18)/100))))+((($B3401-18)/100)*$CA3415),0)))","v":2462},{"v":1.5,"d":"1.500"},1.1,1.1,1.1,57,{"$f":"IF($B3401>$F3401,0,IF($C3401>$G3401,0,ROUND(((($F3401-$B3401)/100)*(IF('DBH-Upgrade'!$K$6='DBH-Upgrade'!$K$8,$BZ3415,($BE3401/(($F3401-18)/100))))*$CH3415)+((($B3401-18)/100)*$CA3415*$CE3415*$CG3415),0)))","v":273},{"$f":"IF($B3401>$F3401,0,IF($C3401>$G3401,0,ROUND(((($F3401-$B3401)/100)*(IF('DBH-Upgrade'!$K$6='DBH-Upgrade'!$K$8,$BZ3415,($BE3401/(($F3401-18)/100))))*$CH3415)+((($B3401-18)/100)*$CA3415*$CD3415*$CG3415),0)))","v":294},{"$f":"IF($B3401>$F3401,0,IF($C3401>$G3401,0,ROUND(((($F3401-$B3401)/100)*(IF('DBH-Upgrade'!$K$6='DBH-Upgrade'!$K$8,$BZ3415,($BE3401/(($F3401-18)/100))))*$CH3415)+((($B3401-18)/100)*$CA3415*$CG3415),0)))","v":389},3,14,15,20,{"v":1.5301682066832159E-4,"d":"0.00"},{"v":0.003104794121750888,"d":"0.00"},{"v":3.5548768548210917E-3,"d":"0.00"},{"v":6.25413581967237E-3,"d":"0.01"},0.0002083,1.724,4,1.392796E-3,{"$f":"IF($B3401>$F3401,0,IF($C3401>$G3401,0,ROUND((((($F3401-$B3401)/100)*IF('DBH-Upgrade'!$K$6='DBH-Upgrade'!$K$8,$CC3415,($BF3401/(($F3401-18)/100))))+((($B3401-18)/100)*$CB3415))*IF($E3401>50,IF($G3401=11,(1-(($E3401-50)*0.005)),IF($G3401=16,(1-(($E3401-50)*0.005)),IF($G3401=21,(1-(($E3401-50)*0.005)),1))),1)*$CE3415,0)))","v":265},{"$f":"IF($B3401>$F3401,0,IF($C3401>$G3401,0,ROUND((((($F3401-$B3401)/100)*IF('DBH-Upgrade'!$K$6='DBH-Upgrade'!$K$8,$CC3415,($BF3401/(($F3401-18)/100))))+((($B3401-18)/100)*$CB3415))*IF($E3401>50,IF($G3401=11,(1-(($E3401-50)*0.005)),IF($G3401=16,(1-(($E3401-50)*0.005)),IF($G3401=21,(1-(($E3401-50)*0.005)),1))),1)*$CD3415,0)))","v":285},{"$f":"IF($B3401>$F3401,0,IF($C3401>$G3401,0,ROUND((((($F3401-$B3401)/100)*IF('DBH-Upgrade'!$K$6='DBH-Upgrade'!$K$8,$CC3415,($BF3401/(($F3401-18)/100))))+((($B3401-18)/100)*$CB3415))*IF($E3401>50,IF($G3401=11,(1-(($E3401-50)*0.005)),IF($G3401=16,(1-(($E3401-50)*0.005)),IF($G3401=21,(1-(($E3401-50)*0.005)),1))),1),0)))","v":377},0.95,0.95,0.95,{"$f":"AK3401*POWER(CF_cool,AN3401)","v":210.72937910224118},{"$f":"AL3401*POWER(CF_cool,AO3401)","v":226.63348318542918},{"$f":"AM3401*POWER(CF_cool,AP3401)","v":299.79236196809404},45,49,64,{"v":0.030855092326922524,"d":"0.03"},{"v":0.036495683990937805,"d":"0.04"},{"v":0.06180865747902473,"d":"0.06"},1.4,6,6.7,9,null,1036,null,{"v":0.68,"d":"68%"},null,null,0,11.8,13.7,21.85,null,1,1,1,210.72937910224118,226.63348318542918,299.79236196809404,null,0,0,0,1,1615,3238,442,63,0.681904493845304,0.6579686139337618,null,0.16320641939358696,0.08064538055291112,0.783779121140337,0.783779121140337,null,10]
["330802115",{"$f":"'DBH-Upgrade'!$K$8-$CL3409","v":80},15,3,30,80,21,21.5,0,26,30,42.4,{"v":1246.4,"d":"1246"},{"$f":"IF($B3409>$F3409,0,IF($C3409>$G3409,0,ROUND((((($F3409-$B3409)/100)*IF('DBH-Upgrade'!$K$6='DBH-Upgrade'!$K$8,$BZ3423,($BE3409/(($F3409-18)/100))))+((($B3409-18)/100)*$CA3423))*$CE3423,0)))","v":2628},{"$f":"IF($B3409>$F3409,0,IF($C3409>$G3409,0,ROUND((((($F3409-$B3409)/100)*IF('DBH-Upgrade'!$K$6='DBH-Upgrade'!$K$8,$BZ3423,($BE3409/(($F3409-18)/100))))+((($B3409-18)/100)*$CA3423))*$CD3423,0)))","v":2818},{"$f":"IF($B3409>$F3409,0,IF($C3409>$G3409,0,ROUND(((($F3409-$B3409)/100)*IF('DBH-Upgrade'!$K$6='DBH-Upgrade'!$K$8,$BZ3423,($BE3409/(($F3409-18)/100))))+((($B3409-18)/100)*$CA3423),0)))","v":3781},{"v":1.5,"d":"1.500"},1.05,1.05,1.05,101,{"$f":"IF($B3409>$F3409,0,IF($C3409>$G3409,0,ROUND(((($F3409-$B3409)/100)*(IF('DBH-Upgrade'!$K$6='DBH-Upgrade'!$K$8,$BZ3423,($BE3409/(($F3409-18)/100))))*$CH3423)+((($B3409-18)/100)*$CA3423*$CE3423*$CG3423),0)))","v":451},{"$f":"IF($B3409>$F3409,0,IF($C3409>$G3409,0,ROUND(((($F3409-$B3409)/100)*(IF('DBH-Upgrade'!$K$6='DBH-Upgrade'!$K$8,$BZ3423,($BE3409/(($F3409-18)/100))))*$CH3423)+((($B3409-18)/100)*$CA3423*$CD3423*$CG3423),0)))","v":484},{"$f":"IF($B3409>$F3409,0,IF($C3409>$G3409,0,ROUND(((($F3409-$B3409)/100)*(IF('DBH-Upgrade'!$K$6='DBH-Upgrade'!$K$8,$BZ3423,($BE3409/(($F3409-18)/100))))*$CH3423)+((($B3409-18)/100)*$CA3423*$CG3423),0)))","v":649},5,23,25,33,{"v":1.7841131830789085E-4,"d":"0.00"},{"v":0.003391492042675489,"d":"0.00"},{"v":0.003987306446224223,"d":"0.00"},{"v":0.006839011786545401,"d":"0.01"},0.0001276,1.7219,4,0.000514201,{"$f":"IF($B3409>$F3409,0,IF($C3409>$G3409,0,ROUND((((($F3409-$B3409)/100)*IF('DBH-Upgrade'!$K$6='DBH-Upgrade'!$K$8,$CC3423,($BF3409/(($F3409-18)/100))))+((($B3409-18)/100)*$CB3423))*IF($E3409>50,IF($G3409=11,(1-(($E3409-50)*0.005)),IF($G3409=16,(1-(($E3409-50)*0.005)),IF($G3409=21,(1-(($E3409-50)*0.005)),1))),1)*$CE3423,0)))","v":341},{"$f":"IF($B3409>$F3409,0,IF($C3409>$G3409,0,ROUND((((($F3409-$B3409)/100)*IF('DBH-Upgrade'!$K$6='DBH-Upgrade'!$K$8,$CC3423,($BF3409/(($F3409-18)/100))))+((($B3409-18)/100)*$CB3423))*IF($E3409>50,IF($G3409=11,(1-(($E3409-50)*0.005)),IF($G3409=16,(1-(($E3409-50)*0.005)),IF($G3409=21,(1-(($E3409-50)*0.005)),1))),1)*$CD3423,0)))","v":366},{"$f":"IF($B3409>$F3409,0,IF($C3409>$G3409,0,ROUND((((($F3409-$B3409)/100)*IF('DBH-Upgrade'!$K$6='DBH-Upgrade'!$K$8,$CC3423,($BF3409/(($F3409-18)/100))))+((($B3409-18)/100)*$CB3423))*IF($E3409>50,IF($G3409=11,(1-(($E3409-50)*0.005)),IF($G3409=16,(1-(($E3409-50)*0.005)),IF($G3409=21,(1-(($E3409-50)*0.005)),1))),1),0)))","v":490},0.85,0.85,0.85,{"$f":"AK3409*POWER(CF_cool,AN3409)","v":277.78543117543285},{"$f":"AL3409*POWER(CF_cool,AO3409)","v":298.1509319947461},{"$f":"AM3409*POWER(CF_cool,AP3409)","v":399.1638160585399},60,64,86,{"v":0.021924036345273068,"d":"0.02"},{"v":0.024868117267324158,"d":"0.02"},{"v":0.044301288612610144,"d":"0.04"},2.1,6,6.7,9,null,1558,null,{"v":0.8,"d":"80%"},null,null,0,11.8,13.7,21.85,null,1,1,1,277.78543117543285,298.1509319947461,399.1638160585399,null,0,0,0,1,3238,4735,725,75,0.7555553480649244,0.7038387772986681,null,0.15781864009190116,0.08064538055291112,0.7952052041594007,0.7952052041594007,null,0]
["330902115",{"$f":"'DBH-Upgrade'!$K$8-$CL3415","v":80},15,3,30,90,21,21.5,0,26,30,43.3,{"v":1402.4,"d":"1402"},{"$f":"IF($B3415>$F3415,0,IF($C3415>$G3415,0,ROUND((((($F3415-$B3415)/100)*IF('DBH-Upgrade'!$K$6='DBH-Upgrade'!$K$8,$BZ3429,($BE3415/(($F3415-18)/100))))+((($B3415-18)/100)*$CA3429))*$CE3429,0)))","v":2762},{"$f":"IF($B3415>$F3415,0,IF($C3415>$G3415,0,ROUND((((($F3415-$B3415)/100)*IF('DBH-Upgrade'!$K$6='DBH-Upgrade'!$K$8,$BZ3429,($BE3415/(($F3415-18)/100))))+((($B3415-18)/100)*$CA3429))*$CD3429,0)))","v":2959},{"$f":"IF($B3415>$F3415,0,IF($C3415>$G3415,0,ROUND(((($F3415-$B3415)/100)*IF('DBH-Upgrade'!$K$6='DBH-Upgrade'!$K$8,$BZ3429,($BE3415/(($F3415-18)/100))))+((($B3415-18)/100)*$CA3429),0)))","v":4030},{"v":1.5,"d":"1.500"},1.05,1.05,1.05,113,{"$f":"IF($B3415>$F3415,0,IF($C3415>$G3415,0,ROUND(((($F3415-$B3415)/100)*(IF('DBH-Upgrade'!$K$6='DBH-Upgrade'!$K$8,$BZ3429,($BE3415/(($F3415-18)/100))))*$CH3429)+((($B3415-18)/100)*$CA3429*$CE3429*$CG3429),0)))","v":465},{"$f":"IF($B3415>$F3415,0,IF($C3415>$G3415,0,ROUND(((($F3415-$B3415)/100)*(IF('DBH-Upgrade'!$K$6='DBH-Upgrade'!$K$8,$BZ3429,($BE3415/(($F3415-18)/100))))*$CH3429)+((($B3415-18)/100)*$CA3429*$CD3429*$CG3429),0)))","v":497},{"$f":"IF($B3415>$F3415,0,IF($C3415>$G3415,0,ROUND(((($F3415-$B3415)/100)*(IF('DBH-Upgrade'!$K$6='DBH-Upgrade'!$K$8,$BZ3429,($BE3415/(($F3415-18)/100))))*$CH3429)+((($B3415-18)/100)*$CA3429*$CG3429),0)))","v":669},6,24,26,35,{"v":2.6411995170442907E-4,"d":"0.00"},{"v":0.003802565461574193,"d":"0.00"},{"v":0.004439480742979296,"d":"0.00"},{"v":0.007896395758543805,"d":"0.01"},0.0001276,1.7219,4,0.000514201,{"$f":"IF($B3415>$F3415,0,IF($C3415>$G3415,0,ROUND((((($F3415-$B3415)/100)*IF('DBH-Upgrade'!$K$6='DBH-Upgrade'!$K$8,$CC3429,($BF3415/(($F3415-18)/100))))+((($B3415-18)/100)*$CB3429))*IF($E3415>50,IF($G3415=11,(1-(($E3415-50)*0.005)),IF($G3415=16,(1-(($E3415-50)*0.005)),IF($G3415=21,(1-(($E3415-50)*0.005)),1))),1)*$CE3429,0)))","v":342},{"$f":"IF($B3415>$F3415,0,IF($C3415>$G3415,0,ROUND((((($F3415-$B3415)/100)*IF('DBH-Upgrade'!$K$6='DBH-Upgrade'!$K$8,$CC3429,($BF3415/(($F3415-18)/100))))+((($B3415-18)/100)*$CB3429))*IF($E3415>50,IF($G3415=11,(1-(($E3415-50)*0.005)),IF($G3415=16,(1-(($E3415-50)*0.005)),IF($G3415=21,(1-(($E3415-50)*0.005)),1))),1)*$CD3429,0)))","v":367},{"$f":"IF($B3415>$F3415,0,IF($C3415>$G3415,0,ROUND((((($F3415-$B3415)/100)*IF('DBH-Upgrade'!$K$6='DBH-Upgrade'!$K$8,$CC3429,($BF3415/(($F3415-18)/100))))+((($B3415-18)/100)*$CB3429))*IF($E3415>50,IF($G3415=11,(1-(($E3415-50)*0.005)),IF($G3415=16,(1-(($E3415-50)*0.005)),IF($G3415=21,(1-(($E3415-50)*0.005)),1))),1),0)))","v":500},0.85,0.85,0.85,{"$f":"AK3415*POWER(CF_cool,AN3415)","v":278.6000512082054},{"$f":"AL3415*POWER(CF_cool,AO3415)","v":298.96555202751864},{"$f":"AM3415*POWER(CF_cool,AP3415)","v":407.3100163862652},60,64,88,{"v":0.022500716995467133,"d":"0.02"},{"v":0.02551258034148942,"d":"0.03"},{"v":0.0474540234485391,"d":"0.05"},2.4,6,6.7,9,null,1753,null,{"v":0.8,"d":"80%"},null,null,0,11.8,13.7,21.85,null,1,1,1,278.6000512082054,298.96555202751864,407.3100163862652,null,0,0,0,1,3238,4735,725,75,0.7555553480649244,0.7038387772986681,null,0.15781864009190116,0.08064538055291112,0.7952052041594007,0.7952052041594007,null,0]
["3301002115",{"$f":"'DBH-Upgrade'!$K$8-$CL3421","v":80},15,3,30,100,21,21.5,0,26,30,44.1,{"v":1558.4,"d":"1558"},{"$f":"IF($B3421>$F3421,0,IF($C3421>$G3421,0,ROUND((((($F3421-$B3421)/100)*IF('DBH-Upgrade'!$K$6='DBH-Upgrade'!$K$8,$BZ3435,($BE3421/(($F3421-18)/100))))+((($B3421-18)/100)*$CA3435))*$CE3435,0)))","v":2899},{"$f":"IF($B3421>$F3421,0,IF($C3421>$G3421,0,ROUND((((($F3421-$B3421)/100)*IF('DBH-Upgrade'!$K$6='DBH-Upgrade'!$K$8,$BZ3435,($BE3421/(($F3421-18)/100))))+((($B3421-18)/100)*$CA3435))*$CD3435,0)))","v":3104},{"$f":"IF($B3421>$F3421,0,IF($C3421>$G3421,0,ROUND(((($F3421-$B3421)/100)*IF('DBH-Upgrade'!$K$6='DBH-Upgrade'!$K$8,$BZ3435,($BE3421/(($F3421-18)/100))))+((($B3421-18)/100)*$CA3435),0)))","v":4279},{"v":1.5,"d":"1.500"},1.05,1.05,1.05,126,{"$f":"IF($B3421>$F3421,0,IF($C3421>$G3421,0,ROUND(((($F3421-$B3421)/100)*(IF('DBH-Upgrade'!$K$6='DBH-Upgrade'!$K$8,$BZ3435,($BE3421/(($F3421-18)/100))))*$CH3435)+((($B3421-18)/100)*$CA3435*$CE3435*$CG3435),0)))","v":480},{"$f":"IF($B3421>$F3421,0,IF($C3421>$G3421,0,ROUND(((($F3421-$B3421)/100)*(IF('DBH-Upgrade'!$K$6='DBH-Upgrade'!$K$8,$BZ3435,($BE3421/(($F3421-18)/100))))*$CH3435)+((($B3421-18)/100)*$CA3435*$CD3435*$CG3435),0)))","v":511},{"$f":"IF($B3421>$F3421,0,IF($C3421>$G3421,0,ROUND(((($F3421-$B3421)/100)*(IF('DBH-Upgrade'!$K$6='DBH-Upgrade'!$K$8,$BZ3435,($BE3421/(($F3421-18)/100))))*$CH3435)+((($B3421-18)/100)*$CA3435*$CG3435),0)))","v":689},7,25,26,36,{"v":3.6903876500420465E-4,"d":"0.00"},{"v":0.004242740995377949,"d":"0.00"},{"v":0.004576121213637934,"d":"0.00"},{"v":0.00857913111546736,"d":"0.01"},0.0001276,1.7219,4,0.000514201,{"$f":"IF($B3421>$F3421,0,IF($C3421>$G3421,0,ROUND((((($F3421-$B3421)/100)*IF('DBH-Upgrade'!$K$6='DBH-Upgrade'!$K$8,$CC3435,($BF3421/(($F3421-18)/100))))+((($B3421-18)/100)*$CB3435))*IF($E3421>50,IF($G3421=11,(1-(($E3421-50)*0.005)),IF($G3421=16,(1-(($E3421-50)*0.005)),IF($G3421=21,(1-(($E3421-50)*0.005)),1))),1)*$CE3435,0)))","v":345},{"$f":"IF($B3421>$F3421,0,IF($C3421>$G3421,0,ROUND((((($F3421-$B3421)/100)*IF('DBH-Upgrade'!$K$6='DBH-Upgrade'!$K$8,$CC3435,($BF3421/(($F3421-18)/100))))+((($B3421-18)/100)*$CB3435))*IF($E3421>50,IF($G3421=11,(1-(($E3421-50)*0.005)),IF($G3421=16,(1-(($E3421-50)*0.005)),IF($G3421=21,(1-(($E3421-50)*0.005)),1))),1)*$CD3435,0)))","v":369},{"$f":"IF($B3421>$F3421,0,IF($C3421>$G3421,0,ROUND((((($F3421-$B3421)/100)*IF('DBH-Upgrade'!$K$6='DBH-Upgrade'!$K$8,$CC3435,($BF3421/(($F3421-18)/100))))+((($B3421-18)/100)*$CB3435))*IF($E3421>50,IF($G3421=11,(1-(($E3421-50)*0.005)),IF($G3421=16,(1-(($E3421-50)*0.005)),IF($G3421=21,(1-(($E3421-50)*0.005)),1))),1),0)))","v":509},0.85,0.85,0.85,{"$f":"AK3421*POWER(CF_cool,AN3421)","v":281.043911306523},{"$f":"AL3421*POWER(CF_cool,AO3421)","v":300.5947920930637},{"$f":"AM3421*POWER(CF_cool,AP3421)","v":414.64159668121795},60,65,89,{"v":0.023077397645661198,"d":"0.02"},{"v":0.026956354697531763,"d":"0.03"},{"v":0.04964867714581801,"d":"0.05"},2.7,6,6.7,9,null,1948,null,{"v":0.8,"d":"80%"},null,null,0,11.8,13.7,21.85,null,1,1,1,281.043911306523,300.5947920930637,414.64159668121795,null,0,0,0,1,3238,4735,725,75,0.7453108993363179,0.6950414455205922,null,0.15781864009190116,0.08064538055291112,0.7952052041594007,0.7952052041594007,null,0]
["3301201115",{"$f":"'DBH-Upgrade'!$K$8-$CL3429","v":80},15,3,30,120,11,11.5,0,26,30,44.8,{"v":914.6,"d":"915"},{"$f":"IF($B3429>$F3429,0,IF($C3429>$G3429,0,ROUND((((($F3429-$B3429)/100)*IF('DBH-Upgrade'!$K$6='DBH-Upgrade'!$K$8,$BZ3443,($BE3429/(($F3429-18)/100))))+((($B3429-18)/100)*$CA3443))*$CE3443,0)))","v":0},{"$f":"IF($B3429>$F3429,0,IF($C3429>$G3429,0,ROUND((((($F3429-$B3429)/100)*IF('DBH-Upgrade'!$K$6='DBH-Upgrade'!$K$8,$BZ3443,($BE3429/(($F3429-18)/100))))+((($B3429-18)/100)*$CA3443))*$CD3443,0)))","v":0},{"$f":"IF($B3429>$F3429,0,IF($C3429>$G3429,0,ROUND(((($F3429-$B3429)/100)*IF('DBH-Upgrade'!$K$6='DBH-Upgrade'!$K$8,$BZ3443,($BE3429/(($F3429-18)/100))))+((($B3429-18)/100)*$CA3443),0)))","v":0},{"v":1.5,"d":"1.500"},1.1,1.1,1.1,74,{"$f":"IF($B3429>$F3429,0,IF($C3429>$G3429,0,ROUND(((($F3429-$B3429)/100)*(IF('DBH-Upgrade'!$K$6='DBH-Upgrade'!$K$8,$BZ3443,($BE3429/(($F3429-18)/100))))*$CH3443)+((($B3429-18)/100)*$CA3443*$CE3443*$CG3443),0)))","v":0},{"$f":"IF($B3429>$F3429,0,IF($C3429>$G3429,0,ROUND(((($F3429-$B3429)/100)*(IF('DBH-Upgrade'!$K$6='DBH-Upgrade'!$K$8,$BZ3443,($BE3429/(($F3429-18)/100))))*$CH3443)+((($B3429-18)/100)*$CA3443*$CD3443*$CG3443),0)))","v":0},{"$f":"IF($B3429>$F3429,0,IF($C3429>$G3429,0,ROUND(((($F3429-$B3429)/100)*(IF('DBH-Upgrade'!$K$6='DBH-Upgrade'!$K$8,$BZ3443,($BE3429/(($F3429-18)/100))))*$CH3443)+((($B3429-18)/100)*$CA3443*$CG3443),0)))","v":0},4,0,0,0,{"v":2.7200350540666941E-4,"d":"0.00"},{"v":0,"d":"0.00"},{"v":0,"d":"0.00"},{"v":0,"d":"0.00"},3.969E-4,1.7346,4,0.000574288,{"$f":"IF($B3429>$F3429,0,IF($C3429>$G3429,0,ROUND((((($F3429-$B3429)/100)*IF('DBH-Upgrade'!$K$6='DBH-Upgrade'!$K$8,$CC3443,($BF3429/(($F3429-18)/100))))+((($B3429-18)/100)*$CB3443))*IF($E3429>50,IF($G3429=11,(1-(($E3429-50)*0.005)),IF($G3429=16,(1-(($E3429-50)*0.005)),IF($G3429=21,(1-(($E3429-50)*0.005)),1))),1)*$CE3443,0)))","v":0},{"$f":"IF($B3429>$F3429,0,IF($C3429>$G3429,0,ROUND((((($F3429-$B3429)/100)*IF('DBH-Upgrade'!$K$6='DBH-Upgrade'!$K$8,$CC3443,($BF3429/(($F3429-18)/100))))+((($B3429-18)/100)*$CB3443))*IF($E3429>50,IF($G3429=11,(1-(($E3429-50)*0.005)),IF($G3429=16,(1-(($E3429-50)*0.005)),IF($G3429=21,(1-(($E3429-50)*0.005)),1))),1)*$CD3443,0)))","v":0},{"$f":"IF($B3429>$F3429,0,IF($C3429>$G3429,0,ROUND((((($F3429-$B3429)/100)*IF('DBH-Upgrade'!$K$6='DBH-Upgrade'!$K$8,$CC3443,($BF3429/(($F3429-18)/100))))+((($B3429-18)/100)*$CB3443))*IF($E3429>50,IF($G3429=11,(1-(($E3429-50)*0.005)),IF($G3429=16,(1-(($E3429-50)*0.005)),IF($G3429=21,(1-(($E3429-50)*0.005)),1))),1),0)))","v":0},0.95,0.95,0.95,{"$f":"AK3429*POWER(CF_cool,AN3429)","v":0},{"$f":"AL3429*POWER(CF_cool,AO3429)","v":0},{"$f":"AM3429*POWER(CF_cool,AP3429)","v":0},0,0,0,{"v":0,"d":"0.00"},{"v":0,"d":"0.00"},{"v":0,"d":"0.00"},1.6,6,6.7,9,null,1345,null,{"v":0.68,"d":"68%"},null,null,0,11.8,13.7,21.85,null,1,1,1,0,0,0,null,0,0,0,1,2489,6098,791,92,0.7342980293974435,0.6854011253923185,null,0.1716349180255756,0.08064538055291112,0.8146200327725304,0.8146200327725304,null,0]
["3301401515",{"$f":"'DBH-Upgrade'!$K$8-$CL3436","v":80},15,3,30,140,15,16.5,0,26,30,45.4,{"v":1522.4,"d":"1522"},{"$f":"IF($B3436>$F3436,0,IF($C3436>$G3436,0,ROUND((((($F3436-$B3436)/100)*IF('DBH-Upgrade'!$K$6='DBH-Upgrade'!$K$8,$BZ3450,($BE3436/(($F3436-18)/100))))+((($B3436-18)/100)*$CA3450))*$CE3450,0)))","v":1981},{"$f":"IF($B3436>$F3436,0,IF($C3436>$G3436,0,ROUND((((($F3436-$B3436)/100)*IF('DBH-Upgrade'!$K$6='DBH-Upgrade'!$K$8,$BZ3450,($BE3436/(($F3436-18)/100))))+((($B3436-18)/100)*$CA3450))*$CD3450,0)))","v":2121},{"$f":"IF($B3436>$F3436,0,IF($C3436>$G3436,0,ROUND(((($F3436-$B3436)/100)*IF('DBH-Upgrade'!$K$6='DBH-Upgrade'!$K$8,$BZ3450,($BE3436/(($F3436-18)/100))))+((($B3436-18)/100)*$CA3450),0)))","v":2977},{"v":1.5,"d":"1.500"},1.08,1.08,1.08,123,{"$f":"IF($B3436>$F3436,0,IF($C3436>$G3436,0,ROUND(((($F3436-$B3436)/100)*(IF('DBH-Upgrade'!$K$6='DBH-Upgrade'!$K$8,$BZ3450,($BE3436/(($F3436-18)/100))))*$CH3450)+((($B3436-18)/100)*$CA3450*$CE3450*$CG3450),0)))","v":296},{"$f":"IF($B3436>$F3436,0,IF($C3436>$G3436,0,ROUND(((($F3436-$B3436)/100)*(IF('DBH-Upgrade'!$K$6='DBH-Upgrade'!$K$8,$BZ3450,($BE3436/(($F3436-18)/100))))*$CH3450)+((($B3436-18)/100)*$CA3450*$CD3450*$CG3450),0)))","v":312},{"$f":"IF($B3436>$F3436,0,IF($C3436>$G3436,0,ROUND(((($F3436-$B3436)/100)*(IF('DBH-Upgrade'!$K$6='DBH-Upgrade'!$K$8,$BZ3450,($BE3436/(($F3436-18)/100))))*$CH3450)+((($B3436-18)/100)*$CA3450*$CG3450),0)))","v":406},6,15,16,21,{"v":2.7551495411251922E-4,"d":"0.00"},{"v":1.5647400165605147E-3,"d":"0.00"},{"v":1.7693505318258874E-3,"d":"0.00"},{"v":2.9719128569935384E-3,"d":"0.00"},0.0002083,1.724,2,0.000461829,{"$f":"IF($B3436>$F3436,0,IF($C3436>$G3436,0,ROUND((((($F3436-$B3436)/100)*IF('DBH-Upgrade'!$K$6='DBH-Upgrade'!$K$8,$CC3450,($BF3436/(($F3436-18)/100))))+((($B3436-18)/100)*$CB3450))*IF($E3436>50,IF($G3436=11,(1-(($E3436-50)*0.005)),IF($G3436=16,(1-(($E3436-50)*0.005)),IF($G3436=21,(1-(($E3436-50)*0.005)),1))),1)*$CE3450,0)))","v":208},{"$f":"IF($B3436>$F3436,0,IF($C3436>$G3436,0,ROUND((((($F3436-$B3436)/100)*IF('DBH-Upgrade'!$K$6='DBH-Upgrade'!$K$8,$CC3450,($BF3436/(($F3436-18)/100))))+((($B3436-18)/100)*$CB3450))*IF($E3436>50,IF($G3436=11,(1-(($E3436-50)*0.005)),IF($G3436=16,(1-(($E3436-50)*0.005)),IF($G3436=21,(1-(($E3436-50)*0.005)),1))),1)*$CD3450,0)))","v":222},{"$f":"IF($B3436>$F3436,0,IF($C3436>$G3436,0,ROUND((((($F3436-$B3436)/100)*IF('DBH-Upgrade'!$K$6='DBH-Upgrade'!$K$8,$CC3450,($BF3436/(($F3436-18)/100))))+((($B3436-18)/100)*$CB3450))*IF($E3436>50,IF($G3436=11,(1-(($E3436-50)*0.005)),IF($G3436=16,(1-(($E3436-50)*0.005)),IF($G3436=21,(1-(($E3436-50)*0.005)),1))),1),0)))","v":312},1.01,1.01,1.01,{"$f":"AK3436*POWER(CF_cool,AN3436)","v":163.02605719719008},{"$f":"AL3436*POWER(CF_cool,AO3436)","v":173.9989648931548},{"$f":"AM3436*POWER(CF_cool,AP3436)","v":244.53908579578513},35,37,53,{"v":0.007898809160932881,"d":"0.01"},{"v":0.008787272675603884,"d":"0.01"},{"v":0.017528213407413052,"d":"0.02"},1.4,6,6.7,9,null,1903,null,{"v":0.8,"d":"80%"},null,null,0,11.8,13.7,21.85,null,1,1,1,163.02605719719008,173.9989648931548,244.53908579578513,null,0,0,0,1,{"$error":"#VALUE!"},0,0,{"$error":"#VALUE!"},0.8146699660963719,0.7561986894808467,null,0.16320641939358696,0.08064538055291112,0.7894714915956607,0.7894714915956607,null,0]
["3301601115",{"$f":"'DBH-Upgrade'!$K$8-$CL3441","v":80},15,3,30,160,11,11.5,0,26,30,46.4,{"v":1219.92,"d":"1220"},{"$f":"IF($B3441>$F3441,0,IF($C3441>$G3441,0,ROUND((((($F3441-$B3441)/100)*IF('DBH-Upgrade'!$K$6='DBH-Upgrade'!$K$8,$BZ3455,($BE3441/(($F3441-18)/100))))+((($B3441-18)/100)*$CA3455))*$CE3455,0)))","v":0},{"$f":"IF($B3441>$F3441,0,IF($C3441>$G3441,0,ROUND((((($F3441-$B3441)/100)*IF('DBH-Upgrade'!$K$6='DBH-Upgrade'!$K$8,$BZ3455,($BE3441/(($F3441-18)/100))))+((($B3441-18)/100)*$CA3455))*$CD3455,0)))","v":0},{"$f":"IF($B3441>$F3441,0,IF($C3441>$G3441,0,ROUND(((($F3441-$B3441)/100)*IF('DBH-Upgrade'!$K$6='DBH-Upgrade'!$K$8,$BZ3455,($BE3441/(($F3441-18)/100))))+((($B3441-18)/100)*$CA3455),0)))","v":0},{"v":1.5,"d":"1.500"},1.1,1.1,1.1,98,{"$f":"IF($B3441>$F3441,0,IF($C3441>$G3441,0,ROUND(((($F3441-$B3441)/100)*(IF('DBH-Upgrade'!$K$6='DBH-Upgrade'!$K$8,$BZ3455,($BE3441/(($F3441-18)/100))))*$CH3455)+((($B3441-18)/100)*$CA3455*$CE3455*$CG3455),0)))","v":0},{"$f":"IF($B3441>$F3441,0,IF($C3441>$G3441,0,ROUND(((($F3441-$B3441)/100)*(IF('DBH-Upgrade'!$K$6='DBH-Upgrade'!$K$8,$BZ3455,($BE3441/(($F3441-18)/100))))*$CH3455)+((($B3441-18)/100)*$CA3455*$CD3455*$CG3455),0)))","v":0},{"$f":"IF($B3441>$F3441,0,IF($C3441>$G3441,0,ROUND(((($F3441-$B3441)/100)*(IF('DBH-Upgrade'!$K$6='DBH-Upgrade'!$K$8,$BZ3455,($BE3441/(($F3441-18)/100))))*$CH3455)+((($B3441-18)/100)*$CA3455*$CG3455),0)))","v":0},5,0,0,0,{"v":5.1015586794524246E-4,"d":"0.00"},{"v":0,"d":"0.00"},{"v":0,"d":"0.00"},{"v":0,"d":"0.00"},3.969E-4,1.7346,4,0.000574288,{"$f":"IF($B3441>$F3441,0,IF($C3441>$G3441,0,ROUND((((($F3441-$B3441)/100)*IF('DBH-Upgrade'!$K$6='DBH-Upgrade'!$K$8,$CC3455,($BF3441/(($F3441-18)/100))))+((($B3441-18)/100)*$CB3455))*IF($E3441>50,IF($G3441=11,(1-(($E3441-50)*0.005)),IF($G3441=16,(1-(($E3441-50)*0.005)),IF($G3441=21,(1-(($E3441-50)*0.005)),1))),1)*$CE3455,0)))","v":0},{"$f":"IF($B3441>$F3441,0,IF($C3441>$G3441,0,ROUND((((($F3441-$B3441)/100)*IF('DBH-Upgrade'!$K$6='DBH-Upgrade'!$K$8,$CC3455,($BF3441/(($F3441-18)/100))))+((($B3441-18)/100)*$CB3455))*IF($E3441>50,IF($G3441=11,(1-(($E3441-50)*0.005)),IF($G3441=16,(1-(($E3441-50)*0.005)),IF($G3441=21,(1-(($E3441-50)*0.005)),1))),1)*$CD3455,0)))","v":0},{"$f":"IF($B3441>$F3441,0,IF($C3441>$G3441,0,ROUND((((($F3441-$B3441)/100)*IF('DBH-Upgrade'!$K$6='DBH-Upgrade'!$K$8,$CC3455,($BF3441/(($F3441-18)/100))))+((($B3441-18)/100)*$CB3455))*IF($E3441>50,IF($G3441=11,(1-(($E3441-50)*0.005)),IF($G3441=16,(1-(($E3441-50)*0.005)),IF($G3441=21,(1-(($E3441-50)*0.005)),1))),1),0)))","v":0},0.95,0.95,0.95,{"$f":"AK3441*POWER(CF_cool,AN3441)","v":0},{"$f":"AL3441*POWER(CF_cool,AO3441)","v":0},{"$f":"AM3441*POWER(CF_cool,AP3441)","v":0},0,0,0,{"v":0,"d":"0.00"},{"v":0,"d":"0.00"},{"v":0,"d":"0.00"},2.1,6,6.7,9,null,1794,null,{"v":0.68,"d":"68%"},null,null,0,11.8,13.7,21.85,null,1,1,1,0,0,0,null,0,0,0,1,2489,6098,791,92,0.7254135990953521,0.6774634004202911,null,0.1716349180255756,0.08064538055291112,0.8146200327725304,0.8146200327725304,null,0]
["3301801615",{"$f":"'DBH-Upgrade'!$K$8-$CL3449","v":60},15,3,30,180,16,16.5,0,26,30,46.4,{"v":1811.5200000000002,"d":"1812"},{"$f":"IF($B3449>$F3449,0,IF($C3449>$G3449,0,ROUND((((($F3449-$B3449)/100)*IF('DBH-Upgrade'!$K$6='DBH-Upgrade'!$K$8,$BZ3463,($BE3449/(($F3449-18)/100))))+((($B3449-18)/100)*$CA3463))*$CE3463,0)))","v":3860},{"$f":"IF($B3449>$F3449,0,IF($C3449>$G3449,0,ROUND((((($F3449-$B3449)/100)*IF('DBH-Upgrade'!$K$6='DBH-Upgrade'!$K$8,$BZ3463,($BE3449/(($F3449-18)/100))))+((($B3449-18)/100)*$CA3463))*$CD3463,0)))","v":4121},{"$f":"IF($B3449>$F3449,0,IF($C3449>$G3449,0,ROUND(((($F3449-$B3449)/100)*IF('DBH-Upgrade'!$K$6='DBH-Upgrade'!$K$8,$BZ3463,($BE3449/(($F3449-18)/100))))+((($B3449-18)/100)*$CA3463),0)))","v":5874},{"v":1.5,"d":"1.500"},1.1,1.1,1.1,146,{"$f":"IF($B3449>$F3449,0,IF($C3449>$G3449,0,ROUND(((($F3449-$B3449)/100)*(IF('DBH-Upgrade'!$K$6='DBH-Upgrade'!$K$8,$BZ3463,($BE3449/(($F3449-18)/100))))*$CH3463)+((($B3449-18)/100)*$CA3463*$CE3463*$CG3463),0)))","v":520},{"$f":"IF($B3449>$F3449,0,IF($C3449>$G3449,0,ROUND(((($F3449-$B3449)/100)*(IF('DBH-Upgrade'!$K$6='DBH-Upgrade'!$K$8,$BZ3463,($BE3449/(($F3449-18)/100))))*$CH3463)+((($B3449-18)/100)*$CA3463*$CD3463*$CG3463),0)))","v":534},{"$f":"IF($B3449>$F3449,0,IF($C3449>$G3449,0,ROUND(((($F3449-$B3449)/100)*(IF('DBH-Upgrade'!$K$6='DBH-Upgrade'!$K$8,$BZ3463,($BE3449/(($F3449-18)/100))))*$CH3463)+((($B3449-18)/100)*$CA3463*$CG3463),0)))","v":627},8,27,28,32,{"v":1.3610483911182657E-3,"d":"0.00"},{"v":0.01391964806069637,"d":"0.01"},{"v":0.014927194671699394,"d":"0.01"},{"v":0.019297018265535176,"d":"0.02"},0.0002083,1.724,4,1.392796E-3,{"$f":"IF($B3449>$F3449,0,IF($C3449>$G3449,0,ROUND((((($F3449-$B3449)/100)*IF('DBH-Upgrade'!$K$6='DBH-Upgrade'!$K$8,$CC3463,($BF3449/(($F3449-18)/100))))+((($B3449-18)/100)*$CB3463))*IF($E3449>50,IF($G3449=11,(1-(($E3449-50)*0.005)),IF($G3449=16,(1-(($E3449-50)*0.005)),IF($G3449=21,(1-(($E3449-50)*0.005)),1))),1)*$CE3463,0)))","v":259},{"$f":"IF($B3449>$F3449,0,IF($C3449>$G3449,0,ROUND((((($F3449-$B3449)/100)*IF('DBH-Upgrade'!$K$6='DBH-Upgrade'!$K$8,$CC3463,($BF3449/(($F3449-18)/100))))+((($B3449-18)/100)*$CB3463))*IF($E3449>50,IF($G3449=11,(1-(($E3449-50)*0.005)),IF($G3449=16,(1-(($E3449-50)*0.005)),IF($G3449=21,(1-(($E3449-50)*0.005)),1))),1)*$CD3463,0)))","v":277},{"$f":"IF($B3449>$F3449,0,IF($C3449>$G3449,0,ROUND((((($F3449-$B3449)/100)*IF('DBH-Upgrade'!$K$6='DBH-Upgrade'!$K$8,$CC3463,($BF3449/(($F3449-18)/100))))+((($B3449-18)/100)*$CB3463))*IF($E3449>50,IF($G3449=11,(1-(($E3449-50)*0.005)),IF($G3449=16,(1-(($E3449-50)*0.005)),IF($G3449=21,(1-(($E3449-50)*0.005)),1))),1),0)))","v":395},0.95,0.95,0.95,{"$f":"AK3449*POWER(CF_cool,AN3449)","v":205.95814787728477},{"$f":"AL3449*POWER(CF_cool,AO3449)","v":220.27184155215397},{"$f":"AM3449*POWER(CF_cool,AP3449)","v":314.10605564296327},44,47,68,{"v":0.035637115955918994,"d":"0.04"},{"v":0.040472778242166454,"d":"0.04"},{"v":0.08262589695757265,"d":"0.08"},3.6,6,6.7,9,null,2664,null,{"v":0.68,"d":"68%"},null,null,0,11.8,13.7,21.85,null,{"$f":"IF((237.3*LN(($AV$1*EXP(17.27*($AS$3/($AS$3+237.3))))))/(17.27-LN(($AV$1*EXP(17.27*($AS$3/($AS$3+237.3))))))<(($AS$1+$AS$2)/2),1,IF(1/(1+((2258*((0.622/((101325/(1*611*EXP(17.27*((($AS$1+$AS$2)/2)/((($AS$1+$AS$2)/2)+237.3))))))-1)*1000-(0.622/((101325/($AV$1*611*EXP(17.27*($AS$3/($AS$3+237.3))))))-1)*1000))/(1005*((($AS$1+$AS$2)/2)-$AS$3))))>1,1,1/(1+((2258*((0.622/((101325/(1*611*EXP(17.27*((($AT$1+$AT$2)/2)/((($AT$1+$AT$2)/2)+237.3))))))-1)*1000-(0.622/((101325/($AV$1*611*EXP(17.27*($AT$3/($AT$3+237.3))))))-1)*1000))/(1005*((($AT$1+$AT$2)/2)-$AT$3))))))","v":1},1,1,{"$f":"AQ3449/BO3449","v":205.95814787728477},220.27184155215397,314.10605564296327,null,0,0,0,1,{"$error":"#VALUE!"},0,0,{"$error":"#VALUE!"},0.7929231278982726,0.732117182845212,null,0.15781864009190116,0.08064538055291112,0.7952052041594007,0.7952052041594007,null,20]
["3302001615",{"$f":"'DBH-Upgrade'!$K$8-$CL3455","v":80},15,3,30,200,16,16.5,0,26,30,47.1,{"v":2012.8000000000002,"d":"2013"},{"$f":"IF($B3455>$F3455,0,IF($C3455>$G3455,0,ROUND((((($F3455-$B3455)/100)*IF('DBH-Upgrade'!$K$6='DBH-Upgrade'!$K$8,$BZ3469,($BE3455/(($F3455-18)/100))))+((($B3455-18)/100)*$CA3469))*$CE3469,0)))","v":4486},{"$f":"IF($B3455>$F3455,0,IF($C3455>$G3455,0,ROUND((((($F3455-$B3455)/100)*IF('DBH-Upgrade'!$K$6='DBH-Upgrade'!$K$8,$BZ3469,($BE3455/(($F3455-18)/100))))+((($B3455-18)/100)*$CA3469))*$CD3469,0)))","v":4727},{"$f":"IF($B3455>$F3455,0,IF($C3455>$G3455,0,ROUND(((($F3455-$B3455)/100)*IF('DBH-Upgrade'!$K$6='DBH-Upgrade'!$K$8,$BZ3469,($BE3455/(($F3455-18)/100))))+((($B3455-18)/100)*$CA3469),0)))","v":6821},{"v":1.5,"d":"1.500"},1.1,1.1,1.1,162,{"$f":"IF($B3455>$F3455,0,IF($C3455>$G3455,0,ROUND(((($F3455-$B3455)/100)*(IF('DBH-Upgrade'!$K$6='DBH-Upgrade'!$K$8,$BZ3469,($BE3455/(($F3455-18)/100))))*$CH3469)+((($B3455-18)/100)*$CA3469*$CE3469*$CG3469),0)))","v":618},{"$f":"IF($B3455>$F3455,0,IF($C3455>$G3455,0,ROUND(((($F3455-$B3455)/100)*(IF('DBH-Upgrade'!$K$6='DBH-Upgrade'!$K$8,$BZ3469,($BE3455/(($F3455-18)/100))))*$CH3469)+((($B3455-18)/100)*$CA3469*$CD3469*$CG3469),0)))","v":634},{"$f":"IF($B3455>$F3455,0,IF($C3455>$G3455,0,ROUND(((($F3455-$B3455)/100)*(IF('DBH-Upgrade'!$K$6='DBH-Upgrade'!$K$8,$BZ3469,($BE3455/(($F3455-18)/100))))*$CH3469)+((($B3455-18)/100)*$CA3469*$CG3469),0)))","v":777},8,32,33,40,{"v":0.001419923601253322,"d":"0.00"},{"v":0.01993953418900561,"d":"0.02"},{"v":0.021151601097172765,"d":"0.02"},{"v":0.03059905394177626,"d":"0.03"},0.0002083,1.724,4,1.392796E-3,{"$f":"IF($B3455>$F3455,0,IF($C3455>$G3455,0,ROUND((((($F3455-$B3455)/100)*IF('DBH-Upgrade'!$K$6='DBH-Upgrade'!$K$8,$CC3469,($BF3455/(($F3455-18)/100))))+((($B3455-18)/100)*$CB3469))*IF($E3455>50,IF($G3455=11,(1-(($E3455-50)*0.005)),IF($G3455=16,(1-(($E3455-50)*0.005)),IF($G3455=21,(1-(($E3455-50)*0.005)),1))),1)*$CE3469,0)))","v":355},{"$f":"IF($B3455>$F3455,0,IF($C3455>$G3455,0,ROUND((((($F3455-$B3455)/100)*IF('DBH-Upgrade'!$K$6='DBH-Upgrade'!$K$8,$CC3469,($BF3455/(($F3455-18)/100))))+((($B3455-18)/100)*$CB3469))*IF($E3455>50,IF($G3455=11,(1-(($E3455-50)*0.005)),IF($G3455=16,(1-(($E3455-50)*0.005)),IF($G3455=21,(1-(($E3455-50)*0.005)),1))),1)*$CD3469,0)))","v":374},{"$f":"IF($B3455>$F3455,0,IF($C3455>$G3455,0,ROUND((((($F3455-$B3455)/100)*IF('DBH-Upgrade'!$K$6='DBH-Upgrade'!$K$8,$CC3469,($BF3455/(($F3455-18)/100))))+((($B3455-18)/100)*$CB3469))*IF($E3455>50,IF($G3455=11,(1-(($E3455-50)*0.005)),IF($G3455=16,(1-(($E3455-50)*0.005)),IF($G3455=21,(1-(($E3455-50)*0.005)),1))),1),0)))","v":540},0.95,0.95,0.95,{"$f":"AK3455*POWER(CF_cool,AN3455)","v":282.2978474765872},{"$f":"AL3455*POWER(CF_cool,AO3455)","v":297.40674635561584},{"$f":"AM3455*POWER(CF_cool,AP3455)","v":429.4108102460764},61,64,92,{"v":0.06892209816760358,"d":"0.07"},{"v":0.07560528579357896,"d":"0.08"},{"v":0.15235189764705345,"d":"0.15"},{"v":4,"d":"4.0"},6,6.7,9,null,{"$f":"$BE815","v":2960},null,{"v":0.68,"d":"68%"},null,null,0,11.8,13.7,21.85,null,1,1,1,282.2978474765872,297.40674635561584,429.4108102460764,null,0,0,0,1,{"$error":"#VALUE!"},0,0,{"$error":"#VALUE!"},0.7840224333226739,0.7222362755803995,null,0.15781864009190116,0.08064538055291112,0.7952052041594007,0.7952052041594007,null,0]
["3302201615",{"$f":"'DBH-Upgrade'!$K$8-$CL3461","v":80},15,3,30,220,16,16.5,0,26,30,47.8,{"v":2214.0800000000004,"d":"2214"},{"$f":"IF($B3461>$F3461,0,IF($C3461>$G3461,0,ROUND((((($F3461-$B3461)/100)*IF('DBH-Upgrade'!$K$6='DBH-Upgrade'!$K$8,$BZ3475,($BE3461/(($F3461-18)/100))))+((($B3461-18)/100)*$CA3475))*$CE3475,0)))","v":4913},{"$f":"IF($B3461>$F3461,0,IF($C3461>$G3461,0,ROUND((((($F3461-$B3461)/100)*IF('DBH-Upgrade'!$K$6='DBH-Upgrade'!$K$8,$BZ3475,($BE3461/(($F3461-18)/100))))+((($B3461-18)/100)*$CA3475))*$CD3475,0)))","v":5118},{"$f":"IF($B3461>$F3461,0,IF($C3461>$G3461,0,ROUND(((($F3461-$B3461)/100)*IF('DBH-Upgrade'!$K$6='DBH-Upgrade'!$K$8,$BZ3475,($BE3461/(($F3461-18)/100))))+((($B3461-18)/100)*$CA3475),0)))","v":7469},{"v":1.5,"d":"1.500"},1.1,1.1,1.1,179,{"$f":"IF($B3461>$F3461,0,IF($C3461>$G3461,0,ROUND(((($F3461-$B3461)/100)*(IF('DBH-Upgrade'!$K$6='DBH-Upgrade'!$K$8,$BZ3475,($BE3461/(($F3461-18)/100))))*$CH3475)+((($B3461-18)/100)*$CA3475*$CE3475*$CG3475),0)))","v":670},{"$f":"IF($B3461>$F3461,0,IF($C3461>$G3461,0,ROUND(((($F3461-$B3461)/100)*(IF('DBH-Upgrade'!$K$6='DBH-Upgrade'!$K$8,$BZ3475,($BE3461/(($F3461-18)/100))))*$CH3475)+((($B3461-18)/100)*$CA3475*$CD3475*$CG3475),0)))","v":683},{"$f":"IF($B3461>$F3461,0,IF($C3461>$G3461,0,ROUND(((($F3461-$B3461)/100)*(IF('DBH-Upgrade'!$K$6='DBH-Upgrade'!$K$8,$BZ3475,($BE3461/(($F3461-18)/100))))*$CH3475)+((($B3461-18)/100)*$CA3475*$CG3475),0)))","v":829},9,35,35,43,{"v":1.8471038178974669E-3,"d":"0.00"},{"v":0.02442904933152548,"d":"0.02"},{"v":0.02442904933152548,"d":"0.02"},{"v":0.036230282334631624,"d":"0.04"},0.0002083,1.724,4,1.392796E-3,{"$f":"IF($B3461>$F3461,0,IF($C3461>$G3461,0,ROUND((((($F3461-$B3461)/100)*IF('DBH-Upgrade'!$K$6='DBH-Upgrade'!$K$8,$CC3475,($BF3461/(($F3461-18)/100))))+((($B3461-18)/100)*$CB3475))*IF($E3461>50,IF($G3461=11,(1-(($E3461-50)*0.005)),IF($G3461=16,(1-(($E3461-50)*0.005)),IF($G3461=21,(1-(($E3461-50)*0.005)),1))),1)*$CE3475,0)))","v":365},{"$f":"IF($B3461>$F3461,0,IF($C3461>$G3461,0,ROUND((((($F3461-$B3461)/100)*IF('DBH-Upgrade'!$K$6='DBH-Upgrade'!$K$8,$CC3475,($BF3461/(($F3461-18)/100))))+((($B3461-18)/100)*$CB3475))*IF($E3461>50,IF($G3461=11,(1-(($E3461-50)*0.005)),IF($G3461=16,(1-(($E3461-50)*0.005)),IF($G3461=21,(1-(($E3461-50)*0.005)),1))),1)*$CD3475,0)))","v":380},{"$f":"IF($B3461>$F3461,0,IF($C3461>$G3461,0,ROUND((((($F3461-$B3461)/100)*IF('DBH-Upgrade'!$K$6='DBH-Upgrade'!$K$8,$CC3475,($BF3461/(($F3461-18)/100))))+((($B3461-18)/100)*$CB3475))*IF($E3461>50,IF($G3461=11,(1-(($E3461-50)*0.005)),IF($G3461=16,(1-(($E3461-50)*0.005)),IF($G3461=21,(1-(($E3461-50)*0.005)),1))),1),0)))","v":555},0.95,0.95,0.95,{"$f":"AK3461*POWER(CF_cool,AN3461)","v":290.2498995181812},{"$f":"AL3461*POWER(CF_cool,AO3461)","v":302.17797758057225},{"$f":"AM3461*POWER(CF_cool,AP3461)","v":441.33888830846735},62,65,95,{"v":0.07312598496744621,"d":"0.07"},{"v":0.08007971004845714,"d":"0.08"},{"v":0.16629742253448832,"d":"0.17"},4.4,6,6.7,9,null,3256,null,{"v":0.68,"d":"68%"},null,null,0,11.8,13.7,21.85,null,1,1,1,290.2498995181812,302.17797758057225,441.33888830846735,null,0,0,0,1,{"$error":"#VALUE!"},0,0,{"$error":"#VALUE!"},0.7840224333226739,0.7222362755803995,null,0.15781864009190116,0.08064538055291112,0.7952052041594007,0.7952052041594007,null,0]
["3302402115",{"$f":"'DBH-Upgrade'!$K$8-$CL3469","v":80},15,3,30,240,21,21.5,0,26,30,48.1,3740,{"$f":"IF($B3469>$F3469,0,IF($C3469>$G3469,0,ROUND((((($F3469-$B3469)/100)*IF('DBH-Upgrade'!$K$6='DBH-Upgrade'!$K$8,$BZ3483,($BE3469/(($F3469-18)/100))))+((($B3469-18)/100)*$CA3483))*$CE3483,0)))","v":5108},{"$f":"IF($B3469>$F3469,0,IF($C3469>$G3469,0,ROUND((((($F3469-$B3469)/100)*IF('DBH-Upgrade'!$K$6='DBH-Upgrade'!$K$8,$BZ3483,($BE3469/(($F3469-18)/100))))+((($B3469-18)/100)*$CA3483))*$CD3483,0)))","v":5294},{"$f":"IF($B3469>$F3469,0,IF($C3469>$G3469,0,ROUND(((($F3469-$B3469)/100)*IF('DBH-Upgrade'!$K$6='DBH-Upgrade'!$K$8,$BZ3483,($BE3469/(($F3469-18)/100))))+((($B3469-18)/100)*$CA3483),0)))","v":7763},{"v":1.5,"d":"1.500"},1.05,1.05,1.05,302,{"$f":"IF($B3469>$F3469,0,IF($C3469>$G3469,0,ROUND(((($F3469-$B3469)/100)*(IF('DBH-Upgrade'!$K$6='DBH-Upgrade'!$K$8,$BZ3483,($BE3469/(($F3469-18)/100))))*$CH3483)+((($B3469-18)/100)*$CA3483*$CE3483*$CG3483),0)))","v":748},{"$f":"IF($B3469>$F3469,0,IF($C3469>$G3469,0,ROUND(((($F3469-$B3469)/100)*(IF('DBH-Upgrade'!$K$6='DBH-Upgrade'!$K$8,$BZ3483,($BE3469/(($F3469-18)/100))))*$CH3483)+((($B3469-18)/100)*$CA3483*$CD3483*$CG3483),0)))","v":764},{"$f":"IF($B3469>$F3469,0,IF($C3469>$G3469,0,ROUND(((($F3469-$B3469)/100)*(IF('DBH-Upgrade'!$K$6='DBH-Upgrade'!$K$8,$BZ3483,($BE3469/(($F3469-18)/100))))*$CH3483)+((($B3469-18)/100)*$CA3483*$CG3483),0)))","v":970},16,39,39,50,{"v":2.626161528548335E-3,"d":"0.00"},{"v":0.013860842270016696,"d":"0.01"},{"v":0.013860842270016696,"d":"0.01"},{"v":0.022102490421171864,"d":"0.02"},0.0001276,1.7219,4,0.000514201,{"$f":"IF($B3469>$F3469,0,IF($C3469>$G3469,0,ROUND((((($F3469-$B3469)/100)*IF('DBH-Upgrade'!$K$6='DBH-Upgrade'!$K$8,$CC3483,($BF3469/(($F3469-18)/100))))+((($B3469-18)/100)*$CB3483))*IF($E3469>50,IF($G3469=11,(1-(($E3469-50)*0.005)),IF($G3469=16,(1-(($E3469-50)*0.005)),IF($G3469=21,(1-(($E3469-50)*0.005)),1))),1)*$CE3483,0)))","v":420},{"$f":"IF($B3469>$F3469,0,IF($C3469>$G3469,0,ROUND((((($F3469-$B3469)/100)*IF('DBH-Upgrade'!$K$6='DBH-Upgrade'!$K$8,$CC3483,($BF3469/(($F3469-18)/100))))+((($B3469-18)/100)*$CB3483))*IF($E3469>50,IF($G3469=11,(1-(($E3469-50)*0.005)),IF($G3469=16,(1-(($E3469-50)*0.005)),IF($G3469=21,(1-(($E3469-50)*0.005)),1))),1)*$CD3483,0)))","v":435},{"$f":"IF($B3469>$F3469,0,IF($C3469>$G3469,0,ROUND((((($F3469-$B3469)/100)*IF('DBH-Upgrade'!$K$6='DBH-Upgrade'!$K$8,$CC3483,($BF3469/(($F3469-18)/100))))+((($B3469-18)/100)*$CB3483))*IF($E3469>50,IF($G3469=11,(1-(($E3469-50)*0.005)),IF($G3469=16,(1-(($E3469-50)*0.005)),IF($G3469=21,(1-(($E3469-50)*0.005)),1))),1),0)))","v":638},0.85,0.85,0.85,{"$f":"AK3469*POWER(CF_cool,AN3469)","v":342.1404137644628},{"$f":"AL3469*POWER(CF_cool,AO3469)","v":354.3597142560507},{"$f":"AM3469*POWER(CF_cool,AP3469)","v":519.7275809088744},74,76,112,{"v":0.0462628438396279,"d":"0.05"},{"v":0.04865183371871696,"d":"0.05"},{"v":0.10132006492416286,"d":"0.10"},6.4,6,6.7,9,null,4675,null,{"v":0.8,"d":"80%"},null,null,0,11.8,13.7,21.85,null,1,1,1,342.1404137644628,354.3597142560507,519.7275809088744,null,0,0,0,1,3238,4735,725,75,0.6929174768045717,0.6576204296006558,null,0.15781864009190116,0.08064538055291112,0.7952052041594007,0.7952052041594007,null,0]
["3302602015",{"$f":"'DBH-Upgrade'!$K$8-$CL3474","v":60},15,3,30,260,20,21.5,0,26,30,48.1,{"v":3964.8,"d":"3965"},{"$f":"IF($B3474>$F3474,0,IF($C3474>$G3474,0,ROUND((((($F3474-$B3474)/100)*IF('DBH-Upgrade'!$K$6='DBH-Upgrade'!$K$8,$BZ3488,($BE3474/(($F3474-18)/100))))+((($B3474-18)/100)*$CA3488))*$CE3488,0)))","v":4285},{"$f":"IF($B3474>$F3474,0,IF($C3474>$G3474,0,ROUND((((($F3474-$B3474)/100)*IF('DBH-Upgrade'!$K$6='DBH-Upgrade'!$K$8,$BZ3488,($BE3474/(($F3474-18)/100))))+((($B3474-18)/100)*$CA3488))*$CD3488,0)))","v":4727},{"$f":"IF($B3474>$F3474,0,IF($C3474>$G3474,0,ROUND(((($F3474-$B3474)/100)*IF('DBH-Upgrade'!$K$6='DBH-Upgrade'!$K$8,$BZ3488,($BE3474/(($F3474-18)/100))))+((($B3474-18)/100)*$CA3488),0)))","v":6302},{"v":1.5,"d":"1.500"},1.08,1.08,1.08,320,{"$f":"IF($B3474>$F3474,0,IF($C3474>$G3474,0,ROUND(((($F3474-$B3474)/100)*(IF('DBH-Upgrade'!$K$6='DBH-Upgrade'!$K$8,$BZ3488,($BE3474/(($F3474-18)/100))))*$CH3488)+((($B3474-18)/100)*$CA3488*$CE3488*$CG3488),0)))","v":560},{"$f":"IF($B3474>$F3474,0,IF($C3474>$G3474,0,ROUND(((($F3474-$B3474)/100)*(IF('DBH-Upgrade'!$K$6='DBH-Upgrade'!$K$8,$BZ3488,($BE3474/(($F3474-18)/100))))*$CH3488)+((($B3474-18)/100)*$CA3488*$CD3488*$CG3488),0)))","v":579},{"$f":"IF($B3474>$F3474,0,IF($C3474>$G3474,0,ROUND(((($F3474-$B3474)/100)*(IF('DBH-Upgrade'!$K$6='DBH-Upgrade'!$K$8,$BZ3488,($BE3474/(($F3474-18)/100))))*$CH3488)+((($B3474-18)/100)*$CA3488*$CG3488),0)))","v":649},17,29,30,33,{"v":1.8739565484321194E-3,"d":"0.00"},{"v":5.129014057324458E-3,"d":"0.01"},{"v":0.005468502149459495,"d":"0.01"},{"v":0.00654894019117584,"d":"0.01"},0.0001276,1.7219,2,3.76611E-4,{"$f":"IF($B3474>$F3474,0,IF($C3474>$G3474,0,ROUND((((($F3474-$B3474)/100)*IF('DBH-Upgrade'!$K$6='DBH-Upgrade'!$K$8,$CC3488,($BF3474/(($F3474-18)/100))))+((($B3474-18)/100)*$CB3488))*IF($E3474>50,IF($G3474=11,(1-(($E3474-50)*0.005)),IF($G3474=16,(1-(($E3474-50)*0.005)),IF($G3474=21,(1-(($E3474-50)*0.005)),1))),1)*$CE3488,0)))","v":249},{"$f":"IF($B3474>$F3474,0,IF($C3474>$G3474,0,ROUND((((($F3474-$B3474)/100)*IF('DBH-Upgrade'!$K$6='DBH-Upgrade'!$K$8,$CC3488,($BF3474/(($F3474-18)/100))))+((($B3474-18)/100)*$CB3488))*IF($E3474>50,IF($G3474=11,(1-(($E3474-50)*0.005)),IF($G3474=16,(1-(($E3474-50)*0.005)),IF($G3474=21,(1-(($E3474-50)*0.005)),1))),1)*$CD3488,0)))","v":275},{"$f":"IF($B3474>$F3474,0,IF($C3474>$G3474,0,ROUND((((($F3474-$B3474)/100)*IF('DBH-Upgrade'!$K$6='DBH-Upgrade'!$K$8,$CC3488,($BF3474/(($F3474-18)/100))))+((($B3474-18)/100)*$CB3488))*IF($E3474>50,IF($G3474=11,(1-(($E3474-50)*0.005)),IF($G3474=16,(1-(($E3474-50)*0.005)),IF($G3474=21,(1-(($E3474-50)*0.005)),1))),1),0)))","v":367},0.95,0.95,0.95,{"$f":"AK3474*POWER(CF_cool,AN3474)","v":198.00609583569076},{"$f":"AL3474*POWER(CF_cool,AO3474)","v":218.68143114383517},{"$f":"AM3474*POWER(CF_cool,AP3474)","v":291.8403099265},43,47,63,{"v":0.010814556477463601,"d":"0.01"},{"v":0.012803672568722465,"d":"0.01"},{"v":0.0223510220613168,"d":"0.02"},3.5,6,6.7,9,null,4956,null,{"v":0.8,"d":"80%"},null,null,0,11.8,13.7,21.85,null,1,1,1,198.00609583569076,218.68143114383517,291.8403099265,null,0,0,0,1,1615,3238,442,63,0.6852107186854955,0.6578068517992561,null,0.16320641939358696,0.08064538055291112,0.783779121140337,0.783779121140337,null,20]
["3303002015",{"$f":"'DBH-Upgrade'!$K$8-$CL3486","v":60},15,3,30,300,20,21.5,0,26,30,48.9,{"v":4574.400000000001,"d":"4574"},{"$f":"IF($B3486>$F3486,0,IF($C3486>$G3486,0,ROUND((((($F3486-$B3486)/100)*IF('DBH-Upgrade'!$K$6='DBH-Upgrade'!$K$8,$BZ3500,($BE3486/(($F3486-18)/100))))+((($B3486-18)/100)*$CA3500))*$CE3500,0)))","v":4910},{"$f":"IF($B3486>$F3486,0,IF($C3486>$G3486,0,ROUND((((($F3486-$B3486)/100)*IF('DBH-Upgrade'!$K$6='DBH-Upgrade'!$K$8,$BZ3500,($BE3486/(($F3486-18)/100))))+((($B3486-18)/100)*$CA3500))*$CD3500,0)))","v":5422},{"$f":"IF($B3486>$F3486,0,IF($C3486>$G3486,0,ROUND(((($F3486-$B3486)/100)*IF('DBH-Upgrade'!$K$6='DBH-Upgrade'!$K$8,$BZ3500,($BE3486/(($F3486-18)/100))))+((($B3486-18)/100)*$CA3500),0)))","v":7221},{"v":1.5,"d":"1.500"},1.08,1.08,1.08,369,{"$f":"IF($B3486>$F3486,0,IF($C3486>$G3486,0,ROUND(((($F3486-$B3486)/100)*(IF('DBH-Upgrade'!$K$6='DBH-Upgrade'!$K$8,$BZ3500,($BE3486/(($F3486-18)/100))))*$CH3500)+((($B3486-18)/100)*$CA3500*$CE3500*$CG3500),0)))","v":634},{"$f":"IF($B3486>$F3486,0,IF($C3486>$G3486,0,ROUND(((($F3486-$B3486)/100)*(IF('DBH-Upgrade'!$K$6='DBH-Upgrade'!$K$8,$BZ3500,($BE3486/(($F3486-18)/100))))*$CH3500)+((($B3486-18)/100)*$CA3500*$CD3500*$CG3500),0)))","v":654},{"$f":"IF($B3486>$F3486,0,IF($C3486>$G3486,0,ROUND(((($F3486-$B3486)/100)*(IF('DBH-Upgrade'!$K$6='DBH-Upgrade'!$K$8,$BZ3500,($BE3486/(($F3486-18)/100))))*$CH3500)+((($B3486-18)/100)*$CA3500*$CG3500),0)))","v":723},19,33,34,37,{"v":2.4693490263367913E-3,"d":"0.00"},{"v":0.006960938933354317,"d":"0.01"},{"v":0.007363388758921643,"d":"0.01"},{"v":0.008634902256143004,"d":"0.01"},0.0001276,1.7219,2,3.76611E-4,{"$f":"IF($B3486>$F3486,0,IF($C3486>$G3486,0,ROUND((((($F3486-$B3486)/100)*IF('DBH-Upgrade'!$K$6='DBH-Upgrade'!$K$8,$CC3500,($BF3486/(($F3486-18)/100))))+((($B3486-18)/100)*$CB3500))*IF($E3486>50,IF($G3486=11,(1-(($E3486-50)*0.005)),IF($G3486=16,(1-(($E3486-50)*0.005)),IF($G3486=21,(1-(($E3486-50)*0.005)),1))),1)*$CE3500,0)))","v":271},{"$f":"IF($B3486>$F3486,0,IF($C3486>$G3486,0,ROUND((((($F3486-$B3486)/100)*IF('DBH-Upgrade'!$K$6='DBH-Upgrade'!$K$8,$CC3500,($BF3486/(($F3486-18)/100))))+((($B3486-18)/100)*$CB3500))*IF($E3486>50,IF($G3486=11,(1-(($E3486-50)*0.005)),IF($G3486=16,(1-(($E3486-50)*0.005)),IF($G3486=21,(1-(($E3486-50)*0.005)),1))),1)*$CD3500,0)))","v":299},{"$f":"IF($B3486>$F3486,0,IF($C3486>$G3486,0,ROUND((((($F3486-$B3486)/100)*IF('DBH-Upgrade'!$K$6='DBH-Upgrade'!$K$8,$CC3500,($BF3486/(($F3486-18)/100))))+((($B3486-18)/100)*$CB3500))*IF($E3486>50,IF($G3486=11,(1-(($E3486-50)*0.005)),IF($G3486=16,(1-(($E3486-50)*0.005)),IF($G3486=21,(1-(($E3486-50)*0.005)),1))),1),0)))","v":398},0.95,0.95,0.95,{"$f":"AK3486*POWER(CF_cool,AN3486)","v":215.5006103271976},{"$f":"AL3486*POWER(CF_cool,AO3486)","v":237.7663560436608},{"$f":"AM3486*POWER(CF_cool,AP3486)","v":316.4916712554415},46,51,68,{"v":0.013021265990141228,"d":"0.01"},{"v":0.015824605470135374,"d":"0.02"},{"v":0.027281759651992487,"d":"0.03"},{"v":4,"d":"4.0"},6,6.7,9,null,5718,null,{"v":0.8,"d":"80%"},null,null,0,11.8,13.7,21.85,null,1,1,1,215.5006103271976,237.7663560436608,316.4916712554415,null,0,0,0,1,1615,3238,442,63,0.681904493845304,0.6579686139337618,null,0.16320641939358696,0.08064538055291112,0.783779121140337,0.783779121140337,null,20]
["340601115",{"$f":"'DBH-Upgrade'!$K$8-$CL3489","v":80},15,3,40,60,11,11.5,0,26,30,41.1,{"v":515.44,"d":"515"},{"$f":"IF($B3489>$F3489,0,IF($C3489>$G3489,0,ROUND((((($F3489-$B3489)/100)*IF('DBH-Upgrade'!$K$6='DBH-Upgrade'!$K$8,$BZ3503,($BE3489/(($F3489-18)/100))))+((($B3489-18)/100)*$CA3503))*$CE3503,0)))","v":0},{"$f":"IF($B3489>$F3489,0,IF($C3489>$G3489,0,ROUND((((($F3489-$B3489)/100)*IF('DBH-Upgrade'!$K$6='DBH-Upgrade'!$K$8,$BZ3503,($BE3489/(($F3489-18)/100))))+((($B3489-18)/100)*$CA3503))*$CD3503,0)))","v":0},{"$f":"IF($B3489>$F3489,0,IF($C3489>$G3489,0,ROUND(((($F3489-$B3489)/100)*IF('DBH-Upgrade'!$K$6='DBH-Upgrade'!$K$8,$BZ3503,($BE3489/(($F3489-18)/100))))+((($B3489-18)/100)*$CA3503),0)))","v":0},{"v":1.5,"d":"1.500"},1.1,1.1,1.1,42,{"$f":"IF($B3489>$F3489,0,IF($C3489>$G3489,0,ROUND(((($F3489-$B3489)/100)*(IF('DBH-Upgrade'!$K$6='DBH-Upgrade'!$K$8,$BZ3503,($BE3489/(($F3489-18)/100))))*$CH3503)+((($B3489-18)/100)*$CA3503*$CE3503*$CG3503),0)))","v":0},{"$f":"IF($B3489>$F3489,0,IF($C3489>$G3489,0,ROUND(((($F3489-$B3489)/100)*(IF('DBH-Upgrade'!$K$6='DBH-Upgrade'!$K$8,$BZ3503,($BE3489/(($F3489-18)/100))))*$CH3503)+((($B3489-18)/100)*$CA3503*$CD3503*$CG3503),0)))","v":0},{"$f":"IF($B3489>$F3489,0,IF($C3489>$G3489,0,ROUND(((($F3489-$B3489)/100)*(IF('DBH-Upgrade'!$K$6='DBH-Upgrade'!$K$8,$BZ3503,($BE3489/(($F3489-18)/100))))*$CH3503)+((($B3489-18)/100)*$CA3503*$CG3503),0)))","v":0},2,0,0,0,{"v":4.6122233773427391E-5,"d":"0.00"},{"v":0,"d":"0.00"},{"v":0,"d":"0.00"},{"v":0,"d":"0.00"},3.969E-4,1.7346,4,0.000574288,{"$f":"IF($B3489>$F3489,0,IF($C3489>$G3489,0,ROUND((((($F3489-$B3489)/100)*IF('DBH-Upgrade'!$K$6='DBH-Upgrade'!$K$8,$CC3503,($BF3489/(($F3489-18)/100))))+((($B3489-18)/100)*$CB3503))*IF($E3489>50,IF($G3489=11,(1-(($E3489-50)*0.005)),IF($G3489=16,(1-(($E3489-50)*0.005)),IF($G3489=21,(1-(($E3489-50)*0.005)),1))),1)*$CE3503,0)))","v":0},{"$f":"IF($B3489>$F3489,0,IF($C3489>$G3489,0,ROUND((((($F3489-$B3489)/100)*IF('DBH-Upgrade'!$K$6='DBH-Upgrade'!$K$8,$CC3503,($BF3489/(($F3489-18)/100))))+((($B3489-18)/100)*$CB3503))*IF($E3489>50,IF($G3489=11,(1-(($E3489-50)*0.005)),IF($G3489=16,(1-(($E3489-50)*0.005)),IF($G3489=21,(1-(($E3489-50)*0.005)),1))),1)*$CD3503,0)))","v":0},{"$f":"IF($B3489>$F3489,0,IF($C3489>$G3489,0,ROUND((((($F3489-$B3489)/100)*IF('DBH-Upgrade'!$K$6='DBH-Upgrade'!$K$8,$CC3503,($BF3489/(($F3489-18)/100))))+((($B3489-18)/100)*$CB3503))*IF($E3489>50,IF($G3489=11,(1-(($E3489-50)*0.005)),IF($G3489=16,(1-(($E3489-50)*0.005)),IF($G3489=21,(1-(($E3489-50)*0.005)),1))),1),0)))","v":0},0.95,0.95,0.95,{"$f":"AK3489*POWER(CF_cool,AN3489)","v":0},{"$f":"AL3489*POWER(CF_cool,AO3489)","v":0},{"$f":"AM3489*POWER(CF_cool,AP3489)","v":0},0,0,0,{"v":0,"d":"0.00"},{"v":0,"d":"0.00"},{"v":0,"d":"0.00"},0.8,"DBH-unit is te lang!","DBH-unit is te lang!","DBH-unit is te lang!",null,758,null,{"v":0.68,"d":"68%"},null,null,0,"DBH-unit is te lang!","DBH-unit is te lang!","DBH-unit is te lang!",null,1,1,1,0,0,0,null,0,0,0,1,2489,6098,791,92,0.681904493845304,0.6579686139337618,null,0.1716349180255756,0.08064538055291112,0.8146200327725304,0.8146200327725304,null,0]
["340701015",{"$f":"'DBH-Upgrade'!$K$8-$CL3494","v":80},15,3,40,70,10,11.5,0,26,30,41.1,{"v":606.6,"d":"607"},{"$f":"IF($B3494>$F3494,0,IF($C3494>$G3494,0,ROUND((((($F3494-$B3494)/100)*IF('DBH-Upgrade'!$K$6='DBH-Upgrade'!$K$8,$BZ3508,($BE3494/(($F3494-18)/100))))+((($B3494-18)/100)*$CA3508))*$CE3508,0)))","v":0},{"$f":"IF($B3494>$F3494,0,IF($C3494>$G3494,0,ROUND((((($F3494-$B3494)/100)*IF('DBH-Upgrade'!$K$6='DBH-Upgrade'!$K$8,$BZ3508,($BE3494/(($F3494-18)/100))))+((($B3494-18)/100)*$CA3508))*$CD3508,0)))","v":0},{"$f":"IF($B3494>$F3494,0,IF($C3494>$G3494,0,ROUND(((($F3494-$B3494)/100)*IF('DBH-Upgrade'!$K$6='DBH-Upgrade'!$K$8,$BZ3508,($BE3494/(($F3494-18)/100))))+((($B3494-18)/100)*$CA3508),0)))","v":0},{"v":1.5,"d":"1.500"},1.08,1.08,1.08,49,{"$f":"IF($B3494>$F3494,0,IF($C3494>$G3494,0,ROUND(((($F3494-$B3494)/100)*(IF('DBH-Upgrade'!$K$6='DBH-Upgrade'!$K$8,$BZ3508,($BE3494/(($F3494-18)/100))))*$CH3508)+((($B3494-18)/100)*$CA3508*$CE3508*$CG3508),0)))","v":0},{"$f":"IF($B3494>$F3494,0,IF($C3494>$G3494,0,ROUND(((($F3494-$B3494)/100)*(IF('DBH-Upgrade'!$K$6='DBH-Upgrade'!$K$8,$BZ3508,($BE3494/(($F3494-18)/100))))*$CH3508)+((($B3494-18)/100)*$CA3508*$CD3508*$CG3508),0)))","v":0},{"$f":"IF($B3494>$F3494,0,IF($C3494>$G3494,0,ROUND(((($F3494-$B3494)/100)*(IF('DBH-Upgrade'!$K$6='DBH-Upgrade'!$K$8,$BZ3508,($BE3494/(($F3494-18)/100))))*$CH3508)+((($B3494-18)/100)*$CA3508*$CG3508),0)))","v":0},3,0,0,0,{"v":6.1482154071757907E-5,"d":"0.00"},{"v":0,"d":"0.00"},{"v":0,"d":"0.00"},{"v":0,"d":"0.00"},3.969E-4,1.7346,2,0.000367347,{"$f":"IF($B3494>$F3494,0,IF($C3494>$G3494,0,ROUND((((($F3494-$B3494)/100)*IF('DBH-Upgrade'!$K$6='DBH-Upgrade'!$K$8,$CC3508,($BF3494/(($F3494-18)/100))))+((($B3494-18)/100)*$CB3508))*IF($E3494>50,IF($G3494=11,(1-(($E3494-50)*0.005)),IF($G3494=16,(1-(($E3494-50)*0.005)),IF($G3494=21,(1-(($E3494-50)*0.005)),1))),1)*$CE3508,0)))","v":0},{"$f":"IF($B3494>$F3494,0,IF($C3494>$G3494,0,ROUND((((($F3494-$B3494)/100)*IF('DBH-Upgrade'!$K$6='DBH-Upgrade'!$K$8,$CC3508,($BF3494/(($F3494-18)/100))))+((($B3494-18)/100)*$CB3508))*IF($E3494>50,IF($G3494=11,(1-(($E3494-50)*0.005)),IF($G3494=16,(1-(($E3494-50)*0.005)),IF($G3494=21,(1-(($E3494-50)*0.005)),1))),1)*$CD3508,0)))","v":0},{"$f":"IF($B3494>$F3494,0,IF($C3494>$G3494,0,ROUND((((($F3494-$B3494)/100)*IF('DBH-Upgrade'!$K$6='DBH-Upgrade'!$K$8,$CC3508,($BF3494/(($F3494-18)/100))))+((($B3494-18)/100)*$CB3508))*IF($E3494>50,IF($G3494=11,(1-(($E3494-50)*0.005)),IF($G3494=16,(1-(($E3494-50)*0.005)),IF($G3494=21,(1-(($E3494-50)*0.005)),1))),1),0)))","v":0},0.98,0.98,0.98,{"$f":"AK3494*POWER(CF_cool,AN3494)","v":0},{"$f":"AL3494*POWER(CF_cool,AO3494)","v":0},{"$f":"AM3494*POWER(CF_cool,AP3494)","v":0},0,0,0,{"v":0,"d":"0.00"},{"v":0,"d":"0.00"},{"v":0,"d":"0.00"},0.5,"DBH-unit is te lang!","DBH-unit is te lang!","DBH-unit is te lang!",null,674,null,{"v":0.9,"d":"90%"},null,null,0,"DBH-unit is te lang!","DBH-unit is te lang!","DBH-unit is te lang!",null,1,1,1,0,0,0,null,0,0,0,1,2298,4062,502,78,0.7507794609544182,0.68,null,0.16320641939358696,0.08064538055291112,0.7952052041594007,0.7952052041594007,null,0]
["340801115",{"$f":"'DBH-Upgrade'!$K$8-$CL3501","v":80},15,3,40,80,11,11.5,0,26,30,42.4,{"v":687.48,"d":"687"},{"$f":"IF($B3501>$F3501,0,IF($C3501>$G3501,0,ROUND((((($F3501-$B3501)/100)*IF('DBH-Upgrade'!$K$6='DBH-Upgrade'!$K$8,$BZ3515,($BE3501/(($F3501-18)/100))))+((($B3501-18)/100)*$CA3515))*$CE3515,0)))","v":0},{"$f":"IF($B3501>$F3501,0,IF($C3501>$G3501,0,ROUND((((($F3501-$B3501)/100)*IF('DBH-Upgrade'!$K$6='DBH-Upgrade'!$K$8,$BZ3515,($BE3501/(($F3501-18)/100))))+((($B3501-18)/100)*$CA3515))*$CD3515,0)))","v":0},{"$f":"IF($B3501>$F3501,0,IF($C3501>$G3501,0,ROUND(((($F3501-$B3501)/100)*IF('DBH-Upgrade'!$K$6='DBH-Upgrade'!$K$8,$BZ3515,($BE3501/(($F3501-18)/100))))+((($B3501-18)/100)*$CA3515),0)))","v":0},{"v":1.5,"d":"1.500"},1.1,1.1,1.1,55,{"$f":"IF($B3501>$F3501,0,IF($C3501>$G3501,0,ROUND(((($F3501-$B3501)/100)*(IF('DBH-Upgrade'!$K$6='DBH-Upgrade'!$K$8,$BZ3515,($BE3501/(($F3501-18)/100))))*$CH3515)+((($B3501-18)/100)*$CA3515*$CE3515*$CG3515),0)))","v":0},{"$f":"IF($B3501>$F3501,0,IF($C3501>$G3501,0,ROUND(((($F3501-$B3501)/100)*(IF('DBH-Upgrade'!$K$6='DBH-Upgrade'!$K$8,$BZ3515,($BE3501/(($F3501-18)/100))))*$CH3515)+((($B3501-18)/100)*$CA3515*$CD3515*$CG3515),0)))","v":0},{"$f":"IF($B3501>$F3501,0,IF($C3501>$G3501,0,ROUND(((($F3501-$B3501)/100)*(IF('DBH-Upgrade'!$K$6='DBH-Upgrade'!$K$8,$BZ3515,($BE3501/(($F3501-18)/100))))*$CH3515)+((($B3501-18)/100)*$CA3515*$CG3515),0)))","v":0},3,0,0,0,{"v":1.1927770350170207E-4,"d":"0.00"},{"v":0,"d":"0.00"},{"v":0,"d":"0.00"},{"v":0,"d":"0.00"},3.969E-4,1.7346,4,0.000574288,{"$f":"IF($B3501>$F3501,0,IF($C3501>$G3501,0,ROUND((((($F3501-$B3501)/100)*IF('DBH-Upgrade'!$K$6='DBH-Upgrade'!$K$8,$CC3515,($BF3501/(($F3501-18)/100))))+((($B3501-18)/100)*$CB3515))*IF($E3501>50,IF($G3501=11,(1-(($E3501-50)*0.005)),IF($G3501=16,(1-(($E3501-50)*0.005)),IF($G3501=21,(1-(($E3501-50)*0.005)),1))),1)*$CE3515,0)))","v":0},{"$f":"IF($B3501>$F3501,0,IF($C3501>$G3501,0,ROUND((((($F3501-$B3501)/100)*IF('DBH-Upgrade'!$K$6='DBH-Upgrade'!$K$8,$CC3515,($BF3501/(($F3501-18)/100))))+((($B3501-18)/100)*$CB3515))*IF($E3501>50,IF($G3501=11,(1-(($E3501-50)*0.005)),IF($G3501=16,(1-(($E3501-50)*0.005)),IF($G3501=21,(1-(($E3501-50)*0.005)),1))),1)*$CD3515,0)))","v":0},{"$f":"IF($B3501>$F3501,0,IF($C3501>$G3501,0,ROUND((((($F3501-$B3501)/100)*IF('DBH-Upgrade'!$K$6='DBH-Upgrade'!$K$8,$CC3515,($BF3501/(($F3501-18)/100))))+((($B3501-18)/100)*$CB3515))*IF($E3501>50,IF($G3501=11,(1-(($E3501-50)*0.005)),IF($G3501=16,(1-(($E3501-50)*0.005)),IF($G3501=21,(1-(($E3501-50)*0.005)),1))),1),0)))","v":0},0.95,0.95,0.95,{"$f":"AK3501*POWER(CF_cool,AN3501)","v":0},{"$f":"AL3501*POWER(CF_cool,AO3501)","v":0},{"$f":"AM3501*POWER(CF_cool,AP3501)","v":0},0,0,0,{"v":0,"d":"0.00"},{"v":0,"d":"0.00"},{"v":0,"d":"0.00"},1.1,6,6.7,9,null,1011,null,{"v":0.68,"d":"68%"},null,null,0,11.8,13.7,21.85,null,1,1,1,0,0,0,null,0,0,0,1,2489,6098,791,92,0.6729424377054166,0.6582099452827469,null,0.1716349180255756,0.08064538055291112,0.8146200327725304,0.8146200327725304,null,0]
["3401001115",{"$f":"'DBH-Upgrade'!$K$8-$CL3513","v":80},15,3,40,100,11,11.5,0,26,30,44.1,{"v":859.5200000000001,"d":"860"},{"$f":"IF($B3513>$F3513,0,IF($C3513>$G3513,0,ROUND((((($F3513-$B3513)/100)*IF('DBH-Upgrade'!$K$6='DBH-Upgrade'!$K$8,$BZ3527,($BE3513/(($F3513-18)/100))))+((($B3513-18)/100)*$CA3527))*$CE3527,0)))","v":0},{"$f":"IF($B3513>$F3513,0,IF($C3513>$G3513,0,ROUND((((($F3513-$B3513)/100)*IF('DBH-Upgrade'!$K$6='DBH-Upgrade'!$K$8,$BZ3527,($BE3513/(($F3513-18)/100))))+((($B3513-18)/100)*$CA3527))*$CD3527,0)))","v":0},{"$f":"IF($B3513>$F3513,0,IF($C3513>$G3513,0,ROUND(((($F3513-$B3513)/100)*IF('DBH-Upgrade'!$K$6='DBH-Upgrade'!$K$8,$BZ3527,($BE3513/(($F3513-18)/100))))+((($B3513-18)/100)*$CA3527),0)))","v":0},{"v":1.5,"d":"1.500"},1.1,1.1,1.1,69,{"$f":"IF($B3513>$F3513,0,IF($C3513>$G3513,0,ROUND(((($F3513-$B3513)/100)*(IF('DBH-Upgrade'!$K$6='DBH-Upgrade'!$K$8,$BZ3527,($BE3513/(($F3513-18)/100))))*$CH3527)+((($B3513-18)/100)*$CA3527*$CE3527*$CG3527),0)))","v":0},{"$f":"IF($B3513>$F3513,0,IF($C3513>$G3513,0,ROUND(((($F3513-$B3513)/100)*(IF('DBH-Upgrade'!$K$6='DBH-Upgrade'!$K$8,$BZ3527,($BE3513/(($F3513-18)/100))))*$CH3527)+((($B3513-18)/100)*$CA3527*$CD3527*$CG3527),0)))","v":0},{"$f":"IF($B3513>$F3513,0,IF($C3513>$G3513,0,ROUND(((($F3513-$B3513)/100)*(IF('DBH-Upgrade'!$K$6='DBH-Upgrade'!$K$8,$BZ3527,($BE3513/(($F3513-18)/100))))*$CH3527)+((($B3513-18)/100)*$CA3527*$CG3527),0)))","v":0},4,0,0,0,{"v":2.375423033220729E-4,"d":"0.00"},{"v":0,"d":"0.00"},{"v":0,"d":"0.00"},{"v":0,"d":"0.00"},3.969E-4,1.7346,4,0.000574288,{"$f":"IF($B3513>$F3513,0,IF($C3513>$G3513,0,ROUND((((($F3513-$B3513)/100)*IF('DBH-Upgrade'!$K$6='DBH-Upgrade'!$K$8,$CC3527,($BF3513/(($F3513-18)/100))))+((($B3513-18)/100)*$CB3527))*IF($E3513>50,IF($G3513=11,(1-(($E3513-50)*0.005)),IF($G3513=16,(1-(($E3513-50)*0.005)),IF($G3513=21,(1-(($E3513-50)*0.005)),1))),1)*$CE3527,0)))","v":0},{"$f":"IF($B3513>$F3513,0,IF($C3513>$G3513,0,ROUND((((($F3513-$B3513)/100)*IF('DBH-Upgrade'!$K$6='DBH-Upgrade'!$K$8,$CC3527,($BF3513/(($F3513-18)/100))))+((($B3513-18)/100)*$CB3527))*IF($E3513>50,IF($G3513=11,(1-(($E3513-50)*0.005)),IF($G3513=16,(1-(($E3513-50)*0.005)),IF($G3513=21,(1-(($E3513-50)*0.005)),1))),1)*$CD3527,0)))","v":0},{"$f":"IF($B3513>$F3513,0,IF($C3513>$G3513,0,ROUND((((($F3513-$B3513)/100)*IF('DBH-Upgrade'!$K$6='DBH-Upgrade'!$K$8,$CC3527,($BF3513/(($F3513-18)/100))))+((($B3513-18)/100)*$CB3527))*IF($E3513>50,IF($G3513=11,(1-(($E3513-50)*0.005)),IF($G3513=16,(1-(($E3513-50)*0.005)),IF($G3513=21,(1-(($E3513-50)*0.005)),1))),1),0)))","v":0},0.95,0.95,0.95,{"$f":"AK3513*POWER(CF_cool,AN3513)","v":0},{"$f":"AL3513*POWER(CF_cool,AO3513)","v":0},{"$f":"AM3513*POWER(CF_cool,AP3513)","v":0},0,0,0,{"v":0,"d":"0.00"},{"v":0,"d":"0.00"},{"v":0,"d":"0.00"},1.3,6,6.7,9,null,1264,null,{"v":0.68,"d":"68%"},null,null,0,11.8,13.7,21.85,null,{"$f":"IF((237.3*LN(($AV$1*EXP(17.27*($AS$3/($AS$3+237.3))))))/(17.27-LN(($AV$1*EXP(17.27*($AS$3/($AS$3+237.3))))))<(($AS$1+$AS$2)/2),1,IF(1/(1+((2258*((0.622/((101325/(1*611*EXP(17.27*((($AS$1+$AS$2)/2)/((($AS$1+$AS$2)/2)+237.3))))))-1)*1000-(0.622/((101325/($AV$1*611*EXP(17.27*($AS$3/($AS$3+237.3))))))-1)*1000))/(1005*((($AS$1+$AS$2)/2)-$AS$3))))>1,1,1/(1+((2258*((0.622/((101325/(1*611*EXP(17.27*((($AT$1+$AT$2)/2)/((($AT$1+$AT$2)/2)+237.3))))))-1)*1000-(0.622/((101325/($AV$1*611*EXP(17.27*($AT$3/($AT$3+237.3))))))-1)*1000))/(1005*((($AT$1+$AT$2)/2)-$AT$3))))))","v":1},1,1,{"$f":"AQ3513/BO3513","v":0},0,0,null,0,0,0,1,2489,6098,791,92,0.7555553480649244,0.7038387772986681,null,0.1716349180255756,0.08064538055291112,0.8146200327725304,0.8146200327725304,null,0]
["3401001515",{"$f":"'DBH-Upgrade'!$K$8-$CL3514","v":80},15,3,40,100,15,16.5,0,26,30,44.1,{"v":1254.4,"d":"1254"},{"$f":"IF($B3514>$F3514,0,IF($C3514>$G3514,0,ROUND((((($F3514-$B3514)/100)*IF('DBH-Upgrade'!$K$6='DBH-Upgrade'!$K$8,$BZ3528,($BE3514/(($F3514-18)/100))))+((($B3514-18)/100)*$CA3528))*$CE3528,0)))","v":1579},{"$f":"IF($B3514>$F3514,0,IF($C3514>$G3514,0,ROUND((((($F3514-$B3514)/100)*IF('DBH-Upgrade'!$K$6='DBH-Upgrade'!$K$8,$BZ3528,($BE3514/(($F3514-18)/100))))+((($B3514-18)/100)*$CA3528))*$CD3528,0)))","v":1691},{"$f":"IF($B3514>$F3514,0,IF($C3514>$G3514,0,ROUND(((($F3514-$B3514)/100)*IF('DBH-Upgrade'!$K$6='DBH-Upgrade'!$K$8,$BZ3528,($BE3514/(($F3514-18)/100))))+((($B3514-18)/100)*$CA3528),0)))","v":2331},{"v":1.5,"d":"1.500"},1.08,1.08,1.08,101,{"$f":"IF($B3514>$F3514,0,IF($C3514>$G3514,0,ROUND(((($F3514-$B3514)/100)*(IF('DBH-Upgrade'!$K$6='DBH-Upgrade'!$K$8,$BZ3528,($BE3514/(($F3514-18)/100))))*$CH3528)+((($B3514-18)/100)*$CA3528*$CE3528*$CG3528),0)))","v":248},{"$f":"IF($B3514>$F3514,0,IF($C3514>$G3514,0,ROUND(((($F3514-$B3514)/100)*(IF('DBH-Upgrade'!$K$6='DBH-Upgrade'!$K$8,$BZ3528,($BE3514/(($F3514-18)/100))))*$CH3528)+((($B3514-18)/100)*$CA3528*$CD3528*$CG3528),0)))","v":264},{"$f":"IF($B3514>$F3514,0,IF($C3514>$G3514,0,ROUND(((($F3514-$B3514)/100)*(IF('DBH-Upgrade'!$K$6='DBH-Upgrade'!$K$8,$BZ3528,($BE3514/(($F3514-18)/100))))*$CH3528)+((($B3514-18)/100)*$CA3528*$CG3528),0)))","v":354},5,13,14,18,{"v":1.6918104284982587E-4,"d":"0.00"},{"v":1.0558573746865156E-3,"d":"0.00"},{"v":0.001217712347874425,"d":"0.00"},{"v":0.001976327493838841,"d":"0.00"},0.0002083,1.724,2,0.000461829,{"$f":"IF($B3514>$F3514,0,IF($C3514>$G3514,0,ROUND((((($F3514-$B3514)/100)*IF('DBH-Upgrade'!$K$6='DBH-Upgrade'!$K$8,$CC3528,($BF3514/(($F3514-18)/100))))+((($B3514-18)/100)*$CB3528))*IF($E3514>50,IF($G3514=11,(1-(($E3514-50)*0.005)),IF($G3514=16,(1-(($E3514-50)*0.005)),IF($G3514=21,(1-(($E3514-50)*0.005)),1))),1)*$CE3528,0)))","v":194},{"$f":"IF($B3514>$F3514,0,IF($C3514>$G3514,0,ROUND((((($F3514-$B3514)/100)*IF('DBH-Upgrade'!$K$6='DBH-Upgrade'!$K$8,$CC3528,($BF3514/(($F3514-18)/100))))+((($B3514-18)/100)*$CB3528))*IF($E3514>50,IF($G3514=11,(1-(($E3514-50)*0.005)),IF($G3514=16,(1-(($E3514-50)*0.005)),IF($G3514=21,(1-(($E3514-50)*0.005)),1))),1)*$CD3528,0)))","v":208},{"$f":"IF($B3514>$F3514,0,IF($C3514>$G3514,0,ROUND((((($F3514-$B3514)/100)*IF('DBH-Upgrade'!$K$6='DBH-Upgrade'!$K$8,$CC3528,($BF3514/(($F3514-18)/100))))+((($B3514-18)/100)*$CB3528))*IF($E3514>50,IF($G3514=11,(1-(($E3514-50)*0.005)),IF($G3514=16,(1-(($E3514-50)*0.005)),IF($G3514=21,(1-(($E3514-50)*0.005)),1))),1),0)))","v":287},1.01,1.01,1.01,{"$f":"AK3514*POWER(CF_cool,AN3514)","v":152.05314950122536},{"$f":"AL3514*POWER(CF_cool,AO3514)","v":163.02605719719008},{"$f":"AM3514*POWER(CF_cool,AP3514)","v":224.94460776727672},33,35,48,{"v":0.006378628410651479,"d":"0.01"},{"v":0.00714895183101795,"d":"0.01"},{"v":0.01319390019925678,"d":"0.01"},{"v":1,"d":"1.0"},{"$f":"IF($B3514>$F3514,$BM$1,CT$21)","v":6},{"$f":"IF($B3514>$F3514,$BM$1,CU$21)","v":6.7},{"$f":"IF($B3514>$F3514,$BM$1,CV$21)","v":9},null,1568,null,{"$f":"IF($G3514=10,$CU$61,IF($G3514=11,$CU$62,IF($G3514=15,$CU$63,IF($G3514=16,$CU$64,IF($G3514=20,$CU$65,IF($G3514=21,$CU$66))))))","v":{"v":0.8,"d":"80%"}},null,null,0,{"$f":"IF($B3514>$F3514,$BM$1,CQ$21)","v":11.8},{"$f":"IF($B3514>$F3514,$BM$1,CR$21)","v":13.7},{"$f":"IF($B3514>$F3514,$BM$1,CS$21)","v":21.85},null,1,1,1,152.05314950122536,163.02605719719008,224.94460776727672,null,0,0,0,{"$f":"IF(SUM(BV3514:BX3514)=0,1,0)","v":1},{"$error":"#VALUE!"},0,0,{"$error":"#VALUE!"},0.8284588613790702,0.7713393602007246,null,0.16320641939358696,0.08064538055291112,0.7894714915956607,0.7894714915956607,null,0]
["3401102015",{"$f":"'DBH-Upgrade'!$K$8-$CL3522","v":70},15,3,40,110,20,21.5,0,26,30,44.1,{"v":1932.8000000000002,"d":"1933"},{"$f":"IF($B3522>$F3522,0,IF($C3522>$G3522,0,ROUND((((($F3522-$B3522)/100)*IF('DBH-Upgrade'!$K$6='DBH-Upgrade'!$K$8,$BZ3536,($BE3522/(($F3522-18)/100))))+((($B3522-18)/100)*$CA3536))*$CE3536,0)))","v":2292},{"$f":"IF($B3522>$F3522,0,IF($C3522>$G3522,0,ROUND((((($F3522-$B3522)/100)*IF('DBH-Upgrade'!$K$6='DBH-Upgrade'!$K$8,$BZ3536,($BE3522/(($F3522-18)/100))))+((($B3522-18)/100)*$CA3536))*$CD3536,0)))","v":2470},{"$f":"IF($B3522>$F3522,0,IF($C3522>$G3522,0,ROUND(((($F3522-$B3522)/100)*IF('DBH-Upgrade'!$K$6='DBH-Upgrade'!$K$8,$BZ3536,($BE3522/(($F3522-18)/100))))+((($B3522-18)/100)*$CA3536),0)))","v":3031},{"v":1.5,"d":"1.500"},1.08,1.08,1.08,156,{"$f":"IF($B3522>$F3522,0,IF($C3522>$G3522,0,ROUND(((($F3522-$B3522)/100)*(IF('DBH-Upgrade'!$K$6='DBH-Upgrade'!$K$8,$BZ3536,($BE3522/(($F3522-18)/100))))*$CH3536)+((($B3522-18)/100)*$CA3536*$CE3536*$CG3536),0)))","v":335},{"$f":"IF($B3522>$F3522,0,IF($C3522>$G3522,0,ROUND(((($F3522-$B3522)/100)*(IF('DBH-Upgrade'!$K$6='DBH-Upgrade'!$K$8,$BZ3536,($BE3522/(($F3522-18)/100))))*$CH3536)+((($B3522-18)/100)*$CA3536*$CD3536*$CG3536),0)))","v":355},{"$f":"IF($B3522>$F3522,0,IF($C3522>$G3522,0,ROUND(((($F3522-$B3522)/100)*(IF('DBH-Upgrade'!$K$6='DBH-Upgrade'!$K$8,$BZ3536,($BE3522/(($F3522-18)/100))))*$CH3536)+((($B3522-18)/100)*$CA3536*$CG3536),0)))","v":419},8,17,18,22,{"v":3.2203175828474497E-4,"d":"0.00"},{"v":0.001380887203420646,"d":"0.00"},{"v":1.5425667600599414E-3,"d":"0.00"},{"v":2.2762128837969255E-3,"d":"0.00"},0.0001276,1.7219,2,3.76611E-4,{"$f":"IF($B3522>$F3522,0,IF($C3522>$G3522,0,ROUND((((($F3522-$B3522)/100)*IF('DBH-Upgrade'!$K$6='DBH-Upgrade'!$K$8,$CC3536,($BF3522/(($F3522-18)/100))))+((($B3522-18)/100)*$CB3536))*IF($E3522>50,IF($G3522=11,(1-(($E3522-50)*0.005)),IF($G3522=16,(1-(($E3522-50)*0.005)),IF($G3522=21,(1-(($E3522-50)*0.005)),1))),1)*$CE3536,0)))","v":221},{"$f":"IF($B3522>$F3522,0,IF($C3522>$G3522,0,ROUND((((($F3522-$B3522)/100)*IF('DBH-Upgrade'!$K$6='DBH-Upgrade'!$K$8,$CC3536,($BF3522/(($F3522-18)/100))))+((($B3522-18)/100)*$CB3536))*IF($E3522>50,IF($G3522=11,(1-(($E3522-50)*0.005)),IF($G3522=16,(1-(($E3522-50)*0.005)),IF($G3522=21,(1-(($E3522-50)*0.005)),1))),1)*$CD3536,0)))","v":238},{"$f":"IF($B3522>$F3522,0,IF($C3522>$G3522,0,ROUND((((($F3522-$B3522)/100)*IF('DBH-Upgrade'!$K$6='DBH-Upgrade'!$K$8,$CC3536,($BF3522/(($F3522-18)/100))))+((($B3522-18)/100)*$CB3536))*IF($E3522>50,IF($G3522=11,(1-(($E3522-50)*0.005)),IF($G3522=16,(1-(($E3522-50)*0.005)),IF($G3522=21,(1-(($E3522-50)*0.005)),1))),1),0)))","v":292},0.95,0.95,0.95,{"$f":"AK3522*POWER(CF_cool,AN3522)","v":175.74035011922754},{"$f":"AL3522*POWER(CF_cool,AO3522)","v":189.25883858993737},{"$f":"AM3522*POWER(CF_cool,AP3522)","v":232.199919614545},38,41,50,{"v":0.006584931949973871,"d":"0.01"},{"v":0.007635140245670595,"d":"0.01"},{"v":0.011240791534716377,"d":"0.01"},1.5,6,6.7,9,null,2416,null,{"v":0.8,"d":"80%"},null,null,0,11.8,13.7,21.85,null,1,1,1,175.74035011922754,189.25883858993737,232.199919614545,null,0,0,0,1,1615,3238,442,63,0.7342980293974435,0.6854011253923185,null,0.16320641939358696,0.08064538055291112,0.783779121140337,0.783779121140337,null,10]
["3401401015",{"$f":"'DBH-Upgrade'!$K$8-$CL3530","v":80},15,3,40,140,10,11.5,0,26,30,45.4,{"v":1213.2,"d":"1213"},{"$f":"IF($B3530>$F3530,0,IF($C3530>$G3530,0,ROUND((((($F3530-$B3530)/100)*IF('DBH-Upgrade'!$K$6='DBH-Upgrade'!$K$8,$BZ3544,($BE3530/(($F3530-18)/100))))+((($B3530-18)/100)*$CA3544))*$CE3544,0)))","v":0},{"$f":"IF($B3530>$F3530,0,IF($C3530>$G3530,0,ROUND((((($F3530-$B3530)/100)*IF('DBH-Upgrade'!$K$6='DBH-Upgrade'!$K$8,$BZ3544,($BE3530/(($F3530-18)/100))))+((($B3530-18)/100)*$CA3544))*$CD3544,0)))","v":0},{"$f":"IF($B3530>$F3530,0,IF($C3530>$G3530,0,ROUND(((($F3530-$B3530)/100)*IF('DBH-Upgrade'!$K$6='DBH-Upgrade'!$K$8,$BZ3544,($BE3530/(($F3530-18)/100))))+((($B3530-18)/100)*$CA3544),0)))","v":0},{"v":1.5,"d":"1.500"},{"$f":"IF($G3530=10,1.08,IF($G3530=11,1.1,IF($G3530=15,1.08,IF($G3530=16,1.1,IF($G3530=20,1.08,IF($G3530=21,1.05))))))","v":1.08},1.08,1.08,98,{"$f":"IF($B3530>$F3530,0,IF($C3530>$G3530,0,ROUND(((($F3530-$B3530)/100)*(IF('DBH-Upgrade'!$K$6='DBH-Upgrade'!$K$8,$BZ3544,($BE3530/(($F3530-18)/100))))*$CH3544)+((($B3530-18)/100)*$CA3544*$CE3544*$CG3544),0)))","v":0},{"$f":"IF($B3530>$F3530,0,IF($C3530>$G3530,0,ROUND(((($F3530-$B3530)/100)*(IF('DBH-Upgrade'!$K$6='DBH-Upgrade'!$K$8,$BZ3544,($BE3530/(($F3530-18)/100))))*$CH3544)+((($B3530-18)/100)*$CA3544*$CD3544*$CG3544),0)))","v":0},{"$f":"IF($B3530>$F3530,0,IF($C3530>$G3530,0,ROUND(((($F3530-$B3530)/100)*(IF('DBH-Upgrade'!$K$6='DBH-Upgrade'!$K$8,$BZ3544,($BE3530/(($F3530-18)/100))))*$CH3544)+((($B3530-18)/100)*$CA3544*$CG3544),0)))","v":0},5,0,0,0,{"v":2.4935299122912926E-4,"d":"0.00"},{"v":0,"d":"0.00"},{"v":0,"d":"0.00"},{"v":0,"d":"0.00"},{"$f":"IF($G3530=$CO$103,CP$103,IF($G3530=$CO$104,CP$104,IF($G3530=$CO$105,CP$105,IF($G3530=$CO$107,CP$107,IF($G3530=$CO$108,CP$108,IF($G3530=$CO$109,CP$109,IF($G3530=$CO$111,CP$111,IF($G3530=$CO$112,CP$112,IF($G3530=$CO$113,CP$113,IF($G3530=$CO$115,CP$115,IF($G3530=$CO$116,CP$116,IF($G3530=$CO$117,CP$117,IF($G3530=$CO$119,CP$119,IF($G3530=$CO$120,CP$120,))))))))))))))","v":3.969E-4},{"$f":"IF($G3530=$CO$103,CQ$103,IF($G3530=$CO$104,CQ$104,IF($G3530=$CO$105,CQ$105,IF($G3530=$CO$107,CQ$107,IF($G3530=$CO$108,CQ$108,IF($G3530=$CO$109,CQ$109,IF($G3530=$CO$111,CQ$111,IF($G3530=$CO$112,CQ$112,IF($G3530=$CO$113,CQ$113,IF($G3530=$CO$115,CQ$115,IF($G3530=$CO$116,CQ$116,IF($G3530=$CO$117,CQ$117,IF($G3530=$CO$119,CQ$119,IF($G3530=$CO$120,CQ$120,))))))))))))))","v":1.7346},{"$f":"IF($G3530=$CO$103,CR$103,IF($G3530=$CO$104,CR$104,IF($G3530=$CO$105,CR$105,IF($G3530=$CO$107,CR$107,IF($G3530=$CO$108,CR$108,IF($G3530=$CO$109,CR$109,IF($G3530=$CO$111,CR$111,IF($G3530=$CO$112,CR$112,IF($G3530=$CO$113,CR$113,IF($G3530=$CO$115,CR$115,IF($G3530=$CO$116,CR$116,IF($G3530=$CO$117,CR$117,IF($G3530=$CO$119,CR$119,IF($G3530=$CO$120,CR$120,))))))))))))))","v":2},{"$f":"IF($G3530=$CO$103,CS$103,IF($G3530=$CO$104,CS$104,IF($G3530=$CO$105,CS$105,IF($G3530=$CO$107,CS$107,IF($G3530=$CO$108,CS$108,IF($G3530=$CO$109,CS$109,IF($G3530=$CO$111,CS$111,IF($G3530=$CO$112,CS$112,IF($G3530=$CO$113,CS$113,IF($G3530=$CO$115,CS$115,IF($G3530=$CO$116,CS$116,IF($G3530=$CO$117,CS$117,IF($G3530=$CO$119,CS$119,IF($G3530=$CO$120,CS$120,))))))))))))))","v":0.000367347},{"$f":"IF($B3530>$F3530,0,IF($C3530>$G3530,0,ROUND((((($F3530-$B3530)/100)*IF('DBH-Upgrade'!$K$6='DBH-Upgrade'!$K$8,$CC3544,($BF3530/(($F3530-18)/100))))+((($B3530-18)/100)*$CB3544))*IF($E3530>50,IF($G3530=11,(1-(($E3530-50)*0.005)),IF($G3530=16,(1-(($E3530-50)*0.005)),IF($G3530=21,(1-(($E3530-50)*0.005)),1))),1)*$CE3544,0)))","v":0},{"$f":"IF($B3530>$F3530,0,IF($C3530>$G3530,0,ROUND((((($F3530-$B3530)/100)*IF('DBH-Upgrade'!$K$6='DBH-Upgrade'!$K$8,$CC3544,($BF3530/(($F3530-18)/100))))+((($B3530-18)/100)*$CB3544))*IF($E3530>50,IF($G3530=11,(1-(($E3530-50)*0.005)),IF($G3530=16,(1-(($E3530-50)*0.005)),IF($G3530=21,(1-(($E3530-50)*0.005)),1))),1)*$CD3544,0)))","v":0},{"$f":"IF($B3530>$F3530,0,IF($C3530>$G3530,0,ROUND((((($F3530-$B3530)/100)*IF('DBH-Upgrade'!$K$6='DBH-Upgrade'!$K$8,$CC3544,($BF3530/(($F3530-18)/100))))+((($B3530-18)/100)*$CB3544))*IF($E3530>50,IF($G3530=11,(1-(($E3530-50)*0.005)),IF($G3530=16,(1-(($E3530-50)*0.005)),IF($G3530=21,(1-(($E3530-50)*0.005)),1))),1),0)))","v":0},0.98,0.98,0.98,{"$f":"AK3530*POWER(CF_cool,AN3530)","v":0},{"$f":"AL3530*POWER(CF_cool,AO3530)","v":0},{"$f":"AM3530*POWER(CF_cool,AP3530)","v":0},0,0,0,{"v":0,"d":"0.00"},{"v":0,"d":"0.00"},{"v":0,"d":"0.00"},{"$f":"ROUND(IF(G3530=10,$CO$92*F3530,IF(G3530=11,$CO$93*F3530,IF(G3530=15,$CO$94*F3530,IF(G3530=16,$CO$95*F3530,IF(G3530=20,$CO$96*F3530,IF(G3530=21,$CO$97*F3530,)))))),1)","v":0.9},6,6.7,9,null,1348,null,{"v":0.9,"d":"90%"},null,null,0,11.8,13.7,21.85,null,1,1,1,0,{"$f":"AR3530/BP3530","v":0},{"$f":"AS3530/BQ3530","v":0},null,{"$f":"BR3530-AQ3530","v":0},{"$f":"BS3530-AR3530","v":0},{"$f":"BT3530-AS3530","v":0},1,2298,4062,502,78,0.8146699660963719,0.7561986894808467,null,0.16320641939358696,0.08064538055291112,0.7952052041594007,0.7952052041594007,null,0]
["3401402015",{"$f":"'DBH-Upgrade'!$K$8-$CL3534","v":80},15,3,40,140,20,21.5,0,26,30,45.4,{"v":2459.2000000000003,"d":"2459"},{"$f":"IF($B3534>$F3534,0,IF($C3534>$G3534,0,ROUND((((($F3534-$B3534)/100)*IF('DBH-Upgrade'!$K$6='DBH-Upgrade'!$K$8,$BZ3548,($BE3534/(($F3534-18)/100))))+((($B3534-18)/100)*$CA3548))*$CE3548,0)))","v":2853},{"$f":"IF($B3534>$F3534,0,IF($C3534>$G3534,0,ROUND((((($F3534-$B3534)/100)*IF('DBH-Upgrade'!$K$6='DBH-Upgrade'!$K$8,$BZ3548,($BE3534/(($F3534-18)/100))))+((($B3534-18)/100)*$CA3548))*$CD3548,0)))","v":3090},{"$f":"IF($B3534>$F3534,0,IF($C3534>$G3534,0,ROUND(((($F3534-$B3534)/100)*IF('DBH-Upgrade'!$K$6='DBH-Upgrade'!$K$8,$BZ3548,($BE3534/(($F3534-18)/100))))+((($B3534-18)/100)*$CA3548),0)))","v":3897},{"v":1.5,"d":"1.500"},1.08,1.08,1.08,198,{"$f":"IF($B3534>$F3534,0,IF($C3534>$G3534,0,ROUND(((($F3534-$B3534)/100)*(IF('DBH-Upgrade'!$K$6='DBH-Upgrade'!$K$8,$BZ3548,($BE3534/(($F3534-18)/100))))*$CH3548)+((($B3534-18)/100)*$CA3548*$CE3548*$CG3548),0)))","v":412},{"$f":"IF($B3534>$F3534,0,IF($C3534>$G3534,0,ROUND(((($F3534-$B3534)/100)*(IF('DBH-Upgrade'!$K$6='DBH-Upgrade'!$K$8,$BZ3548,($BE3534/(($F3534-18)/100))))*$CH3548)+((($B3534-18)/100)*$CA3548*$CD3548*$CG3548),0)))","v":437},{"$f":"IF($B3534>$F3534,0,IF($C3534>$G3534,0,ROUND(((($F3534-$B3534)/100)*(IF('DBH-Upgrade'!$K$6='DBH-Upgrade'!$K$8,$BZ3548,($BE3534/(($F3534-18)/100))))*$CH3548)+((($B3534-18)/100)*$CA3548*$CG3548),0)))","v":522},10,21,23,27,{"v":0.000534654398169859,"d":"0.00"},{"v":2.2216912341019683E-3,"d":"0.00"},{"v":0.002647219924862511,"d":"0.00"},{"v":3.6063020944589745E-3,"d":"0.00"},0.0001276,1.7219,2,3.76611E-4,{"$f":"IF($B3534>$F3534,0,IF($C3534>$G3534,0,ROUND((((($F3534-$B3534)/100)*IF('DBH-Upgrade'!$K$6='DBH-Upgrade'!$K$8,$CC3548,($BF3534/(($F3534-18)/100))))+((($B3534-18)/100)*$CB3548))*IF($E3534>50,IF($G3534=11,(1-(($E3534-50)*0.005)),IF($G3534=16,(1-(($E3534-50)*0.005)),IF($G3534=21,(1-(($E3534-50)*0.005)),1))),1)*$CE3548,0)))","v":262},{"$f":"IF($B3534>$F3534,0,IF($C3534>$G3534,0,ROUND((((($F3534-$B3534)/100)*IF('DBH-Upgrade'!$K$6='DBH-Upgrade'!$K$8,$CC3548,($BF3534/(($F3534-18)/100))))+((($B3534-18)/100)*$CB3548))*IF($E3534>50,IF($G3534=11,(1-(($E3534-50)*0.005)),IF($G3534=16,(1-(($E3534-50)*0.005)),IF($G3534=21,(1-(($E3534-50)*0.005)),1))),1)*$CD3548,0)))","v":284},{"$f":"IF($B3534>$F3534,0,IF($C3534>$G3534,0,ROUND((((($F3534-$B3534)/100)*IF('DBH-Upgrade'!$K$6='DBH-Upgrade'!$K$8,$CC3548,($BF3534/(($F3534-18)/100))))+((($B3534-18)/100)*$CB3548))*IF($E3534>50,IF($G3534=11,(1-(($E3534-50)*0.005)),IF($G3534=16,(1-(($E3534-50)*0.005)),IF($G3534=21,(1-(($E3534-50)*0.005)),1))),1),0)))","v":358},0.95,0.95,0.95,{"$f":"AK3534*POWER(CF_cool,AN3534)","v":208.34376348976298},{"$f":"AL3534*POWER(CF_cool,AO3534)","v":225.83827798126978},{"$f":"AM3534*POWER(CF_cool,AP3534)","v":284.6834630890654},45,49,61,{"v":0.009680645484670647,"d":"0.01"},{"v":0.011416899867576318,"d":"0.01"},{"v":0.01745953274493677,"d":"0.02"},1.9,6,6.7,9,null,3074,null,{"v":0.8,"d":"80%"},null,null,0,11.8,13.7,21.85,null,1,1,1,208.34376348976298,225.83827798126978,284.6834630890654,null,0,0,0,1,1615,3238,442,63,0.7254135990953521,0.6774634004202911,null,0.16320641939358696,0.08064538055291112,0.783779121140337,0.783779121140337,null,0]
["3401802015",{"$f":"'DBH-Upgrade'!$K$8-$CL3546","v":60},15,3,40,180,20,21.5,0,26,30,46.4,{"v":3162.4,"d":"3162"},{"$f":"IF($B3546>$F3546,0,IF($C3546>$G3546,0,ROUND((((($F3546-$B3546)/100)*IF('DBH-Upgrade'!$K$6='DBH-Upgrade'!$K$8,$BZ3560,($BE3546/(($F3546-18)/100))))+((($B3546-18)/100)*$CA3560))*$CE3560,0)))","v":3224},{"$f":"IF($B3546>$F3546,0,IF($C3546>$G3546,0,ROUND((((($F3546-$B3546)/100)*IF('DBH-Upgrade'!$K$6='DBH-Upgrade'!$K$8,$BZ3560,($BE3546/(($F3546-18)/100))))+((($B3546-18)/100)*$CA3560))*$CD3560,0)))","v":3500},{"$f":"IF($B3546>$F3546,0,IF($C3546>$G3546,0,ROUND(((($F3546-$B3546)/100)*IF('DBH-Upgrade'!$K$6='DBH-Upgrade'!$K$8,$BZ3560,($BE3546/(($F3546-18)/100))))+((($B3546-18)/100)*$CA3560),0)))","v":4464},{"v":1.5,"d":"1.500"},1.08,1.08,1.08,255,{"$f":"IF($B3546>$F3546,0,IF($C3546>$G3546,0,ROUND(((($F3546-$B3546)/100)*(IF('DBH-Upgrade'!$K$6='DBH-Upgrade'!$K$8,$BZ3560,($BE3546/(($F3546-18)/100))))*$CH3560)+((($B3546-18)/100)*$CA3560*$CE3560*$CG3560),0)))","v":423},{"$f":"IF($B3546>$F3546,0,IF($C3546>$G3546,0,ROUND(((($F3546-$B3546)/100)*(IF('DBH-Upgrade'!$K$6='DBH-Upgrade'!$K$8,$BZ3560,($BE3546/(($F3546-18)/100))))*$CH3560)+((($B3546-18)/100)*$CA3560*$CD3560*$CG3560),0)))","v":441},{"$f":"IF($B3546>$F3546,0,IF($C3546>$G3546,0,ROUND(((($F3546-$B3546)/100)*(IF('DBH-Upgrade'!$K$6='DBH-Upgrade'!$K$8,$BZ3560,($BE3546/(($F3546-18)/100))))*$CH3560)+((($B3546-18)/100)*$CA3560*$CG3560),0)))","v":501},13,22,23,26,{"v":9.6672103790430158E-4,"d":"0.00"},{"v":0.002634905469589654,"d":"0.00"},{"v":0.002868491637812355,"d":"0.00"},{"v":0.003626355649853515,"d":"0.00"},0.0001276,1.7219,2,3.76611E-4,{"$f":"IF($B3546>$F3546,0,IF($C3546>$G3546,0,ROUND((((($F3546-$B3546)/100)*IF('DBH-Upgrade'!$K$6='DBH-Upgrade'!$K$8,$CC3560,($BF3546/(($F3546-18)/100))))+((($B3546-18)/100)*$CB3560))*IF($E3546>50,IF($G3546=11,(1-(($E3546-50)*0.005)),IF($G3546=16,(1-(($E3546-50)*0.005)),IF($G3546=21,(1-(($E3546-50)*0.005)),1))),1)*$CE3560,0)))","v":220},{"$f":"IF($B3546>$F3546,0,IF($C3546>$G3546,0,ROUND((((($F3546-$B3546)/100)*IF('DBH-Upgrade'!$K$6='DBH-Upgrade'!$K$8,$CC3560,($BF3546/(($F3546-18)/100))))+((($B3546-18)/100)*$CB3560))*IF($E3546>50,IF($G3546=11,(1-(($E3546-50)*0.005)),IF($G3546=16,(1-(($E3546-50)*0.005)),IF($G3546=21,(1-(($E3546-50)*0.005)),1))),1)*$CD3560,0)))","v":239},{"$f":"IF($B3546>$F3546,0,IF($C3546>$G3546,0,ROUND((((($F3546-$B3546)/100)*IF('DBH-Upgrade'!$K$6='DBH-Upgrade'!$K$8,$CC3560,($BF3546/(($F3546-18)/100))))+((($B3546-18)/100)*$CB3560))*IF($E3546>50,IF($G3546=11,(1-(($E3546-50)*0.005)),IF($G3546=16,(1-(($E3546-50)*0.005)),IF($G3546=21,(1-(($E3546-50)*0.005)),1))),1),0)))","v":304},0.95,0.95,0.95,{"$f":"AK3546*POWER(CF_cool,AN3546)","v":174.94514491506814},{"$f":"AL3546*POWER(CF_cool,AO3546)","v":190.05404379409677},{"$f":"AM3546*POWER(CF_cool,AP3546)","v":241.7423820644578},38,41,52,{"v":0.007504183055352228,"d":"0.01"},{"v":8.682889375073749E-3,"d":"0.01"},{"v":0.013711989898678341,"d":"0.01"},2.4,6,6.7,9,null,3953,null,{"v":0.8,"d":"80%"},null,null,0,11.8,13.7,21.85,null,1,1,1,174.94514491506814,190.05404379409677,241.7423820644578,null,0,0,0,1,1615,3238,442,63,0.7127093372490777,0.6655050705360576,null,0.16320641939358696,0.08064538055291112,0.783779121140337,0.783779121140337,null,20]
["3402001615",{"$f":"'DBH-Upgrade'!$K$8-$CL3551","v":80},15,3,40,200,16,16.5,0,26,30,47.1,2312,{"$f":"IF($B3551>$F3551,0,IF($C3551>$G3551,0,ROUND((((($F3551-$B3551)/100)*IF('DBH-Upgrade'!$K$6='DBH-Upgrade'!$K$8,$BZ3565,($BE3551/(($F3551-18)/100))))+((($B3551-18)/100)*$CA3565))*$CE3565,0)))","v":4486},{"$f":"IF($B3551>$F3551,0,IF($C3551>$G3551,0,ROUND((((($F3551-$B3551)/100)*IF('DBH-Upgrade'!$K$6='DBH-Upgrade'!$K$8,$BZ3565,($BE3551/(($F3551-18)/100))))+((($B3551-18)/100)*$CA3565))*$CD3565,0)))","v":4727},{"$f":"IF($B3551>$F3551,0,IF($C3551>$G3551,0,ROUND(((($F3551-$B3551)/100)*IF('DBH-Upgrade'!$K$6='DBH-Upgrade'!$K$8,$BZ3565,($BE3551/(($F3551-18)/100))))+((($B3551-18)/100)*$CA3565),0)))","v":6821},{"v":1.5,"d":"1.500"},1.1,1.1,1.1,186,{"$f":"IF($B3551>$F3551,0,IF($C3551>$G3551,0,ROUND(((($F3551-$B3551)/100)*(IF('DBH-Upgrade'!$K$6='DBH-Upgrade'!$K$8,$BZ3565,($BE3551/(($F3551-18)/100))))*$CH3565)+((($B3551-18)/100)*$CA3565*$CE3565*$CG3565),0)))","v":618},{"$f":"IF($B3551>$F3551,0,IF($C3551>$G3551,0,ROUND(((($F3551-$B3551)/100)*(IF('DBH-Upgrade'!$K$6='DBH-Upgrade'!$K$8,$BZ3565,($BE3551/(($F3551-18)/100))))*$CH3565)+((($B3551-18)/100)*$CA3565*$CD3565*$CG3565),0)))","v":634},{"$f":"IF($B3551>$F3551,0,IF($C3551>$G3551,0,ROUND(((($F3551-$B3551)/100)*(IF('DBH-Upgrade'!$K$6='DBH-Upgrade'!$K$8,$BZ3565,($BE3551/(($F3551-18)/100))))*$CH3565)+((($B3551-18)/100)*$CA3565*$CG3565),0)))","v":777},10,32,33,40,{"v":0.002167640164788739,"d":"0.00"},{"v":0.01993953418900561,"d":"0.02"},{"v":0.021151601097172765,"d":"0.02"},{"v":0.03059905394177626,"d":"0.03"},0.0002083,1.724,4,1.392796E-3,{"$f":"IF($B3551>$F3551,0,IF($C3551>$G3551,0,ROUND((((($F3551-$B3551)/100)*IF('DBH-Upgrade'!$K$6='DBH-Upgrade'!$K$8,$CC3565,($BF3551/(($F3551-18)/100))))+((($B3551-18)/100)*$CB3565))*IF($E3551>50,IF($G3551=11,(1-(($E3551-50)*0.005)),IF($G3551=16,(1-(($E3551-50)*0.005)),IF($G3551=21,(1-(($E3551-50)*0.005)),1))),1)*$CE3565,0)))","v":355},{"$f":"IF($B3551>$F3551,0,IF($C3551>$G3551,0,ROUND((((($F3551-$B3551)/100)*IF('DBH-Upgrade'!$K$6='DBH-Upgrade'!$K$8,$CC3565,($BF3551/(($F3551-18)/100))))+((($B3551-18)/100)*$CB3565))*IF($E3551>50,IF($G3551=11,(1-(($E3551-50)*0.005)),IF($G3551=16,(1-(($E3551-50)*0.005)),IF($G3551=21,(1-(($E3551-50)*0.005)),1))),1)*$CD3565,0)))","v":374},{"$f":"IF($B3551>$F3551,0,IF($C3551>$G3551,0,ROUND((((($F3551-$B3551)/100)*IF('DBH-Upgrade'!$K$6='DBH-Upgrade'!$K$8,$CC3565,($BF3551/(($F3551-18)/100))))+((($B3551-18)/100)*$CB3565))*IF($E3551>50,IF($G3551=11,(1-(($E3551-50)*0.005)),IF($G3551=16,(1-(($E3551-50)*0.005)),IF($G3551=21,(1-(($E3551-50)*0.005)),1))),1),0)))","v":540},0.95,0.95,0.95,{"$f":"AK3551*POWER(CF_cool,AN3551)","v":282.2978474765872},{"$f":"AL3551*POWER(CF_cool,AO3551)","v":297.40674635561584},{"$f":"AM3551*POWER(CF_cool,AP3551)","v":429.4108102460764},61,64,92,{"v":0.06892209816760358,"d":"0.07"},{"v":0.07560528579357896,"d":"0.08"},{"v":0.15235189764705345,"d":"0.15"},{"v":4,"d":"4.0"},6,6.7,9,null,3400,null,{"v":0.68,"d":"68%"},null,null,0,11.8,13.7,21.85,null,1,1,1,282.2978474765872,297.40674635561584,429.4108102460764,null,0,0,0,1,{"$error":"#VALUE!"},0,0,{"$error":"#VALUE!"},0.7840224333226739,0.7222362755803995,null,0.15781864009190116,0.08064538055291112,0.7952052041594007,0.7952052041594007,null,0]
["3402201015",{"$f":"'DBH-Upgrade'!$K$8-$CL3554","v":80},15,3,40,220,10,11.5,0,26,30,47.8,{"v":1907.1000000000001,"d":"1907"},{"$f":"IF($B3554>$F3554,0,IF($C3554>$G3554,0,ROUND((((($F3554-$B3554)/100)*IF('DBH-Upgrade'!$K$6='DBH-Upgrade'!$K$8,$BZ3568,($BE3554/(($F3554-18)/100))))+((($B3554-18)/100)*$CA3568))*$CE3568,0)))","v":0},{"$f":"IF($B3554>$F3554,0,IF($C3554>$G3554,0,ROUND((((($F3554-$B3554)/100)*IF('DBH-Upgrade'!$K$6='DBH-Upgrade'!$K$8,$BZ3568,($BE3554/(($F3554-18)/100))))+((($B3554-18)/100)*$CA3568))*$CD3568,0)))","v":0},{"$f":"IF($B3554>$F3554,0,IF($C3554>$G3554,0,ROUND(((($F3554-$B3554)/100)*IF('DBH-Upgrade'!$K$6='DBH-Upgrade'!$K$8,$BZ3568,($BE3554/(($F3554-18)/100))))+((($B3554-18)/100)*$CA3568),0)))","v":0},{"v":1.5,"d":"1.500"},1.08,1.08,1.08,154,{"$f":"IF($B3554>$F3554,0,IF($C3554>$G3554,0,ROUND(((($F3554-$B3554)/100)*(IF('DBH-Upgrade'!$K$6='DBH-Upgrade'!$K$8,$BZ3568,($BE3554/(($F3554-18)/100))))*$CH3568)+((($B3554-18)/100)*$CA3568*$CE3568*$CG3568),0)))","v":0},{"$f":"IF($B3554>$F3554,0,IF($C3554>$G3554,0,ROUND(((($F3554-$B3554)/100)*(IF('DBH-Upgrade'!$K$6='DBH-Upgrade'!$K$8,$BZ3568,($BE3554/(($F3554-18)/100))))*$CH3568)+((($B3554-18)/100)*$CA3568*$CD3568*$CG3568),0)))","v":0},{"$f":"IF($B3554>$F3554,0,IF($C3554>$G3554,0,ROUND(((($F3554-$B3554)/100)*(IF('DBH-Upgrade'!$K$6='DBH-Upgrade'!$K$8,$BZ3568,($BE3554/(($F3554-18)/100))))*$CH3568)+((($B3554-18)/100)*$CA3568*$CG3568),0)))","v":0},8,0,0,0,{"v":0.000819867954472145,"d":"0.00"},{"v":0,"d":"0.00"},{"v":0,"d":"0.00"},{"v":0,"d":"0.00"},3.969E-4,1.7346,2,0.000367347,{"$f":"IF($B3554>$F3554,0,IF($C3554>$G3554,0,ROUND((((($F3554-$B3554)/100)*IF('DBH-Upgrade'!$K$6='DBH-Upgrade'!$K$8,$CC3568,($BF3554/(($F3554-18)/100))))+((($B3554-18)/100)*$CB3568))*IF($E3554>50,IF($G3554=11,(1-(($E3554-50)*0.005)),IF($G3554=16,(1-(($E3554-50)*0.005)),IF($G3554=21,(1-(($E3554-50)*0.005)),1))),1)*$CE3568,0)))","v":0},{"$f":"IF($B3554>$F3554,0,IF($C3554>$G3554,0,ROUND((((($F3554-$B3554)/100)*IF('DBH-Upgrade'!$K$6='DBH-Upgrade'!$K$8,$CC3568,($BF3554/(($F3554-18)/100))))+((($B3554-18)/100)*$CB3568))*IF($E3554>50,IF($G3554=11,(1-(($E3554-50)*0.005)),IF($G3554=16,(1-(($E3554-50)*0.005)),IF($G3554=21,(1-(($E3554-50)*0.005)),1))),1)*$CD3568,0)))","v":0},{"$f":"IF($B3554>$F3554,0,IF($C3554>$G3554,0,ROUND((((($F3554-$B3554)/100)*IF('DBH-Upgrade'!$K$6='DBH-Upgrade'!$K$8,$CC3568,($BF3554/(($F3554-18)/100))))+((($B3554-18)/100)*$CB3568))*IF($E3554>50,IF($G3554=11,(1-(($E3554-50)*0.005)),IF($G3554=16,(1-(($E3554-50)*0.005)),IF($G3554=21,(1-(($E3554-50)*0.005)),1))),1),0)))","v":0},0.98,0.98,0.98,{"$f":"AK3554*POWER(CF_cool,AN3554)","v":0},{"$f":"AL3554*POWER(CF_cool,AO3554)","v":0},{"$f":"AM3554*POWER(CF_cool,AP3554)","v":0},0,0,0,{"v":0,"d":"0.00"},{"v":0,"d":"0.00"},{"v":0,"d":"0.00"},1.5,6,6.7,9,null,2119,null,{"v":0.9,"d":"90%"},null,null,0,11.8,13.7,21.85,null,1,1,1,0,0,0,null,0,0,0,1,2298,4062,502,78,0.7840224333226739,0.7222362755803995,null,0.16320641939358696,0.08064538055291112,0.7952052041594007,0.7952052041594007,null,0]
["3402601015",{"$f":"'DBH-Upgrade'!$K$8-$CL3566","v":80},15,3,40,260,10,11.5,0,26,30,48.1,{"v":2253.6,"d":"2254"},{"$f":"IF($B3566>$F3566,0,IF($C3566>$G3566,0,ROUND((((($F3566-$B3566)/100)*IF('DBH-Upgrade'!$K$6='DBH-Upgrade'!$K$8,$BZ3580,($BE3566/(($F3566-18)/100))))+((($B3566-18)/100)*$CA3580))*$CE3580,0)))","v":0},{"$f":"IF($B3566>$F3566,0,IF($C3566>$G3566,0,ROUND((((($F3566-$B3566)/100)*IF('DBH-Upgrade'!$K$6='DBH-Upgrade'!$K$8,$BZ3580,($BE3566/(($F3566-18)/100))))+((($B3566-18)/100)*$CA3580))*$CD3580,0)))","v":0},{"$f":"IF($B3566>$F3566,0,IF($C3566>$G3566,0,ROUND(((($F3566-$B3566)/100)*IF('DBH-Upgrade'!$K$6='DBH-Upgrade'!$K$8,$BZ3580,($BE3566/(($F3566-18)/100))))+((($B3566-18)/100)*$CA3580),0)))","v":0},{"v":1.5,"d":"1.500"},1.08,1.08,1.08,182,{"$f":"IF($B3566>$F3566,0,IF($C3566>$G3566,0,ROUND(((($F3566-$B3566)/100)*(IF('DBH-Upgrade'!$K$6='DBH-Upgrade'!$K$8,$BZ3580,($BE3566/(($F3566-18)/100))))*$CH3580)+((($B3566-18)/100)*$CA3580*$CE3580*$CG3580),0)))","v":0},{"$f":"IF($B3566>$F3566,0,IF($C3566>$G3566,0,ROUND(((($F3566-$B3566)/100)*(IF('DBH-Upgrade'!$K$6='DBH-Upgrade'!$K$8,$BZ3580,($BE3566/(($F3566-18)/100))))*$CH3580)+((($B3566-18)/100)*$CA3580*$CD3580*$CG3580),0)))","v":0},{"$f":"IF($B3566>$F3566,0,IF($C3566>$G3566,0,ROUND(((($F3566-$B3566)/100)*(IF('DBH-Upgrade'!$K$6='DBH-Upgrade'!$K$8,$BZ3580,($BE3566/(($F3566-18)/100))))*$CH3580)+((($B3566-18)/100)*$CA3580*$CG3580),0)))","v":0},9,0,0,0,{"v":1.1553630343961146E-3,"d":"0.00"},{"v":0,"d":"0.00"},{"v":0,"d":"0.00"},{"v":0,"d":"0.00"},3.969E-4,1.7346,2,0.000367347,{"$f":"IF($B3566>$F3566,0,IF($C3566>$G3566,0,ROUND((((($F3566-$B3566)/100)*IF('DBH-Upgrade'!$K$6='DBH-Upgrade'!$K$8,$CC3580,($BF3566/(($F3566-18)/100))))+((($B3566-18)/100)*$CB3580))*IF($E3566>50,IF($G3566=11,(1-(($E3566-50)*0.005)),IF($G3566=16,(1-(($E3566-50)*0.005)),IF($G3566=21,(1-(($E3566-50)*0.005)),1))),1)*$CE3580,0)))","v":0},{"$f":"IF($B3566>$F3566,0,IF($C3566>$G3566,0,ROUND((((($F3566-$B3566)/100)*IF('DBH-Upgrade'!$K$6='DBH-Upgrade'!$K$8,$CC3580,($BF3566/(($F3566-18)/100))))+((($B3566-18)/100)*$CB3580))*IF($E3566>50,IF($G3566=11,(1-(($E3566-50)*0.005)),IF($G3566=16,(1-(($E3566-50)*0.005)),IF($G3566=21,(1-(($E3566-50)*0.005)),1))),1)*$CD3580,0)))","v":0},{"$f":"IF($B3566>$F3566,0,IF($C3566>$G3566,0,ROUND((((($F3566-$B3566)/100)*IF('DBH-Upgrade'!$K$6='DBH-Upgrade'!$K$8,$CC3580,($BF3566/(($F3566-18)/100))))+((($B3566-18)/100)*$CB3580))*IF($E3566>50,IF($G3566=11,(1-(($E3566-50)*0.005)),IF($G3566=16,(1-(($E3566-50)*0.005)),IF($G3566=21,(1-(($E3566-50)*0.005)),1))),1),0)))","v":0},0.98,0.98,0.98,{"$f":"AK3566*POWER(CF_cool,AN3566)","v":0},{"$f":"AL3566*POWER(CF_cool,AO3566)","v":0},{"$f":"AM3566*POWER(CF_cool,AP3566)","v":0},0,0,0,{"v":0,"d":"0.00"},{"v":0,"d":"0.00"},{"v":0,"d":"0.00"},1.7,6,6.7,9,null,2504,null,{"v":0.9,"d":"90%"},null,null,0,11.8,13.7,21.85,null,1,1,1,0,0,0,null,0,0,0,1,2298,4062,502,78,0.7688559120374613,0.7053868583882835,null,0.16320641939358696,0.08064538055291112,0.7952052041594007,0.7952052041594007,null,0]
["3402801515",{"$f":"'DBH-Upgrade'!$K$8-$CL3574","v":80},15,3,40,280,15,16.5,0,26,30,48.9,3512,{"$f":"IF($B3574>$F3574,0,IF($C3574>$G3574,0,ROUND((((($F3574-$B3574)/100)*IF('DBH-Upgrade'!$K$6='DBH-Upgrade'!$K$8,$BZ3588,($BE3574/(($F3574-18)/100))))+((($B3574-18)/100)*$CA3588))*$CE3588,0)))","v":3447},{"$f":"IF($B3574>$F3574,0,IF($C3574>$G3574,0,ROUND((((($F3574-$B3574)/100)*IF('DBH-Upgrade'!$K$6='DBH-Upgrade'!$K$8,$BZ3588,($BE3574/(($F3574-18)/100))))+((($B3574-18)/100)*$CA3588))*$CD3588,0)))","v":3525},{"$f":"IF($B3574>$F3574,0,IF($C3574>$G3574,0,ROUND(((($F3574-$B3574)/100)*IF('DBH-Upgrade'!$K$6='DBH-Upgrade'!$K$8,$BZ3588,($BE3574/(($F3574-18)/100))))+((($B3574-18)/100)*$CA3588),0)))","v":5238},{"v":1.5,"d":"1.500"},1.08,1.08,1.08,283,{"$f":"IF($B3574>$F3574,0,IF($C3574>$G3574,0,ROUND(((($F3574-$B3574)/100)*(IF('DBH-Upgrade'!$K$6='DBH-Upgrade'!$K$8,$BZ3588,($BE3574/(($F3574-18)/100))))*$CH3588)+((($B3574-18)/100)*$CA3588*$CE3588*$CG3588),0)))","v":476},{"$f":"IF($B3574>$F3574,0,IF($C3574>$G3574,0,ROUND(((($F3574-$B3574)/100)*(IF('DBH-Upgrade'!$K$6='DBH-Upgrade'!$K$8,$BZ3588,($BE3574/(($F3574-18)/100))))*$CH3588)+((($B3574-18)/100)*$CA3588*$CD3588*$CG3588),0)))","v":481},{"$f":"IF($B3574>$F3574,0,IF($C3574>$G3574,0,ROUND(((($F3574-$B3574)/100)*(IF('DBH-Upgrade'!$K$6='DBH-Upgrade'!$K$8,$BZ3588,($BE3574/(($F3574-18)/100))))*$CH3588)+((($B3574-18)/100)*$CA3588*$CG3588),0)))","v":588},15,25,25,30,{"v":0.002173792484860451,"d":"0.00"},{"v":0.005616248266337237,"d":"0.01"},{"v":0.005616248266337237,"d":"0.01"},{"v":7.890404686830603E-3,"d":"0.01"},0.0002083,1.724,2,0.000461829,{"$f":"IF($B3574>$F3574,0,IF($C3574>$G3574,0,ROUND((((($F3574-$B3574)/100)*IF('DBH-Upgrade'!$K$6='DBH-Upgrade'!$K$8,$CC3588,($BF3574/(($F3574-18)/100))))+((($B3574-18)/100)*$CB3588))*IF($E3574>50,IF($G3574=11,(1-(($E3574-50)*0.005)),IF($G3574=16,(1-(($E3574-50)*0.005)),IF($G3574=21,(1-(($E3574-50)*0.005)),1))),1)*$CE3588,0)))","v":263},{"$f":"IF($B3574>$F3574,0,IF($C3574>$G3574,0,ROUND((((($F3574-$B3574)/100)*IF('DBH-Upgrade'!$K$6='DBH-Upgrade'!$K$8,$CC3588,($BF3574/(($F3574-18)/100))))+((($B3574-18)/100)*$CB3588))*IF($E3574>50,IF($G3574=11,(1-(($E3574-50)*0.005)),IF($G3574=16,(1-(($E3574-50)*0.005)),IF($G3574=21,(1-(($E3574-50)*0.005)),1))),1)*$CD3588,0)))","v":269},{"$f":"IF($B3574>$F3574,0,IF($C3574>$G3574,0,ROUND((((($F3574-$B3574)/100)*IF('DBH-Upgrade'!$K$6='DBH-Upgrade'!$K$8,$CC3588,($BF3574/(($F3574-18)/100))))+((($B3574-18)/100)*$CB3588))*IF($E3574>50,IF($G3574=11,(1-(($E3574-50)*0.005)),IF($G3574=16,(1-(($E3574-50)*0.005)),IF($G3574=21,(1-(($E3574-50)*0.005)),1))),1),0)))","v":400},1.01,1.01,1.01,{"$f":"AK3574*POWER(CF_cool,AN3574)","v":206.13390885990862},{"$f":"AL3574*POWER(CF_cool,AO3574)","v":210.83658358675066},{"$f":"AM3574*POWER(CF_cool,AP3574)","v":313.5116484561348},44,45,67,{"v":0.016149490783479,"d":"0.02"},{"v":0.016844122366138695,"d":"0.02"},{"v":0.035568858817168564,"d":"0.04"},2.8,6,6.7,9,null,4390,null,{"v":0.8,"d":"80%"},null,null,0,11.8,13.7,21.85,null,1,1,1,206.13390885990862,210.83658358675066,313.5116484561348,null,0,0,0,1,{"$error":"#VALUE!"},0,0,{"$error":"#VALUE!"},0.750275090099452,0.6848867351465859,null,0.16320641939358696,0.08064538055291112,0.7894714915956607,0.7894714915956607,null,0]
["3402802015",{"$f":"'DBH-Upgrade'!$K$8-$CL3576","v":80},15,3,40,280,20,21.5,0,26,30,48.9,{"v":4919.200000000001,"d":"4919"},{"$f":"IF($B3576>$F3576,0,IF($C3576>$G3576,0,ROUND((((($F3576-$B3576)/100)*IF('DBH-Upgrade'!$K$6='DBH-Upgrade'!$K$8,$BZ3590,($BE3576/(($F3576-18)/100))))+((($B3576-18)/100)*$CA3590))*$CE3590,0)))","v":4838},{"$f":"IF($B3576>$F3576,0,IF($C3576>$G3576,0,ROUND((((($F3576-$B3576)/100)*IF('DBH-Upgrade'!$K$6='DBH-Upgrade'!$K$8,$BZ3590,($BE3576/(($F3576-18)/100))))+((($B3576-18)/100)*$CA3590))*$CD3590,0)))","v":5341},{"$f":"IF($B3576>$F3576,0,IF($C3576>$G3576,0,ROUND(((($F3576-$B3576)/100)*IF('DBH-Upgrade'!$K$6='DBH-Upgrade'!$K$8,$BZ3590,($BE3576/(($F3576-18)/100))))+((($B3576-18)/100)*$CA3590),0)))","v":7114},{"v":1.5,"d":"1.500"},1.08,1.08,1.08,397,{"$f":"IF($B3576>$F3576,0,IF($C3576>$G3576,0,ROUND(((($F3576-$B3576)/100)*(IF('DBH-Upgrade'!$K$6='DBH-Upgrade'!$K$8,$BZ3590,($BE3576/(($F3576-18)/100))))*$CH3590)+((($B3576-18)/100)*$CA3590*$CE3590*$CG3590),0)))","v":650},{"$f":"IF($B3576>$F3576,0,IF($C3576>$G3576,0,ROUND(((($F3576-$B3576)/100)*(IF('DBH-Upgrade'!$K$6='DBH-Upgrade'!$K$8,$BZ3590,($BE3576/(($F3576-18)/100))))*$CH3590)+((($B3576-18)/100)*$CA3590*$CD3590*$CG3590),0)))","v":679},{"$f":"IF($B3576>$F3576,0,IF($C3576>$G3576,0,ROUND(((($F3576-$B3576)/100)*(IF('DBH-Upgrade'!$K$6='DBH-Upgrade'!$K$8,$BZ3590,($BE3576/(($F3576-18)/100))))*$CH3590)+((($B3576-18)/100)*$CA3590*$CG3590),0)))","v":782},20,34,35,40,{"v":2.6313054973376893E-3,"d":"0.00"},{"v":7.1465233484089225E-3,"d":"0.01"},{"v":0.00754858560619864,"d":"0.01"},{"v":0.009715233633681115,"d":"0.01"},0.0001276,1.7219,2,3.76611E-4,{"$f":"IF($B3576>$F3576,0,IF($C3576>$G3576,0,ROUND((((($F3576-$B3576)/100)*IF('DBH-Upgrade'!$K$6='DBH-Upgrade'!$K$8,$CC3590,($BF3576/(($F3576-18)/100))))+((($B3576-18)/100)*$CB3590))*IF($E3576>50,IF($G3576=11,(1-(($E3576-50)*0.005)),IF($G3576=16,(1-(($E3576-50)*0.005)),IF($G3576=21,(1-(($E3576-50)*0.005)),1))),1)*$CE3590,0)))","v":318},{"$f":"IF($B3576>$F3576,0,IF($C3576>$G3576,0,ROUND((((($F3576-$B3576)/100)*IF('DBH-Upgrade'!$K$6='DBH-Upgrade'!$K$8,$CC3590,($BF3576/(($F3576-18)/100))))+((($B3576-18)/100)*$CB3590))*IF($E3576>50,IF($G3576=11,(1-(($E3576-50)*0.005)),IF($G3576=16,(1-(($E3576-50)*0.005)),IF($G3576=21,(1-(($E3576-50)*0.005)),1))),1)*$CD3590,0)))","v":351},{"$f":"IF($B3576>$F3576,0,IF($C3576>$G3576,0,ROUND((((($F3576-$B3576)/100)*IF('DBH-Upgrade'!$K$6='DBH-Upgrade'!$K$8,$CC3590,($BF3576/(($F3576-18)/100))))+((($B3576-18)/100)*$CB3590))*IF($E3576>50,IF($G3576=11,(1-(($E3576-50)*0.005)),IF($G3576=16,(1-(($E3576-50)*0.005)),IF($G3576=21,(1-(($E3576-50)*0.005)),1))),1),0)))","v":467},0.95,0.95,0.95,{"$f":"AK3576*POWER(CF_cool,AN3576)","v":252.8752549226894},{"$f":"AL3576*POWER(CF_cool,AO3576)","v":279.11702665994966},{"$f":"AM3576*POWER(CF_cool,AP3576)","v":371.3608303424401},54,60,80,{"v":0.01715002428577212,"d":"0.02"},{"v":0.020945155114577188,"d":"0.02"},{"v":0.03618902146042757,"d":"0.04"},3.7,6,6.7,9,null,6149,null,{"v":0.8,"d":"80%"},null,null,0,11.8,13.7,21.85,null,1,1,1,252.8752549226894,279.11702665994966,371.3608303424401,null,0,0,0,1,1615,3238,442,63,0.681904401633284,0.6579686139337618,null,0.16320641939358696,0.08064538055291112,0.783779121140337,0.783779121140337,null,0]
["350601515",{"$f":"'DBH-Upgrade'!$K$8-$CL3586","v":80},15,3,50,60,15,16.5,0,26,30,41.1,832,{"$f":"IF($B3586>$F3586,0,IF($C3586>$G3586,0,ROUND((((($F3586-$B3586)/100)*IF('DBH-Upgrade'!$K$6='DBH-Upgrade'!$K$8,$BZ3600,($BE3586/(($F3586-18)/100))))+((($B3586-18)/100)*$CA3600))*$CE3600,0)))","v":0},{"$f":"IF($B3586>$F3586,0,IF($C3586>$G3586,0,ROUND((((($F3586-$B3586)/100)*IF('DBH-Upgrade'!$K$6='DBH-Upgrade'!$K$8,$BZ3600,($BE3586/(($F3586-18)/100))))+((($B3586-18)/100)*$CA3600))*$CD3600,0)))","v":0},{"$f":"IF($B3586>$F3586,0,IF($C3586>$G3586,0,ROUND(((($F3586-$B3586)/100)*IF('DBH-Upgrade'!$K$6='DBH-Upgrade'!$K$8,$BZ3600,($BE3586/(($F3586-18)/100))))+((($B3586-18)/100)*$CA3600),0)))","v":0},{"v":1.5,"d":"1.500"},1.08,1.08,1.08,67,{"$f":"IF($B3586>$F3586,0,IF($C3586>$G3586,0,ROUND(((($F3586-$B3586)/100)*(IF('DBH-Upgrade'!$K$6='DBH-Upgrade'!$K$8,$BZ3600,($BE3586/(($F3586-18)/100))))*$CH3600)+((($B3586-18)/100)*$CA3600*$CE3600*$CG3600),0)))","v":0},{"$f":"IF($B3586>$F3586,0,IF($C3586>$G3586,0,ROUND(((($F3586-$B3586)/100)*(IF('DBH-Upgrade'!$K$6='DBH-Upgrade'!$K$8,$BZ3600,($BE3586/(($F3586-18)/100))))*$CH3600)+((($B3586-18)/100)*$CA3600*$CD3600*$CG3600),0)))","v":0},{"$f":"IF($B3586>$F3586,0,IF($C3586>$G3586,0,ROUND(((($F3586-$B3586)/100)*(IF('DBH-Upgrade'!$K$6='DBH-Upgrade'!$K$8,$BZ3600,($BE3586/(($F3586-18)/100))))*$CH3600)+((($B3586-18)/100)*$CA3600*$CG3600),0)))","v":0},3,0,0,0,{"v":5.31060959848513e-05,"d":"0.00"},{"v":0,"d":"0.00"},{"v":0,"d":"0.00"},{"v":0,"d":"0.00"},0.0002083,1.724,2,0.000461829,{"$f":"IF($B3586>$F3586,0,IF($C3586>$G3586,0,ROUND((((($F3586-$B3586)/100)*IF('DBH-Upgrade'!$K$6='DBH-Upgrade'!$K$8,$CC3600,($BF3586/(($F3586-18)/100))))+((($B3586-18)/100)*$CB3600))*IF($E3586>50,IF($G3586=11,(1-(($E3586-50)*0.005)),IF($G3586=16,(1-(($E3586-50)*0.005)),IF($G3586=21,(1-(($E3586-50)*0.005)),1))),1)*$CE3600,0)))","v":0},{"$f":"IF($B3586>$F3586,0,IF($C3586>$G3586,0,ROUND((((($F3586-$B3586)/100)*IF('DBH-Upgrade'!$K$6='DBH-Upgrade'!$K$8,$CC3600,($BF3586/(($F3586-18)/100))))+((($B3586-18)/100)*$CB3600))*IF($E3586>50,IF($G3586=11,(1-(($E3586-50)*0.005)),IF($G3586=16,(1-(($E3586-50)*0.005)),IF($G3586=21,(1-(($E3586-50)*0.005)),1))),1)*$CD3600,0)))","v":0},{"$f":"IF($B3586>$F3586,0,IF($C3586>$G3586,0,ROUND((((($F3586-$B3586)/100)*IF('DBH-Upgrade'!$K$6='DBH-Upgrade'!$K$8,$CC3600,($BF3586/(($F3586-18)/100))))+((($B3586-18)/100)*$CB3600))*IF($E3586>50,IF($G3586=11,(1-(($E3586-50)*0.005)),IF($G3586=16,(1-(($E3586-50)*0.005)),IF($G3586=21,(1-(($E3586-50)*0.005)),1))),1),0)))","v":0},1.01,1.01,1.01,{"$f":"AK3586*POWER(CF_cool,AN3586)","v":0},{"$f":"AL3586*POWER(CF_cool,AO3586)","v":0},{"$f":"AM3586*POWER(CF_cool,AP3586)","v":0},0,0,0,{"v":0,"d":"0.00"},{"v":0,"d":"0.00"},{"v":0,"d":"0.00"},0.6,"DBH-unit is te lang!","DBH-unit is te lang!","DBH-unit is te lang!",null,1040,null,{"v":0.8,"d":"80%"},null,null,0,"DBH-unit is te lang!","DBH-unit is te lang!","DBH-unit is te lang!",null,1,1,1,0,0,0,null,0,0,0,1,{"$error":"#VALUE!"},0,0,{"$error":"#VALUE!"},0.7507794609544182,0.68,null,0.16320641939358696,0.08064538055291112,0.7894714915956607,0.7894714915956607,null,0]
["350702015",{"$f":"'DBH-Upgrade'!$K$8-$CL3594","v":70},15,3,50,70,20,21.5,0,26,30,41.1,{"v":1358.4,"d":"1358"},{"$f":"IF($B3594>$F3594,0,IF($C3594>$G3594,0,ROUND((((($F3594-$B3594)/100)*IF('DBH-Upgrade'!$K$6='DBH-Upgrade'!$K$8,$BZ3608,($BE3594/(($F3594-18)/100))))+((($B3594-18)/100)*$CA3608))*$CE3608,0)))","v":1647},{"$f":"IF($B3594>$F3594,0,IF($C3594>$G3594,0,ROUND((((($F3594-$B3594)/100)*IF('DBH-Upgrade'!$K$6='DBH-Upgrade'!$K$8,$BZ3608,($BE3594/(($F3594-18)/100))))+((($B3594-18)/100)*$CA3608))*$CD3608,0)))","v":1767},{"$f":"IF($B3594>$F3594,0,IF($C3594>$G3594,0,ROUND(((($F3594-$B3594)/100)*IF('DBH-Upgrade'!$K$6='DBH-Upgrade'!$K$8,$BZ3608,($BE3594/(($F3594-18)/100))))+((($B3594-18)/100)*$CA3608),0)))","v":2112},{"v":1.5,"d":"1.500"},{"$f":"IF($G3594=10,1.08,IF($G3594=11,1.1,IF($G3594=15,1.08,IF($G3594=16,1.1,IF($G3594=20,1.08,IF($G3594=21,1.05))))))","v":1.08},1.08,1.08,110,{"$f":"IF($B3594>$F3594,0,IF($C3594>$G3594,0,ROUND(((($F3594-$B3594)/100)*(IF('DBH-Upgrade'!$K$6='DBH-Upgrade'!$K$8,$BZ3608,($BE3594/(($F3594-18)/100))))*$CH3608)+((($B3594-18)/100)*$CA3608*$CE3608*$CG3608),0)))","v":269},{"$f":"IF($B3594>$F3594,0,IF($C3594>$G3594,0,ROUND(((($F3594-$B3594)/100)*(IF('DBH-Upgrade'!$K$6='DBH-Upgrade'!$K$8,$BZ3608,($BE3594/(($F3594-18)/100))))*$CH3608)+((($B3594-18)/100)*$CA3608*$CD3608*$CG3608),0)))","v":288},{"$f":"IF($B3594>$F3594,0,IF($C3594>$G3594,0,ROUND(((($F3594-$B3594)/100)*(IF('DBH-Upgrade'!$K$6='DBH-Upgrade'!$K$8,$BZ3608,($BE3594/(($F3594-18)/100))))*$CH3608)+((($B3594-18)/100)*$CA3608*$CG3608),0)))","v":345},6,14,15,18,{"v":1.6328282537067629E-4,"d":"0.00"},{"v":0.000854222017089221,"d":"0.00"},{"v":9.7775789529640786E-4,"d":"0.00"},{"v":1.3974824450557817E-3,"d":"0.00"},{"$f":"IF($G3594=$CO$103,CP$103,IF($G3594=$CO$104,CP$104,IF($G3594=$CO$105,CP$105,IF($G3594=$CO$107,CP$107,IF($G3594=$CO$108,CP$108,IF($G3594=$CO$109,CP$109,IF($G3594=$CO$111,CP$111,IF($G3594=$CO$112,CP$112,IF($G3594=$CO$113,CP$113,IF($G3594=$CO$115,CP$115,IF($G3594=$CO$116,CP$116,IF($G3594=$CO$117,CP$117,IF($G3594=$CO$119,CP$119,IF($G3594=$CO$120,CP$120,))))))))))))))","v":0.0001276},{"$f":"IF($G3594=$CO$103,CQ$103,IF($G3594=$CO$104,CQ$104,IF($G3594=$CO$105,CQ$105,IF($G3594=$CO$107,CQ$107,IF($G3594=$CO$108,CQ$108,IF($G3594=$CO$109,CQ$109,IF($G3594=$CO$111,CQ$111,IF($G3594=$CO$112,CQ$112,IF($G3594=$CO$113,CQ$113,IF($G3594=$CO$115,CQ$115,IF($G3594=$CO$116,CQ$116,IF($G3594=$CO$117,CQ$117,IF($G3594=$CO$119,CQ$119,IF($G3594=$CO$120,CQ$120,))))))))))))))","v":1.7219},{"$f":"IF($G3594=$CO$103,CR$103,IF($G3594=$CO$104,CR$104,IF($G3594=$CO$105,CR$105,IF($G3594=$CO$107,CR$107,IF($G3594=$CO$108,CR$108,IF($G3594=$CO$109,CR$109,IF($G3594=$CO$111,CR$111,IF($G3594=$CO$112,CR$112,IF($G3594=$CO$113,CR$113,IF($G3594=$CO$115,CR$115,IF($G3594=$CO$116,CR$116,IF($G3594=$CO$117,CR$117,IF($G3594=$CO$119,CR$119,IF($G3594=$CO$120,CR$120,))))))))))))))","v":2},{"$f":"IF($G3594=$CO$103,CS$103,IF($G3594=$CO$104,CS$104,IF($G3594=$CO$105,CS$105,IF($G3594=$CO$107,CS$107,IF($G3594=$CO$108,CS$108,IF($G3594=$CO$109,CS$109,IF($G3594=$CO$111,CS$111,IF($G3594=$CO$112,CS$112,IF($G3594=$CO$113,CS$113,IF($G3594=$CO$115,CS$115,IF($G3594=$CO$116,CS$116,IF($G3594=$CO$117,CS$117,IF($G3594=$CO$119,CS$119,IF($G3594=$CO$120,CS$120,))))))))))))))","v":3.76611E-4},{"$f":"IF($B3594>$F3594,0,IF($C3594>$G3594,0,ROUND((((($F3594-$B3594)/100)*IF('DBH-Upgrade'!$K$6='DBH-Upgrade'!$K$8,$CC3608,($BF3594/(($F3594-18)/100))))+((($B3594-18)/100)*$CB3608))*IF($E3594>50,IF($G3594=11,(1-(($E3594-50)*0.005)),IF($G3594=16,(1-(($E3594-50)*0.005)),IF($G3594=21,(1-(($E3594-50)*0.005)),1))),1)*$CE3608,0)))","v":204},{"$f":"IF($B3594>$F3594,0,IF($C3594>$G3594,0,ROUND((((($F3594-$B3594)/100)*IF('DBH-Upgrade'!$K$6='DBH-Upgrade'!$K$8,$CC3608,($BF3594/(($F3594-18)/100))))+((($B3594-18)/100)*$CB3608))*IF($E3594>50,IF($G3594=11,(1-(($E3594-50)*0.005)),IF($G3594=16,(1-(($E3594-50)*0.005)),IF($G3594=21,(1-(($E3594-50)*0.005)),1))),1)*$CD3608,0)))","v":218},{"$f":"IF($B3594>$F3594,0,IF($C3594>$G3594,0,ROUND((((($F3594-$B3594)/100)*IF('DBH-Upgrade'!$K$6='DBH-Upgrade'!$K$8,$CC3608,($BF3594/(($F3594-18)/100))))+((($B3594-18)/100)*$CB3608))*IF($E3594>50,IF($G3594=11,(1-(($E3594-50)*0.005)),IF($G3594=16,(1-(($E3594-50)*0.005)),IF($G3594=21,(1-(($E3594-50)*0.005)),1))),1),0)))","v":261},0.95,0.95,0.95,{"$f":"AK3594*POWER(CF_cool,AN3594)","v":162.22186164851774},{"$f":"AL3594*POWER(CF_cool,AO3594)","v":173.35473450674934},{"$f":"AM3594*POWER(CF_cool,AP3594)","v":207.54855828560358},35,37,45,{"v":0.005154956781832244,"d":"0.01"},{"v":0.005750066246595067,"d":"0.01"},{"v":0.008450740920363757,"d":"0.01"},{"$f":"ROUND(IF(G3594=10,$CO$92*F3594,IF(G3594=11,$CO$93*F3594,IF(G3594=15,$CO$94*F3594,IF(G3594=16,$CO$95*F3594,IF(G3594=20,$CO$96*F3594,IF(G3594=21,$CO$97*F3594,)))))),1)","v":0.9},6,6.7,9,null,1698,null,{"v":0.8,"d":"80%"},null,null,0,11.8,13.7,21.85,null,1,1,1,162.22186164851774,{"$f":"AR3594/BP3594","v":173.35473450674934},{"$f":"AS3594/BQ3594","v":207.54855828560358},null,{"$f":"BR3594-AQ3594","v":0},{"$f":"BS3594-AR3594","v":0},{"$f":"BT3594-AS3594","v":0},1,1615,3238,442,63,0.6729424377054166,0.6582099452827469,null,0.16320641939358696,0.08064538055291112,0.783779121140337,0.783779121140337,null,10]
["350702115",{"$f":"'DBH-Upgrade'!$K$8-$CL3595","v":70},15,3,50,70,21,21.5,0,26,30,41.1,{"v":1445.6000000000001,"d":"1446"},{"$f":"IF($B3595>$F3595,0,IF($C3595>$G3595,0,ROUND((((($F3595-$B3595)/100)*IF('DBH-Upgrade'!$K$6='DBH-Upgrade'!$K$8,$BZ3609,($BE3595/(($F3595-18)/100))))+((($B3595-18)/100)*$CA3609))*$CE3609,0)))","v":2232},{"$f":"IF($B3595>$F3595,0,IF($C3595>$G3595,0,ROUND((((($F3595-$B3595)/100)*IF('DBH-Upgrade'!$K$6='DBH-Upgrade'!$K$8,$BZ3609,($BE3595/(($F3595-18)/100))))+((($B3595-18)/100)*$CA3609))*$CD3609,0)))","v":2396},{"$f":"IF($B3595>$F3595,0,IF($C3595>$G3595,0,ROUND(((($F3595-$B3595)/100)*IF('DBH-Upgrade'!$K$6='DBH-Upgrade'!$K$8,$BZ3609,($BE3595/(($F3595-18)/100))))+((($B3595-18)/100)*$CA3609),0)))","v":3171},{"v":1.5,"d":"1.500"},1.05,1.05,1.05,{"$f":"ROUND(M3595*POWER((($S$1-$S$2)/LN(($S$1-$S$3)/($S$2-$S$3)))/((75-65)/LN((75-20)/(65-20))),Q3595),0)","v":117},{"$f":"IF($B3595>$F3595,0,IF($C3595>$G3595,0,ROUND(((($F3595-$B3595)/100)*(IF('DBH-Upgrade'!$K$6='DBH-Upgrade'!$K$8,$BZ3609,($BE3595/(($F3595-18)/100))))*$CH3609)+((($B3595-18)/100)*$CA3609*$CE3609*$CG3609),0)))","v":383},{"$f":"IF($B3595>$F3595,0,IF($C3595>$G3595,0,ROUND(((($F3595-$B3595)/100)*(IF('DBH-Upgrade'!$K$6='DBH-Upgrade'!$K$8,$BZ3609,($BE3595/(($F3595-18)/100))))*$CH3609)+((($B3595-18)/100)*$CA3609*$CD3609*$CG3609),0)))","v":411},{"$f":"IF($B3595>$F3595,0,IF($C3595>$G3595,0,ROUND(((($F3595-$B3595)/100)*(IF('DBH-Upgrade'!$K$6='DBH-Upgrade'!$K$8,$BZ3609,($BE3595/(($F3595-18)/100))))*$CH3609)+((($B3595-18)/100)*$CA3609*$CG3609),0)))","v":544},{"$f":"ROUND(U3595*3600/(4186*ABS($S$1-$S$2)),0)","v":6},{"$f":"ROUND(V3595*3600/(4186*ABS($S$1-$S$2)),0)","v":20},{"$f":"ROUND(W3595*3600/(4186*ABS($S$1-$S$2)),0)","v":21},{"$f":"ROUND(X3595*3600/(4186*ABS($S$1-$S$2)),0)","v":28},{"$f":"(($AG3595*(Y3595^$AH3595)*((($F3595-14.4)*$AI3595)/100))+($AJ3595*(Y3595^2)))*0.0098","v":{"v":2.422390419413526E-4,"d":"0.00"}},{"$f":"(($AG3595*(Z3595^$AH3595)*((($F3595-14.4)*$AI3595)/100))+($AJ3595*(Z3595^2)))*0.0098","v":{"v":0.002499233168343189,"d":"0.00"}},{"$f":"(($AG3595*(AA3595^$AH3595)*((($F3595-14.4)*$AI3595)/100))+($AJ3595*(AA3595^2)))*0.0098","v":{"v":2.7482196154813604E-3,"d":"0.00"}},{"$f":"(($AG3595*(AB3595^$AH3595)*((($F3595-14.4)*$AI3595)/100))+($AJ3595*(AB3595^2)))*0.0098","v":{"v":4.8138326350879385E-3,"d":"0.00"}},0.0001276,1.7219,4,0.000514201,{"$f":"IF($B3595>$F3595,0,IF($C3595>$G3595,0,ROUND((((($F3595-$B3595)/100)*IF('DBH-Upgrade'!$K$6='DBH-Upgrade'!$K$8,$CC3609,($BF3595/(($F3595-18)/100))))+((($B3595-18)/100)*$CB3609))*IF($E3595>50,IF($G3595=11,(1-(($E3595-50)*0.005)),IF($G3595=16,(1-(($E3595-50)*0.005)),IF($G3595=21,(1-(($E3595-50)*0.005)),1))),1)*$CE3609,0)))","v":290},{"$f":"IF($B3595>$F3595,0,IF($C3595>$G3595,0,ROUND((((($F3595-$B3595)/100)*IF('DBH-Upgrade'!$K$6='DBH-Upgrade'!$K$8,$CC3609,($BF3595/(($F3595-18)/100))))+((($B3595-18)/100)*$CB3609))*IF($E3595>50,IF($G3595=11,(1-(($E3595-50)*0.005)),IF($G3595=16,(1-(($E3595-50)*0.005)),IF($G3595=21,(1-(($E3595-50)*0.005)),1))),1)*$CD3609,0)))","v":311},{"$f":"IF($B3595>$F3595,0,IF($C3595>$G3595,0,ROUND((((($F3595-$B3595)/100)*IF('DBH-Upgrade'!$K$6='DBH-Upgrade'!$K$8,$CC3609,($BF3595/(($F3595-18)/100))))+((($B3595-18)/100)*$CB3609))*IF($E3595>50,IF($G3595=11,(1-(($E3595-50)*0.005)),IF($G3595=16,(1-(($E3595-50)*0.005)),IF($G3595=21,(1-(($E3595-50)*0.005)),1))),1),0)))","v":411},{"$f":"IF($G3595=10,0.98,IF($G3595=11,0.95,IF($G3595=15,1.01,IF($G3595=16,0.95,IF($G3595=20,0.95,IF($G3595=21,0.85))))))","v":0.85},0.85,0.85,{"$f":"AK3595*POWER(CF_cool,AN3595)","v":236.23980950403381},{"$f":"AL3595*POWER(CF_cool,AO3595)","v":253.34683019225693},{"$f":"AM3595*POWER(CF_cool,AP3595)","v":334.80883346951},{"$f":"ROUND(AQ3595*3600/(4186*ABS($AT$1-$AT$2)),0)","v":51},{"$f":"ROUND(AR3595*3600/(4186*ABS($AT$1-$AT$2)),0)","v":54},{"$f":"ROUND(AS3595*3600/(4186*ABS($AT$1-$AT$2)),0)","v":72},{"$f":"(($AG3595*(AT3595^$AH3595)*((($F3595-14.4)*$AI3595)/100))+($AJ3595*(AT3595^2)))*0.0098","v":{"v":0.01553056812858044,"d":"0.02"}},{"$f":"(($AG3595*(AU3595^$AH3595)*((($F3595-14.4)*$AI3595)/100))+($AJ3595*(AU3595^2)))*0.0098","v":{"v":0.017368582093050377,"d":"0.02"}},{"$f":"(($AG3595*(AV3595^$AH3595)*((($F3595-14.4)*$AI3595)/100))+($AJ3595*(AV3595^2)))*0.0098","v":{"v":0.030511922620544356,"d":"0.03"}},1.9,6,6.7,9,null,1807,null,{"v":0.8,"d":"80%"},null,null,0,11.8,13.7,21.85,null,1,1,1,236.23980950403381,253.34683019225693,334.80883346951,null,0,0,0,1,3238,4735,725,75,0.6729424377054166,0.6582099452827469,null,0.15781864009190116,0.08064538055291112,0.7952052041594007,0.7952052041594007,null,10]
["350902015",{"$f":"'DBH-Upgrade'!$K$8-$CL3606","v":80},15,3,50,90,20,21.5,0,26,30,43.3,{"v":1746.4,"d":"1746"},{"$f":"IF($B3606>$F3606,0,IF($C3606>$G3606,0,ROUND((((($F3606-$B3606)/100)*IF('DBH-Upgrade'!$K$6='DBH-Upgrade'!$K$8,$BZ3620,($BE3606/(($F3606-18)/100))))+((($B3606-18)/100)*$CA3620))*$CE3620,0)))","v":2098},{"$f":"IF($B3606>$F3606,0,IF($C3606>$G3606,0,ROUND((((($F3606-$B3606)/100)*IF('DBH-Upgrade'!$K$6='DBH-Upgrade'!$K$8,$BZ3620,($BE3606/(($F3606-18)/100))))+((($B3606-18)/100)*$CA3620))*$CD3620,0)))","v":2257},{"$f":"IF($B3606>$F3606,0,IF($C3606>$G3606,0,ROUND(((($F3606-$B3606)/100)*IF('DBH-Upgrade'!$K$6='DBH-Upgrade'!$K$8,$BZ3620,($BE3606/(($F3606-18)/100))))+((($B3606-18)/100)*$CA3620),0)))","v":2748},{"v":1.5,"d":"1.500"},1.08,1.08,1.08,141,{"$f":"IF($B3606>$F3606,0,IF($C3606>$G3606,0,ROUND(((($F3606-$B3606)/100)*(IF('DBH-Upgrade'!$K$6='DBH-Upgrade'!$K$8,$BZ3620,($BE3606/(($F3606-18)/100))))*$CH3620)+((($B3606-18)/100)*$CA3620*$CE3620*$CG3620),0)))","v":332},{"$f":"IF($B3606>$F3606,0,IF($C3606>$G3606,0,ROUND(((($F3606-$B3606)/100)*(IF('DBH-Upgrade'!$K$6='DBH-Upgrade'!$K$8,$BZ3620,($BE3606/(($F3606-18)/100))))*$CH3620)+((($B3606-18)/100)*$CA3620*$CD3620*$CG3620),0)))","v":356},{"$f":"IF($B3606>$F3606,0,IF($C3606>$G3606,0,ROUND(((($F3606-$B3606)/100)*(IF('DBH-Upgrade'!$K$6='DBH-Upgrade'!$K$8,$BZ3620,($BE3606/(($F3606-18)/100))))*$CH3620)+((($B3606-18)/100)*$CA3620*$CG3620),0)))","v":430},7,17,18,22,{"v":2.3477517946166976E-4,"d":"0.00"},{"v":1.3151446240857827E-3,"d":"0.00"},{"v":1.4700246025578616E-3,"d":"0.00"},{"v":0.002173729287856146,"d":"0.00"},0.0001276,1.7219,2,3.76611E-4,{"$f":"IF($B3606>$F3606,0,IF($C3606>$G3606,0,ROUND((((($F3606-$B3606)/100)*IF('DBH-Upgrade'!$K$6='DBH-Upgrade'!$K$8,$CC3620,($BF3606/(($F3606-18)/100))))+((($B3606-18)/100)*$CB3620))*IF($E3606>50,IF($G3606=11,(1-(($E3606-50)*0.005)),IF($G3606=16,(1-(($E3606-50)*0.005)),IF($G3606=21,(1-(($E3606-50)*0.005)),1))),1)*$CE3620,0)))","v":244},{"$f":"IF($B3606>$F3606,0,IF($C3606>$G3606,0,ROUND((((($F3606-$B3606)/100)*IF('DBH-Upgrade'!$K$6='DBH-Upgrade'!$K$8,$CC3620,($BF3606/(($F3606-18)/100))))+((($B3606-18)/100)*$CB3620))*IF($E3606>50,IF($G3606=11,(1-(($E3606-50)*0.005)),IF($G3606=16,(1-(($E3606-50)*0.005)),IF($G3606=21,(1-(($E3606-50)*0.005)),1))),1)*$CD3620,0)))","v":262},{"$f":"IF($B3606>$F3606,0,IF($C3606>$G3606,0,ROUND((((($F3606-$B3606)/100)*IF('DBH-Upgrade'!$K$6='DBH-Upgrade'!$K$8,$CC3620,($BF3606/(($F3606-18)/100))))+((($B3606-18)/100)*$CB3620))*IF($E3606>50,IF($G3606=11,(1-(($E3606-50)*0.005)),IF($G3606=16,(1-(($E3606-50)*0.005)),IF($G3606=21,(1-(($E3606-50)*0.005)),1))),1),0)))","v":319},0.95,0.95,0.95,{"$f":"AK3606*POWER(CF_cool,AN3606)","v":194.03006981489375},{"$f":"AL3606*POWER(CF_cool,AO3606)","v":208.34376348976298},{"$f":"AM3606*POWER(CF_cool,AP3606)","v":253.6704601268488},42,45,55,{"v":0.007690059318392718,"d":"0.01"},{"v":0.00880214222445144,"d":"0.01"},{"v":0.013041178410093179,"d":"0.01"},1.2,6,6.7,9,null,2183,null,{"v":0.8,"d":"80%"},null,null,0,11.8,13.7,21.85,null,1,1,1,194.03006981489375,208.34376348976298,253.6704601268488,null,0,0,0,1,1615,3238,442,63,0.7555553480649244,0.7038387772986681,null,0.16320641939358696,0.08064538055291112,0.783779121140337,0.783779121140337,null,0]
["3501101015",{"$f":"'DBH-Upgrade'!$K$8-$CL3614","v":80},15,3,50,110,10,11.5,0,26,30,44.1,{"v":1065.6000000000001,"d":"1066"},{"$f":"IF($B3614>$F3614,0,IF($C3614>$G3614,0,ROUND((((($F3614-$B3614)/100)*IF('DBH-Upgrade'!$K$6='DBH-Upgrade'!$K$8,$BZ3628,($BE3614/(($F3614-18)/100))))+((($B3614-18)/100)*$CA3628))*$CE3628,0)))","v":0},{"$f":"IF($B3614>$F3614,0,IF($C3614>$G3614,0,ROUND((((($F3614-$B3614)/100)*IF('DBH-Upgrade'!$K$6='DBH-Upgrade'!$K$8,$BZ3628,($BE3614/(($F3614-18)/100))))+((($B3614-18)/100)*$CA3628))*$CD3628,0)))","v":0},{"$f":"IF($B3614>$F3614,0,IF($C3614>$G3614,0,ROUND(((($F3614-$B3614)/100)*IF('DBH-Upgrade'!$K$6='DBH-Upgrade'!$K$8,$BZ3628,($BE3614/(($F3614-18)/100))))+((($B3614-18)/100)*$CA3628),0)))","v":0},{"v":1.5,"d":"1.500"},1.08,1.08,1.08,86,{"$f":"IF($B3614>$F3614,0,IF($C3614>$G3614,0,ROUND(((($F3614-$B3614)/100)*(IF('DBH-Upgrade'!$K$6='DBH-Upgrade'!$K$8,$BZ3628,($BE3614/(($F3614-18)/100))))*$CH3628)+((($B3614-18)/100)*$CA3628*$CE3628*$CG3628),0)))","v":0},{"$f":"IF($B3614>$F3614,0,IF($C3614>$G3614,0,ROUND(((($F3614-$B3614)/100)*(IF('DBH-Upgrade'!$K$6='DBH-Upgrade'!$K$8,$BZ3628,($BE3614/(($F3614-18)/100))))*$CH3628)+((($B3614-18)/100)*$CA3628*$CD3628*$CG3628),0)))","v":0},{"$f":"IF($B3614>$F3614,0,IF($C3614>$G3614,0,ROUND(((($F3614-$B3614)/100)*(IF('DBH-Upgrade'!$K$6='DBH-Upgrade'!$K$8,$BZ3628,($BE3614/(($F3614-18)/100))))*$CH3628)+((($B3614-18)/100)*$CA3628*$CG3628),0)))","v":0},4,0,0,0,{"v":1.3996228258218558E-4,"d":"0.00"},{"v":0,"d":"0.00"},{"v":0,"d":"0.00"},{"v":0,"d":"0.00"},3.969E-4,1.7346,2,0.000367347,{"$f":"IF($B3614>$F3614,0,IF($C3614>$G3614,0,ROUND((((($F3614-$B3614)/100)*IF('DBH-Upgrade'!$K$6='DBH-Upgrade'!$K$8,$CC3628,($BF3614/(($F3614-18)/100))))+((($B3614-18)/100)*$CB3628))*IF($E3614>50,IF($G3614=11,(1-(($E3614-50)*0.005)),IF($G3614=16,(1-(($E3614-50)*0.005)),IF($G3614=21,(1-(($E3614-50)*0.005)),1))),1)*$CE3628,0)))","v":0},{"$f":"IF($B3614>$F3614,0,IF($C3614>$G3614,0,ROUND((((($F3614-$B3614)/100)*IF('DBH-Upgrade'!$K$6='DBH-Upgrade'!$K$8,$CC3628,($BF3614/(($F3614-18)/100))))+((($B3614-18)/100)*$CB3628))*IF($E3614>50,IF($G3614=11,(1-(($E3614-50)*0.005)),IF($G3614=16,(1-(($E3614-50)*0.005)),IF($G3614=21,(1-(($E3614-50)*0.005)),1))),1)*$CD3628,0)))","v":0},{"$f":"IF($B3614>$F3614,0,IF($C3614>$G3614,0,ROUND((((($F3614-$B3614)/100)*IF('DBH-Upgrade'!$K$6='DBH-Upgrade'!$K$8,$CC3628,($BF3614/(($F3614-18)/100))))+((($B3614-18)/100)*$CB3628))*IF($E3614>50,IF($G3614=11,(1-(($E3614-50)*0.005)),IF($G3614=16,(1-(($E3614-50)*0.005)),IF($G3614=21,(1-(($E3614-50)*0.005)),1))),1),0)))","v":0},0.98,0.98,0.98,{"$f":"AK3614*POWER(CF_cool,AN3614)","v":0},{"$f":"AL3614*POWER(CF_cool,AO3614)","v":0},{"$f":"AM3614*POWER(CF_cool,AP3614)","v":0},0,0,0,{"v":0,"d":"0.00"},{"v":0,"d":"0.00"},{"v":0,"d":"0.00"},0.7,6,6.7,9,null,1184,null,{"v":0.9,"d":"90%"},null,null,0,11.8,13.7,21.85,null,1,1,1,0,0,0,null,0,0,0,1,2298,4062,502,78,0.8284588613790702,0.7713393602007246,null,0.16320641939358696,0.08064538055291112,0.7952052041594007,0.7952052041594007,null,0]
["3501102115",{"$f":"'DBH-Upgrade'!$K$8-$CL3619","v":70},15,3,50,110,21,21.5,0,26,30,44.1,2272,{"$f":"IF($B3619>$F3619,0,IF($C3619>$G3619,0,ROUND((((($F3619-$B3619)/100)*IF('DBH-Upgrade'!$K$6='DBH-Upgrade'!$K$8,$BZ3633,($BE3619/(($F3619-18)/100))))+((($B3619-18)/100)*$CA3633))*$CE3633,0)))","v":2823},{"$f":"IF($B3619>$F3619,0,IF($C3619>$G3619,0,ROUND((((($F3619-$B3619)/100)*IF('DBH-Upgrade'!$K$6='DBH-Upgrade'!$K$8,$BZ3633,($BE3619/(($F3619-18)/100))))+((($B3619-18)/100)*$CA3633))*$CD3633,0)))","v":3022},{"$f":"IF($B3619>$F3619,0,IF($C3619>$G3619,0,ROUND(((($F3619-$B3619)/100)*IF('DBH-Upgrade'!$K$6='DBH-Upgrade'!$K$8,$BZ3633,($BE3619/(($F3619-18)/100))))+((($B3619-18)/100)*$CA3633),0)))","v":4167},{"v":1.5,"d":"1.500"},1.05,1.05,1.05,183,{"$f":"IF($B3619>$F3619,0,IF($C3619>$G3619,0,ROUND(((($F3619-$B3619)/100)*(IF('DBH-Upgrade'!$K$6='DBH-Upgrade'!$K$8,$BZ3633,($BE3619/(($F3619-18)/100))))*$CH3633)+((($B3619-18)/100)*$CA3633*$CE3633*$CG3633),0)))","v":449},{"$f":"IF($B3619>$F3619,0,IF($C3619>$G3619,0,ROUND(((($F3619-$B3619)/100)*(IF('DBH-Upgrade'!$K$6='DBH-Upgrade'!$K$8,$BZ3633,($BE3619/(($F3619-18)/100))))*$CH3633)+((($B3619-18)/100)*$CA3633*$CD3633*$CG3633),0)))","v":475},{"$f":"IF($B3619>$F3619,0,IF($C3619>$G3619,0,ROUND(((($F3619-$B3619)/100)*(IF('DBH-Upgrade'!$K$6='DBH-Upgrade'!$K$8,$BZ3633,($BE3619/(($F3619-18)/100))))*$CH3633)+((($B3619-18)/100)*$CA3633*$CG3633),0)))","v":625},9,23,25,32,{"v":0.00061840765285359,"d":"0.00"},{"v":3.7233996121002555E-3,"d":"0.00"},{"v":0.004370458269954813,"d":"0.00"},{"v":0.007027832507202183,"d":"0.01"},0.0001276,1.7219,4,0.000514201,{"$f":"IF($B3619>$F3619,0,IF($C3619>$G3619,0,ROUND((((($F3619-$B3619)/100)*IF('DBH-Upgrade'!$K$6='DBH-Upgrade'!$K$8,$CC3633,($BF3619/(($F3619-18)/100))))+((($B3619-18)/100)*$CB3633))*IF($E3619>50,IF($G3619=11,(1-(($E3619-50)*0.005)),IF($G3619=16,(1-(($E3619-50)*0.005)),IF($G3619=21,(1-(($E3619-50)*0.005)),1))),1)*$CE3633,0)))","v":304},{"$f":"IF($B3619>$F3619,0,IF($C3619>$G3619,0,ROUND((((($F3619-$B3619)/100)*IF('DBH-Upgrade'!$K$6='DBH-Upgrade'!$K$8,$CC3633,($BF3619/(($F3619-18)/100))))+((($B3619-18)/100)*$CB3633))*IF($E3619>50,IF($G3619=11,(1-(($E3619-50)*0.005)),IF($G3619=16,(1-(($E3619-50)*0.005)),IF($G3619=21,(1-(($E3619-50)*0.005)),1))),1)*$CD3633,0)))","v":325},{"$f":"IF($B3619>$F3619,0,IF($C3619>$G3619,0,ROUND((((($F3619-$B3619)/100)*IF('DBH-Upgrade'!$K$6='DBH-Upgrade'!$K$8,$CC3633,($BF3619/(($F3619-18)/100))))+((($B3619-18)/100)*$CB3633))*IF($E3619>50,IF($G3619=11,(1-(($E3619-50)*0.005)),IF($G3619=16,(1-(($E3619-50)*0.005)),IF($G3619=21,(1-(($E3619-50)*0.005)),1))),1),0)))","v":448},0.85,0.85,0.85,{"$f":"AK3619*POWER(CF_cool,AN3619)","v":247.64448996284924},{"$f":"AL3619*POWER(CF_cool,AO3619)","v":264.75151065107235},{"$f":"AM3619*POWER(CF_cool,AP3619)","v":364.9497746820936},53,57,78,{"v":0.018607746607239253,"d":"0.02"},{"v":0.021419288745692024,"d":"0.02"},{"v":0.03931979351367381,"d":"0.04"},2.9,6,6.7,9,null,2840,null,{"v":0.8,"d":"80%"},null,null,0,11.8,13.7,21.85,null,1,1,1,247.64448996284924,264.75151065107235,364.9497746820936,null,0,0,0,1,3238,4735,725,75,0.7342980293974435,0.6854011253923185,null,0.15781864009190116,0.08064538055291112,0.7952052041594007,0.7952052041594007,null,10]
["3501401015",{"$f":"'DBH-Upgrade'!$K$8-$CL3626","v":80},15,3,50,140,10,11.5,0,26,30,45.4,{"v":1355.4,"d":"1355"},{"$f":"IF($B3626>$F3626,0,IF($C3626>$G3626,0,ROUND((((($F3626-$B3626)/100)*IF('DBH-Upgrade'!$K$6='DBH-Upgrade'!$K$8,$BZ3640,($BE3626/(($F3626-18)/100))))+((($B3626-18)/100)*$CA3640))*$CE3640,0)))","v":0},{"$f":"IF($B3626>$F3626,0,IF($C3626>$G3626,0,ROUND((((($F3626-$B3626)/100)*IF('DBH-Upgrade'!$K$6='DBH-Upgrade'!$K$8,$BZ3640,($BE3626/(($F3626-18)/100))))+((($B3626-18)/100)*$CA3640))*$CD3640,0)))","v":0},{"$f":"IF($B3626>$F3626,0,IF($C3626>$G3626,0,ROUND(((($F3626-$B3626)/100)*IF('DBH-Upgrade'!$K$6='DBH-Upgrade'!$K$8,$BZ3640,($BE3626/(($F3626-18)/100))))+((($B3626-18)/100)*$CA3640),0)))","v":0},{"v":1.5,"d":"1.500"},1.08,1.08,1.08,109,{"$f":"IF($B3626>$F3626,0,IF($C3626>$G3626,0,ROUND(((($F3626-$B3626)/100)*(IF('DBH-Upgrade'!$K$6='DBH-Upgrade'!$K$8,$BZ3640,($BE3626/(($F3626-18)/100))))*$CH3640)+((($B3626-18)/100)*$CA3640*$CE3640*$CG3640),0)))","v":0},{"$f":"IF($B3626>$F3626,0,IF($C3626>$G3626,0,ROUND(((($F3626-$B3626)/100)*(IF('DBH-Upgrade'!$K$6='DBH-Upgrade'!$K$8,$BZ3640,($BE3626/(($F3626-18)/100))))*$CH3640)+((($B3626-18)/100)*$CA3640*$CD3640*$CG3640),0)))","v":0},{"$f":"IF($B3626>$F3626,0,IF($C3626>$G3626,0,ROUND(((($F3626-$B3626)/100)*(IF('DBH-Upgrade'!$K$6='DBH-Upgrade'!$K$8,$BZ3640,($BE3626/(($F3626-18)/100))))*$CH3640)+((($B3626-18)/100)*$CA3640*$CG3640),0)))","v":0},6,0,0,0,{"v":3.4822912240367056E-4,"d":"0.00"},{"v":0,"d":"0.00"},{"v":0,"d":"0.00"},{"v":0,"d":"0.00"},3.969E-4,1.7346,2,0.000367347,{"$f":"IF($B3626>$F3626,0,IF($C3626>$G3626,0,ROUND((((($F3626-$B3626)/100)*IF('DBH-Upgrade'!$K$6='DBH-Upgrade'!$K$8,$CC3640,($BF3626/(($F3626-18)/100))))+((($B3626-18)/100)*$CB3640))*IF($E3626>50,IF($G3626=11,(1-(($E3626-50)*0.005)),IF($G3626=16,(1-(($E3626-50)*0.005)),IF($G3626=21,(1-(($E3626-50)*0.005)),1))),1)*$CE3640,0)))","v":0},{"$f":"IF($B3626>$F3626,0,IF($C3626>$G3626,0,ROUND((((($F3626-$B3626)/100)*IF('DBH-Upgrade'!$K$6='DBH-Upgrade'!$K$8,$CC3640,($BF3626/(($F3626-18)/100))))+((($B3626-18)/100)*$CB3640))*IF($E3626>50,IF($G3626=11,(1-(($E3626-50)*0.005)),IF($G3626=16,(1-(($E3626-50)*0.005)),IF($G3626=21,(1-(($E3626-50)*0.005)),1))),1)*$CD3640,0)))","v":0},{"$f":"IF($B3626>$F3626,0,IF($C3626>$G3626,0,ROUND((((($F3626-$B3626)/100)*IF('DBH-Upgrade'!$K$6='DBH-Upgrade'!$K$8,$CC3640,($BF3626/(($F3626-18)/100))))+((($B3626-18)/100)*$CB3640))*IF($E3626>50,IF($G3626=11,(1-(($E3626-50)*0.005)),IF($G3626=16,(1-(($E3626-50)*0.005)),IF($G3626=21,(1-(($E3626-50)*0.005)),1))),1),0)))","v":0},0.98,0.98,0.98,{"$f":"AK3626*POWER(CF_cool,AN3626)","v":0},{"$f":"AL3626*POWER(CF_cool,AO3626)","v":0},{"$f":"AM3626*POWER(CF_cool,AP3626)","v":0},0,0,0,{"v":0,"d":"0.00"},{"v":0,"d":"0.00"},{"v":0,"d":"0.00"},0.9,6,6.7,9,null,1506,null,{"v":0.9,"d":"90%"},null,null,0,11.8,13.7,21.85,null,1,1,1,0,0,0,null,0,0,0,1,2298,4062,502,78,0.8146699660963719,0.7561986894808467,null,0.16320641939358696,0.08064538055291112,0.7952052041594007,0.7952052041594007,null,0]
["3501601515",{"$f":"'DBH-Upgrade'!$K$8-$CL3634","v":80},15,3,50,160,15,16.5,0,26,30,46.4,{"v":2219.2000000000003,"d":"2219"},{"$f":"IF($B3634>$F3634,0,IF($C3634>$G3634,0,ROUND((((($F3634-$B3634)/100)*IF('DBH-Upgrade'!$K$6='DBH-Upgrade'!$K$8,$BZ3648,($BE3634/(($F3634-18)/100))))+((($B3634-18)/100)*$CA3648))*$CE3648,0)))","v":2168},{"$f":"IF($B3634>$F3634,0,IF($C3634>$G3634,0,ROUND((((($F3634-$B3634)/100)*IF('DBH-Upgrade'!$K$6='DBH-Upgrade'!$K$8,$BZ3648,($BE3634/(($F3634-18)/100))))+((($B3634-18)/100)*$CA3648))*$CD3648,0)))","v":2315},{"$f":"IF($B3634>$F3634,0,IF($C3634>$G3634,0,ROUND(((($F3634-$B3634)/100)*IF('DBH-Upgrade'!$K$6='DBH-Upgrade'!$K$8,$BZ3648,($BE3634/(($F3634-18)/100))))+((($B3634-18)/100)*$CA3648),0)))","v":3300},{"v":1.5,"d":"1.500"},1.08,1.08,1.08,179,{"$f":"IF($B3634>$F3634,0,IF($C3634>$G3634,0,ROUND(((($F3634-$B3634)/100)*(IF('DBH-Upgrade'!$K$6='DBH-Upgrade'!$K$8,$BZ3648,($BE3634/(($F3634-18)/100))))*$CH3648)+((($B3634-18)/100)*$CA3648*$CE3648*$CG3648),0)))","v":319},{"$f":"IF($B3634>$F3634,0,IF($C3634>$G3634,0,ROUND(((($F3634-$B3634)/100)*(IF('DBH-Upgrade'!$K$6='DBH-Upgrade'!$K$8,$BZ3648,($BE3634/(($F3634-18)/100))))*$CH3648)+((($B3634-18)/100)*$CA3648*$CD3648*$CG3648),0)))","v":334},{"$f":"IF($B3634>$F3634,0,IF($C3634>$G3634,0,ROUND(((($F3634-$B3634)/100)*(IF('DBH-Upgrade'!$K$6='DBH-Upgrade'!$K$8,$BZ3648,($BE3634/(($F3634-18)/100))))*$CH3648)+((($B3634-18)/100)*$CA3648*$CG3648),0)))","v":432},9,16,17,22,{"v":6.2915516810610689E-4,"d":"0.00"},{"v":0.001866597973963768,"d":"0.00"},{"v":0.002093952478841644,"d":"0.00"},{"v":3.4164144931804006E-3,"d":"0.00"},0.0002083,1.724,2,0.000461829,{"$f":"IF($B3634>$F3634,0,IF($C3634>$G3634,0,ROUND((((($F3634-$B3634)/100)*IF('DBH-Upgrade'!$K$6='DBH-Upgrade'!$K$8,$CC3648,($BF3634/(($F3634-18)/100))))+((($B3634-18)/100)*$CB3648))*IF($E3634>50,IF($G3634=11,(1-(($E3634-50)*0.005)),IF($G3634=16,(1-(($E3634-50)*0.005)),IF($G3634=21,(1-(($E3634-50)*0.005)),1))),1)*$CE3648,0)))","v":213},{"$f":"IF($B3634>$F3634,0,IF($C3634>$G3634,0,ROUND((((($F3634-$B3634)/100)*IF('DBH-Upgrade'!$K$6='DBH-Upgrade'!$K$8,$CC3648,($BF3634/(($F3634-18)/100))))+((($B3634-18)/100)*$CB3648))*IF($E3634>50,IF($G3634=11,(1-(($E3634-50)*0.005)),IF($G3634=16,(1-(($E3634-50)*0.005)),IF($G3634=21,(1-(($E3634-50)*0.005)),1))),1)*$CD3648,0)))","v":228},{"$f":"IF($B3634>$F3634,0,IF($C3634>$G3634,0,ROUND((((($F3634-$B3634)/100)*IF('DBH-Upgrade'!$K$6='DBH-Upgrade'!$K$8,$CC3648,($BF3634/(($F3634-18)/100))))+((($B3634-18)/100)*$CB3648))*IF($E3634>50,IF($G3634=11,(1-(($E3634-50)*0.005)),IF($G3634=16,(1-(($E3634-50)*0.005)),IF($G3634=21,(1-(($E3634-50)*0.005)),1))),1),0)))","v":324},1.01,1.01,1.01,{"$f":"AK3634*POWER(CF_cool,AN3634)","v":166.94495280289178},{"$f":"AL3634*POWER(CF_cool,AO3634)","v":178.70163961999683},{"$f":"AM3634*POWER(CF_cool,AP3634)","v":253.9444352494692},36,38,55,{"v":0.008730911801729581,"d":"0.01"},{"v":0.00968067343401265,"d":"0.01"},{"v":0.019640578578512875,"d":"0.02"},1.6,6,6.7,9,null,2774,null,{"v":0.8,"d":"80%"},null,null,0,11.8,13.7,21.85,null,1,1,1,166.94495280289178,178.70163961999683,253.9444352494692,null,0,0,0,1,{"$error":"#VALUE!"},0,0,{"$error":"#VALUE!"},0.8030103878625993,0.7433030653966308,null,0.16320641939358696,0.08064538055291112,0.7894714915956607,0.7894714915956607,null,0]
["3501801115",{"$f":"'DBH-Upgrade'!$K$8-$CL3639","v":80},15,3,50,180,11,11.5,0,26,30,46.4,{"v":1696.6000000000001,"d":"1697"},{"$f":"IF($B3639>$F3639,0,IF($C3639>$G3639,0,ROUND((((($F3639-$B3639)/100)*IF('DBH-Upgrade'!$K$6='DBH-Upgrade'!$K$8,$BZ3653,($BE3639/(($F3639-18)/100))))+((($B3639-18)/100)*$CA3653))*$CE3653,0)))","v":0},{"$f":"IF($B3639>$F3639,0,IF($C3639>$G3639,0,ROUND((((($F3639-$B3639)/100)*IF('DBH-Upgrade'!$K$6='DBH-Upgrade'!$K$8,$BZ3653,($BE3639/(($F3639-18)/100))))+((($B3639-18)/100)*$CA3653))*$CD3653,0)))","v":0},{"$f":"IF($B3639>$F3639,0,IF($C3639>$G3639,0,ROUND(((($F3639-$B3639)/100)*IF('DBH-Upgrade'!$K$6='DBH-Upgrade'!$K$8,$BZ3653,($BE3639/(($F3639-18)/100))))+((($B3639-18)/100)*$CA3653),0)))","v":0},{"v":1.5,"d":"1.500"},1.1,1.1,1.1,137,{"$f":"IF($B3639>$F3639,0,IF($C3639>$G3639,0,ROUND(((($F3639-$B3639)/100)*(IF('DBH-Upgrade'!$K$6='DBH-Upgrade'!$K$8,$BZ3653,($BE3639/(($F3639-18)/100))))*$CH3653)+((($B3639-18)/100)*$CA3653*$CE3653*$CG3653),0)))","v":0},{"$f":"IF($B3639>$F3639,0,IF($C3639>$G3639,0,ROUND(((($F3639-$B3639)/100)*(IF('DBH-Upgrade'!$K$6='DBH-Upgrade'!$K$8,$BZ3653,($BE3639/(($F3639-18)/100))))*$CH3653)+((($B3639-18)/100)*$CA3653*$CD3653*$CG3653),0)))","v":0},{"$f":"IF($B3639>$F3639,0,IF($C3639>$G3639,0,ROUND(((($F3639-$B3639)/100)*(IF('DBH-Upgrade'!$K$6='DBH-Upgrade'!$K$8,$BZ3653,($BE3639/(($F3639-18)/100))))*$CH3653)+((($B3639-18)/100)*$CA3653*$CG3653),0)))","v":0},7,0,0,0,{"v":1.0290151509352442E-3,"d":"0.00"},{"v":0,"d":"0.00"},{"v":0,"d":"0.00"},{"v":0,"d":"0.00"},3.969E-4,1.7346,4,0.000574288,{"$f":"IF($B3639>$F3639,0,IF($C3639>$G3639,0,ROUND((((($F3639-$B3639)/100)*IF('DBH-Upgrade'!$K$6='DBH-Upgrade'!$K$8,$CC3653,($BF3639/(($F3639-18)/100))))+((($B3639-18)/100)*$CB3653))*IF($E3639>50,IF($G3639=11,(1-(($E3639-50)*0.005)),IF($G3639=16,(1-(($E3639-50)*0.005)),IF($G3639=21,(1-(($E3639-50)*0.005)),1))),1)*$CE3653,0)))","v":0},{"$f":"IF($B3639>$F3639,0,IF($C3639>$G3639,0,ROUND((((($F3639-$B3639)/100)*IF('DBH-Upgrade'!$K$6='DBH-Upgrade'!$K$8,$CC3653,($BF3639/(($F3639-18)/100))))+((($B3639-18)/100)*$CB3653))*IF($E3639>50,IF($G3639=11,(1-(($E3639-50)*0.005)),IF($G3639=16,(1-(($E3639-50)*0.005)),IF($G3639=21,(1-(($E3639-50)*0.005)),1))),1)*$CD3653,0)))","v":0},{"$f":"IF($B3639>$F3639,0,IF($C3639>$G3639,0,ROUND((((($F3639-$B3639)/100)*IF('DBH-Upgrade'!$K$6='DBH-Upgrade'!$K$8,$CC3653,($BF3639/(($F3639-18)/100))))+((($B3639-18)/100)*$CB3653))*IF($E3639>50,IF($G3639=11,(1-(($E3639-50)*0.005)),IF($G3639=16,(1-(($E3639-50)*0.005)),IF($G3639=21,(1-(($E3639-50)*0.005)),1))),1),0)))","v":0},0.95,0.95,0.95,{"$f":"AK3639*POWER(CF_cool,AN3639)","v":0},{"$f":"AL3639*POWER(CF_cool,AO3639)","v":0},{"$f":"AM3639*POWER(CF_cool,AP3639)","v":0},0,0,0,{"v":0,"d":"0.00"},{"v":0,"d":"0.00"},{"v":0,"d":"0.00"},2.4,6,6.7,9,null,2495,null,{"v":0.68,"d":"68%"},null,null,0,11.8,13.7,21.85,null,1,1,1,0,0,0,null,0,0,0,1,2489,6098,791,92,0.718791222592855,0.671228725846115,null,0.1716349180255756,0.08064538055291112,0.8146200327725304,0.8146200327725304,null,0]
["3502001615",{"$f":"'DBH-Upgrade'!$K$8-$CL3647","v":80},15,3,50,200,16,16.5,0,26,30,47.1,{"v":2581.28,"d":"2581"},{"$f":"IF($B3647>$F3647,0,IF($C3647>$G3647,0,ROUND((((($F3647-$B3647)/100)*IF('DBH-Upgrade'!$K$6='DBH-Upgrade'!$K$8,$BZ3661,($BE3647/(($F3647-18)/100))))+((($B3647-18)/100)*$CA3661))*$CE3661,0)))","v":4486},{"$f":"IF($B3647>$F3647,0,IF($C3647>$G3647,0,ROUND((((($F3647-$B3647)/100)*IF('DBH-Upgrade'!$K$6='DBH-Upgrade'!$K$8,$BZ3661,($BE3647/(($F3647-18)/100))))+((($B3647-18)/100)*$CA3661))*$CD3661,0)))","v":4727},{"$f":"IF($B3647>$F3647,0,IF($C3647>$G3647,0,ROUND(((($F3647-$B3647)/100)*IF('DBH-Upgrade'!$K$6='DBH-Upgrade'!$K$8,$BZ3661,($BE3647/(($F3647-18)/100))))+((($B3647-18)/100)*$CA3661),0)))","v":6821},{"v":1.5,"d":"1.500"},1.1,1.1,1.1,208,{"$f":"IF($B3647>$F3647,0,IF($C3647>$G3647,0,ROUND(((($F3647-$B3647)/100)*(IF('DBH-Upgrade'!$K$6='DBH-Upgrade'!$K$8,$BZ3661,($BE3647/(($F3647-18)/100))))*$CH3661)+((($B3647-18)/100)*$CA3661*$CE3661*$CG3661),0)))","v":618},{"$f":"IF($B3647>$F3647,0,IF($C3647>$G3647,0,ROUND(((($F3647-$B3647)/100)*(IF('DBH-Upgrade'!$K$6='DBH-Upgrade'!$K$8,$BZ3661,($BE3647/(($F3647-18)/100))))*$CH3661)+((($B3647-18)/100)*$CA3661*$CD3661*$CG3661),0)))","v":634},{"$f":"IF($B3647>$F3647,0,IF($C3647>$G3647,0,ROUND(((($F3647-$B3647)/100)*(IF('DBH-Upgrade'!$K$6='DBH-Upgrade'!$K$8,$BZ3661,($BE3647/(($F3647-18)/100))))*$CH3661)+((($B3647-18)/100)*$CA3661*$CG3661),0)))","v":777},11,32,33,40,{"v":2.5976279499314134E-3,"d":"0.00"},{"v":0.01993953418900561,"d":"0.02"},{"v":0.021151601097172765,"d":"0.02"},{"v":0.03059905394177626,"d":"0.03"},0.0002083,1.724,4,1.392796E-3,{"$f":"IF($B3647>$F3647,0,IF($C3647>$G3647,0,ROUND((((($F3647-$B3647)/100)*IF('DBH-Upgrade'!$K$6='DBH-Upgrade'!$K$8,$CC3661,($BF3647/(($F3647-18)/100))))+((($B3647-18)/100)*$CB3661))*IF($E3647>50,IF($G3647=11,(1-(($E3647-50)*0.005)),IF($G3647=16,(1-(($E3647-50)*0.005)),IF($G3647=21,(1-(($E3647-50)*0.005)),1))),1)*$CE3661,0)))","v":355},{"$f":"IF($B3647>$F3647,0,IF($C3647>$G3647,0,ROUND((((($F3647-$B3647)/100)*IF('DBH-Upgrade'!$K$6='DBH-Upgrade'!$K$8,$CC3661,($BF3647/(($F3647-18)/100))))+((($B3647-18)/100)*$CB3661))*IF($E3647>50,IF($G3647=11,(1-(($E3647-50)*0.005)),IF($G3647=16,(1-(($E3647-50)*0.005)),IF($G3647=21,(1-(($E3647-50)*0.005)),1))),1)*$CD3661,0)))","v":374},{"$f":"IF($B3647>$F3647,0,IF($C3647>$G3647,0,ROUND((((($F3647-$B3647)/100)*IF('DBH-Upgrade'!$K$6='DBH-Upgrade'!$K$8,$CC3661,($BF3647/(($F3647-18)/100))))+((($B3647-18)/100)*$CB3661))*IF($E3647>50,IF($G3647=11,(1-(($E3647-50)*0.005)),IF($G3647=16,(1-(($E3647-50)*0.005)),IF($G3647=21,(1-(($E3647-50)*0.005)),1))),1),0)))","v":540},0.95,0.95,0.95,{"$f":"AK3647*POWER(CF_cool,AN3647)","v":282.2978474765872},{"$f":"AL3647*POWER(CF_cool,AO3647)","v":297.40674635561584},{"$f":"AM3647*POWER(CF_cool,AP3647)","v":429.4108102460764},61,64,92,{"v":0.06892209816760358,"d":"0.07"},{"v":0.07560528579357896,"d":"0.08"},{"v":0.15235189764705345,"d":"0.15"},{"v":4,"d":"4.0"},6,6.7,9,null,3796,null,{"v":0.68,"d":"68%"},null,null,0,11.8,13.7,21.85,null,1,1,1,282.2978474765872,297.40674635561584,429.4108102460764,null,0,0,0,1,{"$error":"#VALUE!"},0,0,{"$error":"#VALUE!"},0.7840224333226739,0.7222362755803995,null,0.15781864009190116,0.08064538055291112,0.7952052041594007,0.7952052041594007,null,0]
["3502201115",{"$f":"'DBH-Upgrade'!$K$8-$CL3651","v":80},15,3,50,220,11,11.5,0,26,30,47.8,{"v":2073.32,"d":"2073"},{"$f":"IF($B3651>$F3651,0,IF($C3651>$G3651,0,ROUND((((($F3651-$B3651)/100)*IF('DBH-Upgrade'!$K$6='DBH-Upgrade'!$K$8,$BZ3665,($BE3651/(($F3651-18)/100))))+((($B3651-18)/100)*$CA3665))*$CE3665,0)))","v":0},{"$f":"IF($B3651>$F3651,0,IF($C3651>$G3651,0,ROUND((((($F3651-$B3651)/100)*IF('DBH-Upgrade'!$K$6='DBH-Upgrade'!$K$8,$BZ3665,($BE3651/(($F3651-18)/100))))+((($B3651-18)/100)*$CA3665))*$CD3665,0)))","v":0},{"$f":"IF($B3651>$F3651,0,IF($C3651>$G3651,0,ROUND(((($F3651-$B3651)/100)*IF('DBH-Upgrade'!$K$6='DBH-Upgrade'!$K$8,$BZ3665,($BE3651/(($F3651-18)/100))))+((($B3651-18)/100)*$CA3665),0)))","v":0},{"v":1.5,"d":"1.500"},1.1,1.1,1.1,167,{"$f":"IF($B3651>$F3651,0,IF($C3651>$G3651,0,ROUND(((($F3651-$B3651)/100)*(IF('DBH-Upgrade'!$K$6='DBH-Upgrade'!$K$8,$BZ3665,($BE3651/(($F3651-18)/100))))*$CH3665)+((($B3651-18)/100)*$CA3665*$CE3665*$CG3665),0)))","v":0},{"$f":"IF($B3651>$F3651,0,IF($C3651>$G3651,0,ROUND(((($F3651-$B3651)/100)*(IF('DBH-Upgrade'!$K$6='DBH-Upgrade'!$K$8,$BZ3665,($BE3651/(($F3651-18)/100))))*$CH3665)+((($B3651-18)/100)*$CA3665*$CD3665*$CG3665),0)))","v":0},{"$f":"IF($B3651>$F3651,0,IF($C3651>$G3651,0,ROUND(((($F3651-$B3651)/100)*(IF('DBH-Upgrade'!$K$6='DBH-Upgrade'!$K$8,$BZ3665,($BE3651/(($F3651-18)/100))))*$CH3665)+((($B3651-18)/100)*$CA3665*$CG3665),0)))","v":0},9,0,0,0,{"v":1.90203976456027E-3,"d":"0.00"},{"v":0,"d":"0.00"},{"v":0,"d":"0.00"},{"v":0,"d":"0.00"},3.969E-4,1.7346,4,0.000574288,{"$f":"IF($B3651>$F3651,0,IF($C3651>$G3651,0,ROUND((((($F3651-$B3651)/100)*IF('DBH-Upgrade'!$K$6='DBH-Upgrade'!$K$8,$CC3665,($BF3651/(($F3651-18)/100))))+((($B3651-18)/100)*$CB3665))*IF($E3651>50,IF($G3651=11,(1-(($E3651-50)*0.005)),IF($G3651=16,(1-(($E3651-50)*0.005)),IF($G3651=21,(1-(($E3651-50)*0.005)),1))),1)*$CE3665,0)))","v":0},{"$f":"IF($B3651>$F3651,0,IF($C3651>$G3651,0,ROUND((((($F3651-$B3651)/100)*IF('DBH-Upgrade'!$K$6='DBH-Upgrade'!$K$8,$CC3665,($BF3651/(($F3651-18)/100))))+((($B3651-18)/100)*$CB3665))*IF($E3651>50,IF($G3651=11,(1-(($E3651-50)*0.005)),IF($G3651=16,(1-(($E3651-50)*0.005)),IF($G3651=21,(1-(($E3651-50)*0.005)),1))),1)*$CD3665,0)))","v":0},{"$f":"IF($B3651>$F3651,0,IF($C3651>$G3651,0,ROUND((((($F3651-$B3651)/100)*IF('DBH-Upgrade'!$K$6='DBH-Upgrade'!$K$8,$CC3665,($BF3651/(($F3651-18)/100))))+((($B3651-18)/100)*$CB3665))*IF($E3651>50,IF($G3651=11,(1-(($E3651-50)*0.005)),IF($G3651=16,(1-(($E3651-50)*0.005)),IF($G3651=21,(1-(($E3651-50)*0.005)),1))),1),0)))","v":0},0.95,0.95,0.95,{"$f":"AK3651*POWER(CF_cool,AN3651)","v":0},{"$f":"AL3651*POWER(CF_cool,AO3651)","v":0},{"$f":"AM3651*POWER(CF_cool,AP3651)","v":0},0,0,0,{"v":0,"d":"0.00"},{"v":0,"d":"0.00"},{"v":0,"d":"0.00"},2.9,6,6.7,9,null,3049,null,{"v":0.68,"d":"68%"},null,null,0,11.8,13.7,21.85,null,1,1,1,0,0,0,null,0,0,0,1,2489,6098,791,92,0.7015311234086448,0.657069305346098,null,0.1716349180255756,0.08064538055291112,0.8146200327725304,0.8146200327725304,null,0]
["3502401615",{"$f":"'DBH-Upgrade'!$K$8-$CL3659","v":80},15,3,50,240,16,16.5,0,26,30,48.1,{"v":3097.4,"d":"3097"},{"$f":"IF($B3659>$F3659,0,IF($C3659>$G3659,0,ROUND((((($F3659-$B3659)/100)*IF('DBH-Upgrade'!$K$6='DBH-Upgrade'!$K$8,$BZ3673,($BE3659/(($F3659-18)/100))))+((($B3659-18)/100)*$CA3673))*$CE3673,0)))","v":5340},{"$f":"IF($B3659>$F3659,0,IF($C3659>$G3659,0,ROUND((((($F3659-$B3659)/100)*IF('DBH-Upgrade'!$K$6='DBH-Upgrade'!$K$8,$BZ3673,($BE3659/(($F3659-18)/100))))+((($B3659-18)/100)*$CA3673))*$CD3673,0)))","v":5535},{"$f":"IF($B3659>$F3659,0,IF($C3659>$G3659,0,ROUND(((($F3659-$B3659)/100)*IF('DBH-Upgrade'!$K$6='DBH-Upgrade'!$K$8,$BZ3673,($BE3659/(($F3659-18)/100))))+((($B3659-18)/100)*$CA3673),0)))","v":8117},{"v":1.5,"d":"1.500"},1.1,1.1,1.1,{"$f":"ROUND(M3659*POWER((($S$1-$S$2)/LN(($S$1-$S$3)/($S$2-$S$3)))/((75-65)/LN((75-20)/(65-20))),Q3659),0)","v":250},{"$f":"IF($B3659>$F3659,0,IF($C3659>$G3659,0,ROUND(((($F3659-$B3659)/100)*(IF('DBH-Upgrade'!$K$6='DBH-Upgrade'!$K$8,$BZ3673,($BE3659/(($F3659-18)/100))))*$CH3673)+((($B3659-18)/100)*$CA3673*$CE3673*$CG3673),0)))","v":723},{"$f":"IF($B3659>$F3659,0,IF($C3659>$G3659,0,ROUND(((($F3659-$B3659)/100)*(IF('DBH-Upgrade'!$K$6='DBH-Upgrade'!$K$8,$BZ3673,($BE3659/(($F3659-18)/100))))*$CH3673)+((($B3659-18)/100)*$CA3673*$CD3673*$CG3673),0)))","v":734},{"$f":"IF($B3659>$F3659,0,IF($C3659>$G3659,0,ROUND(((($F3659-$B3659)/100)*(IF('DBH-Upgrade'!$K$6='DBH-Upgrade'!$K$8,$BZ3673,($BE3659/(($F3659-18)/100))))*$CH3673)+((($B3659-18)/100)*$CA3673*$CG3673),0)))","v":881},{"$f":"ROUND(U3659*3600/(4186*ABS($S$1-$S$2)),0)","v":13},{"$f":"ROUND(V3659*3600/(4186*ABS($S$1-$S$2)),0)","v":37},{"$f":"ROUND(W3659*3600/(4186*ABS($S$1-$S$2)),0)","v":38},{"$f":"ROUND(X3659*3600/(4186*ABS($S$1-$S$2)),0)","v":45},{"$f":"(($AG3659*(Y3659^$AH3659)*((($F3659-14.4)*$AI3659)/100))+($AJ3659*(Y3659^2)))*0.0098","v":{"v":3.8404923639476134E-3,"d":"0.00"}},{"$f":"(($AG3659*(Z3659^$AH3659)*((($F3659-14.4)*$AI3659)/100))+($AJ3659*(Z3659^2)))*0.0098","v":{"v":0.0279948405196165,"d":"0.03"}},{"$f":"(($AG3659*(AA3659^$AH3659)*((($F3659-14.4)*$AI3659)/100))+($AJ3659*(AA3659^2)))*0.0098","v":{"v":0.029456519005287552,"d":"0.03"}},{"$f":"(($AG3659*(AB3659^$AH3659)*((($F3659-14.4)*$AI3659)/100))+($AJ3659*(AB3659^2)))*0.0098","v":{"v":0.040685298625066944,"d":"0.04"}},0.0002083,1.724,4,1.392796E-3,{"$f":"IF($B3659>$F3659,0,IF($C3659>$G3659,0,ROUND((((($F3659-$B3659)/100)*IF('DBH-Upgrade'!$K$6='DBH-Upgrade'!$K$8,$CC3673,($BF3659/(($F3659-18)/100))))+((($B3659-18)/100)*$CB3673))*IF($E3659>50,IF($G3659=11,(1-(($E3659-50)*0.005)),IF($G3659=16,(1-(($E3659-50)*0.005)),IF($G3659=21,(1-(($E3659-50)*0.005)),1))),1)*$CE3673,0)))","v":375},{"$f":"IF($B3659>$F3659,0,IF($C3659>$G3659,0,ROUND((((($F3659-$B3659)/100)*IF('DBH-Upgrade'!$K$6='DBH-Upgrade'!$K$8,$CC3673,($BF3659/(($F3659-18)/100))))+((($B3659-18)/100)*$CB3673))*IF($E3659>50,IF($G3659=11,(1-(($E3659-50)*0.005)),IF($G3659=16,(1-(($E3659-50)*0.005)),IF($G3659=21,(1-(($E3659-50)*0.005)),1))),1)*$CD3673,0)))","v":388},{"$f":"IF($B3659>$F3659,0,IF($C3659>$G3659,0,ROUND((((($F3659-$B3659)/100)*IF('DBH-Upgrade'!$K$6='DBH-Upgrade'!$K$8,$CC3673,($BF3659/(($F3659-18)/100))))+((($B3659-18)/100)*$CB3673))*IF($E3659>50,IF($G3659=11,(1-(($E3659-50)*0.005)),IF($G3659=16,(1-(($E3659-50)*0.005)),IF($G3659=21,(1-(($E3659-50)*0.005)),1))),1),0)))","v":570},{"$f":"IF($G3659=10,0.98,IF($G3659=11,0.95,IF($G3659=15,1.01,IF($G3659=16,0.95,IF($G3659=20,0.95,IF($G3659=21,0.85))))))","v":0.95},0.95,0.95,{"$f":"AK3659*POWER(CF_cool,AN3659)","v":298.20195155977524},{"$f":"AL3659*POWER(CF_cool,AO3659)","v":308.53961921384746},{"$f":"AM3659*POWER(CF_cool,AP3659)","v":453.26696637085837},{"$f":"ROUND(AQ3659*3600/(4186*ABS($AT$1-$AT$2)),0)","v":64},{"$f":"ROUND(AR3659*3600/(4186*ABS($AT$1-$AT$2)),0)","v":66},{"$f":"ROUND(AS3659*3600/(4186*ABS($AT$1-$AT$2)),0)","v":97},{"$f":"(($AG3659*(AT3659^$AH3659)*((($F3659-14.4)*$AI3659)/100))+($AJ3659*(AT3659^2)))*0.0098","v":{"v":0.0798504021980572,"d":"0.08"}},{"$f":"(($AG3659*(AU3659^$AH3659)*((($F3659-14.4)*$AI3659)/100))+($AJ3659*(AU3659^2)))*0.0098","v":{"v":0.08470369670351978,"d":"0.08"}},{"$f":"(($AG3659*(AV3659^$AH3659)*((($F3659-14.4)*$AI3659)/100))+($AJ3659*(AV3659^2)))*0.0098","v":{"v":0.17746251952026362,"d":"0.18"}},4.8,6,6.7,9,null,4555,null,{"v":0.68,"d":"68%"},null,null,0,11.8,13.7,21.85,null,1,1,1,298.20195155977524,308.53961921384746,453.26696637085837,null,0,0,0,1,{"$error":"#VALUE!"},0,0,{"$error":"#VALUE!"},0.7688559120374613,0.7053868583882835,null,0.15781864009190116,0.08064538055291112,0.7952052041594007,0.7952052041594007,null,0]
["3502602115",{"$f":"'DBH-Upgrade'!$K$8-$CL3667","v":60},15,3,50,260,21,21.5,0,26,30,48.1,{"v":5370.400000000001,"d":"5370"},{"$f":"IF($B3667>$F3667,0,IF($C3667>$G3667,0,ROUND((((($F3667-$B3667)/100)*IF('DBH-Upgrade'!$K$6='DBH-Upgrade'!$K$8,$BZ3681,($BE3667/(($F3667-18)/100))))+((($B3667-18)/100)*$CA3681))*$CE3681,0)))","v":4961},{"$f":"IF($B3667>$F3667,0,IF($C3667>$G3667,0,ROUND((((($F3667-$B3667)/100)*IF('DBH-Upgrade'!$K$6='DBH-Upgrade'!$K$8,$BZ3681,($BE3667/(($F3667-18)/100))))+((($B3667-18)/100)*$CA3681))*$CD3681,0)))","v":5141},{"$f":"IF($B3667>$F3667,0,IF($C3667>$G3667,0,ROUND(((($F3667-$B3667)/100)*IF('DBH-Upgrade'!$K$6='DBH-Upgrade'!$K$8,$BZ3681,($BE3667/(($F3667-18)/100))))+((($B3667-18)/100)*$CA3681),0)))","v":7539},{"$f":"IF(B3667=0,IF(E3667=20,IF(G3667=10,1.413,IF(G3667=15,1.408,IF(G3667=20,1.408,\"ERROR\"))),IF(E3667=30,IF(G3667=10,1.403,IF(G3667=11,1.44,IF(G3667=15,1.396,IF(G3667=16,1.456,IF(G3667=20,1.396,IF(G3667=21,1.468,\"ERROR\")))))),IF(E3667=40,IF(G3667=10,1.394,IF(G3667=11,1.439,IF(G3667=15,1.385,IF(G3667=16,1.46,IF(G3667=20,1.384,IF(G3667=21,1.477,\"ERROR\")))))),IF(E3667=50,IF(G3667=10,1.385,IF(G3667=11,1.438,IF(G3667=15,1.373,IF(G3667=16,1.464,IF(G3667=20,1.373,IF(G3667=21,1.485,\"ERROR\")))))),IF(E3667=60,IF(G3667=10,1.376,IF(G3667=11,1.437,IF(G3667=15,1.361,IF(G3667=16,1.468,IF(G3667=20,1.361,IF(G3667=21,1.493,\"ERROR\")))))),IF(E3667=70,IF(G3667=10,1.366,IF(G3667=11,1.436,IF(G3667=15,1.35,IF(G3667=16,1.472,IF(G3667=20,1.349,IF(G3667=21,1.501,\"ERROR\")))))),IF(E3667=80,IF(G3667=10,1.366,IF(G3667=11,1.436,IF(G3667=15,1.35,IF(G3667=16,1.472,IF(G3667=20,1.349,IF(G3667=21,1.501,1)))))),IF(E3667=90,IF(G3667=10,1.348,IF(G3667=11,1.434,IF(G3667=15,1.326,IF(G3667=16,1.48,IF(G3667=20,1.326,IF(G3667=21,1.518,1)))))),IF(E3667=100,IF(G3667=10,1.348,IF(G3667=11,1.434,IF(G3667=15,1.326,IF(G3667=16,1.48,IF(G3667=20,1.326,IF(G3667=21,1.518,1)))))),\"ERROR\"))))))))),1.5)","v":{"v":1.5,"d":"1.500"}},1.05,1.05,1.05,433,{"$f":"IF($B3667>$F3667,0,IF($C3667>$G3667,0,ROUND(((($F3667-$B3667)/100)*(IF('DBH-Upgrade'!$K$6='DBH-Upgrade'!$K$8,$BZ3681,($BE3667/(($F3667-18)/100))))*$CH3681)+((($B3667-18)/100)*$CA3681*$CE3681*$CG3681),0)))","v":691},{"$f":"IF($B3667>$F3667,0,IF($C3667>$G3667,0,ROUND(((($F3667-$B3667)/100)*(IF('DBH-Upgrade'!$K$6='DBH-Upgrade'!$K$8,$BZ3681,($BE3667/(($F3667-18)/100))))*$CH3681)+((($B3667-18)/100)*$CA3681*$CD3681*$CG3681),0)))","v":701},{"$f":"IF($B3667>$F3667,0,IF($C3667>$G3667,0,ROUND(((($F3667-$B3667)/100)*(IF('DBH-Upgrade'!$K$6='DBH-Upgrade'!$K$8,$BZ3681,($BE3667/(($F3667-18)/100))))*$CH3681)+((($B3667-18)/100)*$CA3681*$CG3681),0)))","v":841},22,36,36,43,{"v":0.004955955299505544,"d":"0.00"},{"v":0.012407854582135322,"d":"0.01"},{"v":0.012407854582135322,"d":"0.01"},{"v":0.017298004630727202,"d":"0.02"},0.0001276,1.7219,4,0.000514201,{"$f":"IF($B3667>$F3667,0,IF($C3667>$G3667,0,ROUND((((($F3667-$B3667)/100)*IF('DBH-Upgrade'!$K$6='DBH-Upgrade'!$K$8,$CC3681,($BF3667/(($F3667-18)/100))))+((($B3667-18)/100)*$CB3681))*IF($E3667>50,IF($G3667=11,(1-(($E3667-50)*0.005)),IF($G3667=16,(1-(($E3667-50)*0.005)),IF($G3667=21,(1-(($E3667-50)*0.005)),1))),1)*$CE3681,0)))","v":340},{"$f":"IF($B3667>$F3667,0,IF($C3667>$G3667,0,ROUND((((($F3667-$B3667)/100)*IF('DBH-Upgrade'!$K$6='DBH-Upgrade'!$K$8,$CC3681,($BF3667/(($F3667-18)/100))))+((($B3667-18)/100)*$CB3681))*IF($E3667>50,IF($G3667=11,(1-(($E3667-50)*0.005)),IF($G3667=16,(1-(($E3667-50)*0.005)),IF($G3667=21,(1-(($E3667-50)*0.005)),1))),1)*$CD3681,0)))","v":352},{"$f":"IF($B3667>$F3667,0,IF($C3667>$G3667,0,ROUND((((($F3667-$B3667)/100)*IF('DBH-Upgrade'!$K$6='DBH-Upgrade'!$K$8,$CC3681,($BF3667/(($F3667-18)/100))))+((($B3667-18)/100)*$CB3681))*IF($E3667>50,IF($G3667=11,(1-(($E3667-50)*0.005)),IF($G3667=16,(1-(($E3667-50)*0.005)),IF($G3667=21,(1-(($E3667-50)*0.005)),1))),1),0)))","v":516},0.85,0.85,0.85,{"$f":"AK3667*POWER(CF_cool,AN3667)","v":276.97081114266035},{"$f":"AL3667*POWER(CF_cool,AO3667)","v":286.7462515359307},{"$f":"AM3667*POWER(CF_cool,AP3667)","v":420.34393691062564},60,62,90,{"v":0.03230428804876624,"d":"0.03"},{"v":0.03435652129099659,"d":"0.03"},{"v":0.06928647652527035,"d":"0.07"},6.9,6,6.7,9,null,6713,null,{"v":0.8,"d":"80%"},null,null,0,11.8,13.7,21.85,null,1,1,1,276.97081114266035,286.7462515359307,420.34393691062564,null,0,0,0,1,3238,4735,725,75,0.6852107186854955,0.6578068517992561,null,0.15781864009190116,0.08064538055291112,0.7952052041594007,0.7952052041594007,null,20]
["3502801515",{"$f":"'DBH-Upgrade'!$K$8-$CL3670","v":80},15,3,50,280,15,16.5,0,26,30,48.9,3884,{"$f":"IF($B3670>$F3670,0,IF($C3670>$G3670,0,ROUND((((($F3670-$B3670)/100)*IF('DBH-Upgrade'!$K$6='DBH-Upgrade'!$K$8,$BZ3684,($BE3670/(($F3670-18)/100))))+((($B3670-18)/100)*$CA3684))*$CE3684,0)))","v":3447},{"$f":"IF($B3670>$F3670,0,IF($C3670>$G3670,0,ROUND((((($F3670-$B3670)/100)*IF('DBH-Upgrade'!$K$6='DBH-Upgrade'!$K$8,$BZ3684,($BE3670/(($F3670-18)/100))))+((($B3670-18)/100)*$CA3684))*$CD3684,0)))","v":3525},{"$f":"IF($B3670>$F3670,0,IF($C3670>$G3670,0,ROUND(((($F3670-$B3670)/100)*IF('DBH-Upgrade'!$K$6='DBH-Upgrade'!$K$8,$BZ3684,($BE3670/(($F3670-18)/100))))+((($B3670-18)/100)*$CA3684),0)))","v":5238},{"v":1.5,"d":"1.500"},1.08,1.08,1.08,313,{"$f":"IF($B3670>$F3670,0,IF($C3670>$G3670,0,ROUND(((($F3670-$B3670)/100)*(IF('DBH-Upgrade'!$K$6='DBH-Upgrade'!$K$8,$BZ3684,($BE3670/(($F3670-18)/100))))*$CH3684)+((($B3670-18)/100)*$CA3684*$CE3684*$CG3684),0)))","v":476},{"$f":"IF($B3670>$F3670,0,IF($C3670>$G3670,0,ROUND(((($F3670-$B3670)/100)*(IF('DBH-Upgrade'!$K$6='DBH-Upgrade'!$K$8,$BZ3684,($BE3670/(($F3670-18)/100))))*$CH3684)+((($B3670-18)/100)*$CA3684*$CD3684*$CG3684),0)))","v":481},{"$f":"IF($B3670>$F3670,0,IF($C3670>$G3670,0,ROUND(((($F3670-$B3670)/100)*(IF('DBH-Upgrade'!$K$6='DBH-Upgrade'!$K$8,$BZ3684,($BE3670/(($F3670-18)/100))))*$CH3684)+((($B3670-18)/100)*$CA3684*$CG3684),0)))","v":588},16,25,25,30,{"v":0.002450082626791049,"d":"0.00"},{"v":0.005616248266337237,"d":"0.01"},{"v":0.005616248266337237,"d":"0.01"},{"v":7.890404686830603E-3,"d":"0.01"},0.0002083,1.724,2,0.000461829,{"$f":"IF($B3670>$F3670,0,IF($C3670>$G3670,0,ROUND((((($F3670-$B3670)/100)*IF('DBH-Upgrade'!$K$6='DBH-Upgrade'!$K$8,$CC3684,($BF3670/(($F3670-18)/100))))+((($B3670-18)/100)*$CB3684))*IF($E3670>50,IF($G3670=11,(1-(($E3670-50)*0.005)),IF($G3670=16,(1-(($E3670-50)*0.005)),IF($G3670=21,(1-(($E3670-50)*0.005)),1))),1)*$CE3684,0)))","v":263},{"$f":"IF($B3670>$F3670,0,IF($C3670>$G3670,0,ROUND((((($F3670-$B3670)/100)*IF('DBH-Upgrade'!$K$6='DBH-Upgrade'!$K$8,$CC3684,($BF3670/(($F3670-18)/100))))+((($B3670-18)/100)*$CB3684))*IF($E3670>50,IF($G3670=11,(1-(($E3670-50)*0.005)),IF($G3670=16,(1-(($E3670-50)*0.005)),IF($G3670=21,(1-(($E3670-50)*0.005)),1))),1)*$CD3684,0)))","v":269},{"$f":"IF($B3670>$F3670,0,IF($C3670>$G3670,0,ROUND((((($F3670-$B3670)/100)*IF('DBH-Upgrade'!$K$6='DBH-Upgrade'!$K$8,$CC3684,($BF3670/(($F3670-18)/100))))+((($B3670-18)/100)*$CB3684))*IF($E3670>50,IF($G3670=11,(1-(($E3670-50)*0.005)),IF($G3670=16,(1-(($E3670-50)*0.005)),IF($G3670=21,(1-(($E3670-50)*0.005)),1))),1),0)))","v":400},1.01,1.01,1.01,{"$f":"AK3670*POWER(CF_cool,AN3670)","v":206.13390885990862},{"$f":"AL3670*POWER(CF_cool,AO3670)","v":210.83658358675066},{"$f":"AM3670*POWER(CF_cool,AP3670)","v":313.5116484561348},44,45,67,{"v":0.016149490783479,"d":"0.02"},{"v":0.016844122366138695,"d":"0.02"},{"v":0.035568858817168564,"d":"0.04"},2.8,6,6.7,9,null,4855,null,{"v":0.8,"d":"80%"},null,null,0,11.8,13.7,21.85,null,1,1,1,206.13390885990862,210.83658358675066,313.5116484561348,null,0,0,0,1,{"$error":"#VALUE!"},0,0,{"$error":"#VALUE!"},0.750275090099452,0.6848867351465859,null,0.16320641939358696,0.08064538055291112,0.7894714915956607,0.7894714915956607,null,0]
["3503002115",{"$f":"'DBH-Upgrade'!$K$8-$CL3679","v":60},15,3,50,300,21,21.5,0,26,30,48.9,{"v":6196.8,"d":"6197"},{"$f":"IF($B3679>$F3679,0,IF($C3679>$G3679,0,ROUND((((($F3679-$B3679)/100)*IF('DBH-Upgrade'!$K$6='DBH-Upgrade'!$K$8,$BZ3693,($BE3679/(($F3679-18)/100))))+((($B3679-18)/100)*$CA3693))*$CE3693,0)))","v":5618},{"$f":"IF($B3679>$F3679,0,IF($C3679>$G3679,0,ROUND((((($F3679-$B3679)/100)*IF('DBH-Upgrade'!$K$6='DBH-Upgrade'!$K$8,$BZ3693,($BE3679/(($F3679-18)/100))))+((($B3679-18)/100)*$CA3693))*$CD3693,0)))","v":5743},{"$f":"IF($B3679>$F3679,0,IF($C3679>$G3679,0,ROUND(((($F3679-$B3679)/100)*IF('DBH-Upgrade'!$K$6='DBH-Upgrade'!$K$8,$BZ3693,($BE3679/(($F3679-18)/100))))+((($B3679-18)/100)*$CA3693),0)))","v":8535},{"v":1.5,"d":"1.500"},1.05,1.05,1.05,500,{"$f":"IF($B3679>$F3679,0,IF($C3679>$G3679,0,ROUND(((($F3679-$B3679)/100)*(IF('DBH-Upgrade'!$K$6='DBH-Upgrade'!$K$8,$BZ3693,($BE3679/(($F3679-18)/100))))*$CH3693)+((($B3679-18)/100)*$CA3693*$CE3693*$CG3693),0)))","v":771},{"$f":"IF($B3679>$F3679,0,IF($C3679>$G3679,0,ROUND(((($F3679-$B3679)/100)*(IF('DBH-Upgrade'!$K$6='DBH-Upgrade'!$K$8,$BZ3693,($BE3679/(($F3679-18)/100))))*$CH3693)+((($B3679-18)/100)*$CA3693*$CD3693*$CG3693),0)))","v":778},{"$f":"IF($B3679>$F3679,0,IF($C3679>$G3679,0,ROUND(((($F3679-$B3679)/100)*(IF('DBH-Upgrade'!$K$6='DBH-Upgrade'!$K$8,$BZ3693,($BE3679/(($F3679-18)/100))))*$CH3693)+((($B3679-18)/100)*$CA3693*$CG3693),0)))","v":921},26,40,40,48,{"v":0.007308930626810677,"d":"0.01"},{"v":0.016256409124964805,"d":"0.02"},{"v":0.016256409124964805,"d":"0.02"},{"v":0.022825891617185665,"d":"0.02"},0.0001276,1.7219,4,0.000514201,{"$f":"IF($B3679>$F3679,0,IF($C3679>$G3679,0,ROUND((((($F3679-$B3679)/100)*IF('DBH-Upgrade'!$K$6='DBH-Upgrade'!$K$8,$CC3693,($BF3679/(($F3679-18)/100))))+((($B3679-18)/100)*$CB3693))*IF($E3679>50,IF($G3679=11,(1-(($E3679-50)*0.005)),IF($G3679=16,(1-(($E3679-50)*0.005)),IF($G3679=21,(1-(($E3679-50)*0.005)),1))),1)*$CE3693,0)))","v":364},{"$f":"IF($B3679>$F3679,0,IF($C3679>$G3679,0,ROUND((((($F3679-$B3679)/100)*IF('DBH-Upgrade'!$K$6='DBH-Upgrade'!$K$8,$CC3693,($BF3679/(($F3679-18)/100))))+((($B3679-18)/100)*$CB3693))*IF($E3679>50,IF($G3679=11,(1-(($E3679-50)*0.005)),IF($G3679=16,(1-(($E3679-50)*0.005)),IF($G3679=21,(1-(($E3679-50)*0.005)),1))),1)*$CD3693,0)))","v":372},{"$f":"IF($B3679>$F3679,0,IF($C3679>$G3679,0,ROUND((((($F3679-$B3679)/100)*IF('DBH-Upgrade'!$K$6='DBH-Upgrade'!$K$8,$CC3693,($BF3679/(($F3679-18)/100))))+((($B3679-18)/100)*$CB3693))*IF($E3679>50,IF($G3679=11,(1-(($E3679-50)*0.005)),IF($G3679=16,(1-(($E3679-50)*0.005)),IF($G3679=21,(1-(($E3679-50)*0.005)),1))),1),0)))","v":553},0.85,0.85,0.85,{"$f":"AK3679*POWER(CF_cool,AN3679)","v":296.52169192920104},{"$f":"AL3679*POWER(CF_cool,AO3679)","v":303.0386521913813},{"$f":"AM3679*POWER(CF_cool,AP3679)","v":450.4848781232093},64,65,97,{"v":0.03904630489896004,"d":"0.04"},{"v":0.04019435070812,"d":"0.04"},{"v":0.08507674667821362,"d":"0.09"},{"v":8,"d":"8.0"},6,6.7,9,null,{"$f":"$BE1043","v":7746},null,{"v":0.8,"d":"80%"},null,null,0,11.8,13.7,21.85,null,1,1,1,296.52169192920104,303.0386521913813,450.4848781232093,null,0,0,0,1,3238,4735,725,75,0.681904493845304,0.6579686139337618,null,0.15781864009190116,0.08064538055291112,0.7952052041594007,0.7952052041594007,null,20]
["360602015",{"$f":"'DBH-Upgrade'!$K$8-$CL3684","v":80},15,3,60,60,20,21.5,0,26,30,41.1,1252,{"$f":"IF($B3684>$F3684,0,IF($C3684>$G3684,0,ROUND((((($F3684-$B3684)/100)*IF('DBH-Upgrade'!$K$6='DBH-Upgrade'!$K$8,$BZ3698,($BE3684/(($F3684-18)/100))))+((($B3684-18)/100)*$CA3698))*$CE3698,0)))","v":0},{"$f":"IF($B3684>$F3684,0,IF($C3684>$G3684,0,ROUND((((($F3684-$B3684)/100)*IF('DBH-Upgrade'!$K$6='DBH-Upgrade'!$K$8,$BZ3698,($BE3684/(($F3684-18)/100))))+((($B3684-18)/100)*$CA3698))*$CD3698,0)))","v":0},{"$f":"IF($B3684>$F3684,0,IF($C3684>$G3684,0,ROUND(((($F3684-$B3684)/100)*IF('DBH-Upgrade'!$K$6='DBH-Upgrade'!$K$8,$BZ3698,($BE3684/(($F3684-18)/100))))+((($B3684-18)/100)*$CA3698),0)))","v":0},{"v":1.5,"d":"1.500"},1.08,1.08,1.08,101,{"$f":"IF($B3684>$F3684,0,IF($C3684>$G3684,0,ROUND(((($F3684-$B3684)/100)*(IF('DBH-Upgrade'!$K$6='DBH-Upgrade'!$K$8,$BZ3698,($BE3684/(($F3684-18)/100))))*$CH3698)+((($B3684-18)/100)*$CA3698*$CE3698*$CG3698),0)))","v":0},{"$f":"IF($B3684>$F3684,0,IF($C3684>$G3684,0,ROUND(((($F3684-$B3684)/100)*(IF('DBH-Upgrade'!$K$6='DBH-Upgrade'!$K$8,$BZ3698,($BE3684/(($F3684-18)/100))))*$CH3698)+((($B3684-18)/100)*$CA3698*$CD3698*$CG3698),0)))","v":0},{"$f":"IF($B3684>$F3684,0,IF($C3684>$G3684,0,ROUND(((($F3684-$B3684)/100)*(IF('DBH-Upgrade'!$K$6='DBH-Upgrade'!$K$8,$BZ3698,($BE3684/(($F3684-18)/100))))*$CH3698)+((($B3684-18)/100)*$CA3698*$CG3698),0)))","v":0},5,0,0,0,{"v":1.104930375521328E-4,"d":"0.00"},{"v":0,"d":"0.00"},{"v":0,"d":"0.00"},{"v":0,"d":"0.00"},0.0001276,1.7219,2,3.76611E-4,{"$f":"IF($B3684>$F3684,0,IF($C3684>$G3684,0,ROUND((((($F3684-$B3684)/100)*IF('DBH-Upgrade'!$K$6='DBH-Upgrade'!$K$8,$CC3698,($BF3684/(($F3684-18)/100))))+((($B3684-18)/100)*$CB3698))*IF($E3684>50,IF($G3684=11,(1-(($E3684-50)*0.005)),IF($G3684=16,(1-(($E3684-50)*0.005)),IF($G3684=21,(1-(($E3684-50)*0.005)),1))),1)*$CE3698,0)))","v":0},{"$f":"IF($B3684>$F3684,0,IF($C3684>$G3684,0,ROUND((((($F3684-$B3684)/100)*IF('DBH-Upgrade'!$K$6='DBH-Upgrade'!$K$8,$CC3698,($BF3684/(($F3684-18)/100))))+((($B3684-18)/100)*$CB3698))*IF($E3684>50,IF($G3684=11,(1-(($E3684-50)*0.005)),IF($G3684=16,(1-(($E3684-50)*0.005)),IF($G3684=21,(1-(($E3684-50)*0.005)),1))),1)*$CD3698,0)))","v":0},{"$f":"IF($B3684>$F3684,0,IF($C3684>$G3684,0,ROUND((((($F3684-$B3684)/100)*IF('DBH-Upgrade'!$K$6='DBH-Upgrade'!$K$8,$CC3698,($BF3684/(($F3684-18)/100))))+((($B3684-18)/100)*$CB3698))*IF($E3684>50,IF($G3684=11,(1-(($E3684-50)*0.005)),IF($G3684=16,(1-(($E3684-50)*0.005)),IF($G3684=21,(1-(($E3684-50)*0.005)),1))),1),0)))","v":0},0.95,0.95,0.95,{"$f":"AK3684*POWER(CF_cool,AN3684)","v":0},{"$f":"AL3684*POWER(CF_cool,AO3684)","v":0},{"$f":"AM3684*POWER(CF_cool,AP3684)","v":0},0,0,0,{"v":0,"d":"0.00"},{"v":0,"d":"0.00"},{"v":0,"d":"0.00"},0.8,"DBH-unit is te lang!","DBH-unit is te lang!","DBH-unit is te lang!",null,1565,null,{"v":0.8,"d":"80%"},null,null,0,"DBH-unit is te lang!","DBH-unit is te lang!","DBH-unit is te lang!",null,1,1,1,0,0,0,null,0,0,0,1,1615,3238,442,63,0.6729424377054166,0.6582099452827469,null,0.16320641939358696,0.08064538055291112,0.783779121140337,0.783779121140337,null,0]
["360702115",{"$f":"'DBH-Upgrade'!$K$8-$CL3691","v":70},15,3,60,70,21,21.5,0,26,30,41.1,{"v":1613.6000000000001,"d":"1614"},{"$f":"IF($B3691>$F3691,0,IF($C3691>$G3691,0,ROUND((((($F3691-$B3691)/100)*IF('DBH-Upgrade'!$K$6='DBH-Upgrade'!$K$8,$BZ3705,($BE3691/(($F3691-18)/100))))+((($B3691-18)/100)*$CA3705))*$CE3705,0)))","v":2232},{"$f":"IF($B3691>$F3691,0,IF($C3691>$G3691,0,ROUND((((($F3691-$B3691)/100)*IF('DBH-Upgrade'!$K$6='DBH-Upgrade'!$K$8,$BZ3705,($BE3691/(($F3691-18)/100))))+((($B3691-18)/100)*$CA3705))*$CD3705,0)))","v":2396},{"$f":"IF($B3691>$F3691,0,IF($C3691>$G3691,0,ROUND(((($F3691-$B3691)/100)*IF('DBH-Upgrade'!$K$6='DBH-Upgrade'!$K$8,$BZ3705,($BE3691/(($F3691-18)/100))))+((($B3691-18)/100)*$CA3705),0)))","v":3171},{"v":1.5,"d":"1.500"},1.05,1.05,1.05,130,{"$f":"IF($B3691>$F3691,0,IF($C3691>$G3691,0,ROUND(((($F3691-$B3691)/100)*(IF('DBH-Upgrade'!$K$6='DBH-Upgrade'!$K$8,$BZ3705,($BE3691/(($F3691-18)/100))))*$CH3705)+((($B3691-18)/100)*$CA3705*$CE3705*$CG3705),0)))","v":383},{"$f":"IF($B3691>$F3691,0,IF($C3691>$G3691,0,ROUND(((($F3691-$B3691)/100)*(IF('DBH-Upgrade'!$K$6='DBH-Upgrade'!$K$8,$BZ3705,($BE3691/(($F3691-18)/100))))*$CH3705)+((($B3691-18)/100)*$CA3705*$CD3705*$CG3705),0)))","v":411},{"$f":"IF($B3691>$F3691,0,IF($C3691>$G3691,0,ROUND(((($F3691-$B3691)/100)*(IF('DBH-Upgrade'!$K$6='DBH-Upgrade'!$K$8,$BZ3705,($BE3691/(($F3691-18)/100))))*$CH3705)+((($B3691-18)/100)*$CA3705*$CG3705),0)))","v":544},7,20,21,28,{"v":3.2623989416160959E-4,"d":"0.00"},{"v":0.002499233168343189,"d":"0.00"},{"v":2.7482196154813604E-3,"d":"0.00"},{"v":4.8138326350879385E-3,"d":"0.00"},0.0001276,1.7219,4,0.000514201,{"$f":"IF($B3691>$F3691,0,IF($C3691>$G3691,0,ROUND((((($F3691-$B3691)/100)*IF('DBH-Upgrade'!$K$6='DBH-Upgrade'!$K$8,$CC3705,($BF3691/(($F3691-18)/100))))+((($B3691-18)/100)*$CB3705))*IF($E3691>50,IF($G3691=11,(1-(($E3691-50)*0.005)),IF($G3691=16,(1-(($E3691-50)*0.005)),IF($G3691=21,(1-(($E3691-50)*0.005)),1))),1)*$CE3705,0)))","v":275},{"$f":"IF($B3691>$F3691,0,IF($C3691>$G3691,0,ROUND((((($F3691-$B3691)/100)*IF('DBH-Upgrade'!$K$6='DBH-Upgrade'!$K$8,$CC3705,($BF3691/(($F3691-18)/100))))+((($B3691-18)/100)*$CB3705))*IF($E3691>50,IF($G3691=11,(1-(($E3691-50)*0.005)),IF($G3691=16,(1-(($E3691-50)*0.005)),IF($G3691=21,(1-(($E3691-50)*0.005)),1))),1)*$CD3705,0)))","v":295},{"$f":"IF($B3691>$F3691,0,IF($C3691>$G3691,0,ROUND((((($F3691-$B3691)/100)*IF('DBH-Upgrade'!$K$6='DBH-Upgrade'!$K$8,$CC3705,($BF3691/(($F3691-18)/100))))+((($B3691-18)/100)*$CB3705))*IF($E3691>50,IF($G3691=11,(1-(($E3691-50)*0.005)),IF($G3691=16,(1-(($E3691-50)*0.005)),IF($G3691=21,(1-(($E3691-50)*0.005)),1))),1),0)))","v":391},0.85,0.85,0.85,{"$f":"AK3691*POWER(CF_cool,AN3691)","v":224.02050901244584},{"$f":"AL3691*POWER(CF_cool,AO3691)","v":240.31290966789646},{"$f":"AM3691*POWER(CF_cool,AP3691)","v":318.5164328140594},48,52,68,{"v":0.013793684994157994,"d":"0.01"},{"v":0.016132011064608164,"d":"0.02"},{"v":0.027278606881267663,"d":"0.03"},1.9,6,6.7,9,null,2017,null,{"v":0.8,"d":"80%"},null,null,0,11.8,13.7,21.85,null,1,1,1,224.02050901244584,240.31290966789646,318.5164328140594,null,0,0,0,1,3238,4735,725,75,0.6729424377054166,0.6582099452827469,null,0.15781864009190116,0.08064538055291112,0.7952052041594007,0.7952052041594007,null,10]
["360901115",{"$f":"'DBH-Upgrade'!$K$8-$CL3699","v":80},15,3,60,90,11,11.5,0,26,30,43.3,{"v":914.6,"d":"915"},{"$f":"IF($B3699>$F3699,0,IF($C3699>$G3699,0,ROUND((((($F3699-$B3699)/100)*IF('DBH-Upgrade'!$K$6='DBH-Upgrade'!$K$8,$BZ3713,($BE3699/(($F3699-18)/100))))+((($B3699-18)/100)*$CA3713))*$CE3713,0)))","v":0},{"$f":"IF($B3699>$F3699,0,IF($C3699>$G3699,0,ROUND((((($F3699-$B3699)/100)*IF('DBH-Upgrade'!$K$6='DBH-Upgrade'!$K$8,$BZ3713,($BE3699/(($F3699-18)/100))))+((($B3699-18)/100)*$CA3713))*$CD3713,0)))","v":0},{"$f":"IF($B3699>$F3699,0,IF($C3699>$G3699,0,ROUND(((($F3699-$B3699)/100)*IF('DBH-Upgrade'!$K$6='DBH-Upgrade'!$K$8,$BZ3713,($BE3699/(($F3699-18)/100))))+((($B3699-18)/100)*$CA3713),0)))","v":0},{"v":1.5,"d":"1.500"},1.1,1.1,1.1,74,{"$f":"IF($B3699>$F3699,0,IF($C3699>$G3699,0,ROUND(((($F3699-$B3699)/100)*(IF('DBH-Upgrade'!$K$6='DBH-Upgrade'!$K$8,$BZ3713,($BE3699/(($F3699-18)/100))))*$CH3713)+((($B3699-18)/100)*$CA3713*$CE3713*$CG3713),0)))","v":0},{"$f":"IF($B3699>$F3699,0,IF($C3699>$G3699,0,ROUND(((($F3699-$B3699)/100)*(IF('DBH-Upgrade'!$K$6='DBH-Upgrade'!$K$8,$BZ3713,($BE3699/(($F3699-18)/100))))*$CH3713)+((($B3699-18)/100)*$CA3713*$CD3713*$CG3713),0)))","v":0},{"$f":"IF($B3699>$F3699,0,IF($C3699>$G3699,0,ROUND(((($F3699-$B3699)/100)*(IF('DBH-Upgrade'!$K$6='DBH-Upgrade'!$K$8,$BZ3713,($BE3699/(($F3699-18)/100))))*$CH3713)+((($B3699-18)/100)*$CA3713*$CG3713),0)))","v":0},4,0,0,0,{"v":2.2031170227977464E-4,"d":"0.00"},{"v":0,"d":"0.00"},{"v":0,"d":"0.00"},{"v":0,"d":"0.00"},3.969E-4,1.7346,4,0.000574288,{"$f":"IF($B3699>$F3699,0,IF($C3699>$G3699,0,ROUND((((($F3699-$B3699)/100)*IF('DBH-Upgrade'!$K$6='DBH-Upgrade'!$K$8,$CC3713,($BF3699/(($F3699-18)/100))))+((($B3699-18)/100)*$CB3713))*IF($E3699>50,IF($G3699=11,(1-(($E3699-50)*0.005)),IF($G3699=16,(1-(($E3699-50)*0.005)),IF($G3699=21,(1-(($E3699-50)*0.005)),1))),1)*$CE3713,0)))","v":0},{"$f":"IF($B3699>$F3699,0,IF($C3699>$G3699,0,ROUND((((($F3699-$B3699)/100)*IF('DBH-Upgrade'!$K$6='DBH-Upgrade'!$K$8,$CC3713,($BF3699/(($F3699-18)/100))))+((($B3699-18)/100)*$CB3713))*IF($E3699>50,IF($G3699=11,(1-(($E3699-50)*0.005)),IF($G3699=16,(1-(($E3699-50)*0.005)),IF($G3699=21,(1-(($E3699-50)*0.005)),1))),1)*$CD3713,0)))","v":0},{"$f":"IF($B3699>$F3699,0,IF($C3699>$G3699,0,ROUND((((($F3699-$B3699)/100)*IF('DBH-Upgrade'!$K$6='DBH-Upgrade'!$K$8,$CC3713,($BF3699/(($F3699-18)/100))))+((($B3699-18)/100)*$CB3713))*IF($E3699>50,IF($G3699=11,(1-(($E3699-50)*0.005)),IF($G3699=16,(1-(($E3699-50)*0.005)),IF($G3699=21,(1-(($E3699-50)*0.005)),1))),1),0)))","v":0},0.95,0.95,0.95,{"$f":"AK3699*POWER(CF_cool,AN3699)","v":0},{"$f":"AL3699*POWER(CF_cool,AO3699)","v":0},{"$f":"AM3699*POWER(CF_cool,AP3699)","v":0},0,0,0,{"v":0,"d":"0.00"},{"v":0,"d":"0.00"},{"v":0,"d":"0.00"},1.2,6,6.7,9,null,1345,null,{"v":0.68,"d":"68%"},null,null,0,11.8,13.7,21.85,null,1,1,1,0,0,0,null,0,0,0,1,2489,6098,791,92,0.7555553480649244,0.7038387772986681,null,0.1716349180255756,0.08064538055291112,0.8146200327725304,0.8146200327725304,null,0]
["3601001015",{"$f":"'DBH-Upgrade'!$K$8-$CL3704","v":80},15,3,60,100,10,11.5,0,26,30,44.1,1053,{"$f":"IF($B3704>$F3704,0,IF($C3704>$G3704,0,ROUND((((($F3704-$B3704)/100)*IF('DBH-Upgrade'!$K$6='DBH-Upgrade'!$K$8,$BZ3718,($BE3704/(($F3704-18)/100))))+((($B3704-18)/100)*$CA3718))*$CE3718,0)))","v":0},{"$f":"IF($B3704>$F3704,0,IF($C3704>$G3704,0,ROUND((((($F3704-$B3704)/100)*IF('DBH-Upgrade'!$K$6='DBH-Upgrade'!$K$8,$BZ3718,($BE3704/(($F3704-18)/100))))+((($B3704-18)/100)*$CA3718))*$CD3718,0)))","v":0},{"$f":"IF($B3704>$F3704,0,IF($C3704>$G3704,0,ROUND(((($F3704-$B3704)/100)*IF('DBH-Upgrade'!$K$6='DBH-Upgrade'!$K$8,$BZ3718,($BE3704/(($F3704-18)/100))))+((($B3704-18)/100)*$CA3718),0)))","v":0},{"v":1.5,"d":"1.500"},1.08,1.08,1.08,85,{"$f":"IF($B3704>$F3704,0,IF($C3704>$G3704,0,ROUND(((($F3704-$B3704)/100)*(IF('DBH-Upgrade'!$K$6='DBH-Upgrade'!$K$8,$BZ3718,($BE3704/(($F3704-18)/100))))*$CH3718)+((($B3704-18)/100)*$CA3718*$CE3718*$CG3718),0)))","v":0},{"$f":"IF($B3704>$F3704,0,IF($C3704>$G3704,0,ROUND(((($F3704-$B3704)/100)*(IF('DBH-Upgrade'!$K$6='DBH-Upgrade'!$K$8,$BZ3718,($BE3704/(($F3704-18)/100))))*$CH3718)+((($B3704-18)/100)*$CA3718*$CD3718*$CG3718),0)))","v":0},{"$f":"IF($B3704>$F3704,0,IF($C3704>$G3704,0,ROUND(((($F3704-$B3704)/100)*(IF('DBH-Upgrade'!$K$6='DBH-Upgrade'!$K$8,$BZ3718,($BE3704/(($F3704-18)/100))))*$CH3718)+((($B3704-18)/100)*$CA3718*$CG3718),0)))","v":0},4,0,0,0,{"v":1.3134698206103645E-4,"d":"0.00"},{"v":0,"d":"0.00"},{"v":0,"d":"0.00"},{"v":0,"d":"0.00"},3.969E-4,1.7346,2,0.000367347,{"$f":"IF($B3704>$F3704,0,IF($C3704>$G3704,0,ROUND((((($F3704-$B3704)/100)*IF('DBH-Upgrade'!$K$6='DBH-Upgrade'!$K$8,$CC3718,($BF3704/(($F3704-18)/100))))+((($B3704-18)/100)*$CB3718))*IF($E3704>50,IF($G3704=11,(1-(($E3704-50)*0.005)),IF($G3704=16,(1-(($E3704-50)*0.005)),IF($G3704=21,(1-(($E3704-50)*0.005)),1))),1)*$CE3718,0)))","v":0},{"$f":"IF($B3704>$F3704,0,IF($C3704>$G3704,0,ROUND((((($F3704-$B3704)/100)*IF('DBH-Upgrade'!$K$6='DBH-Upgrade'!$K$8,$CC3718,($BF3704/(($F3704-18)/100))))+((($B3704-18)/100)*$CB3718))*IF($E3704>50,IF($G3704=11,(1-(($E3704-50)*0.005)),IF($G3704=16,(1-(($E3704-50)*0.005)),IF($G3704=21,(1-(($E3704-50)*0.005)),1))),1)*$CD3718,0)))","v":0},{"$f":"IF($B3704>$F3704,0,IF($C3704>$G3704,0,ROUND((((($F3704-$B3704)/100)*IF('DBH-Upgrade'!$K$6='DBH-Upgrade'!$K$8,$CC3718,($BF3704/(($F3704-18)/100))))+((($B3704-18)/100)*$CB3718))*IF($E3704>50,IF($G3704=11,(1-(($E3704-50)*0.005)),IF($G3704=16,(1-(($E3704-50)*0.005)),IF($G3704=21,(1-(($E3704-50)*0.005)),1))),1),0)))","v":0},0.98,0.98,0.98,{"$f":"AK3704*POWER(CF_cool,AN3704)","v":0},{"$f":"AL3704*POWER(CF_cool,AO3704)","v":0},{"$f":"AM3704*POWER(CF_cool,AP3704)","v":0},0,0,0,{"v":0,"d":"0.00"},{"v":0,"d":"0.00"},{"v":0,"d":"0.00"},0.7,6,6.7,9,null,1170,null,{"v":0.9,"d":"90%"},null,null,0,11.8,13.7,21.85,null,1,1,1,0,0,0,null,0,0,0,1,2298,4062,502,78,0.8364028566594162,0.7799409143899563,null,0.16320641939358696,0.08064538055291112,0.7952052041594007,0.7952052041594007,null,0]
["3601101515",{"$f":"'DBH-Upgrade'!$K$8-$CL3712","v":70},15,3,60,110,15,16.5,0,26,30,44.1,{"v":1642.4,"d":"1642"},{"$f":"IF($B3712>$F3712,0,IF($C3712>$G3712,0,ROUND((((($F3712-$B3712)/100)*IF('DBH-Upgrade'!$K$6='DBH-Upgrade'!$K$8,$BZ3726,($BE3712/(($F3712-18)/100))))+((($B3712-18)/100)*$CA3726))*$CE3726,0)))","v":1578},{"$f":"IF($B3712>$F3712,0,IF($C3712>$G3712,0,ROUND((((($F3712-$B3712)/100)*IF('DBH-Upgrade'!$K$6='DBH-Upgrade'!$K$8,$BZ3726,($BE3712/(($F3712-18)/100))))+((($B3712-18)/100)*$CA3726))*$CD3726,0)))","v":1690},{"$f":"IF($B3712>$F3712,0,IF($C3712>$G3712,0,ROUND(((($F3712-$B3712)/100)*IF('DBH-Upgrade'!$K$6='DBH-Upgrade'!$K$8,$BZ3726,($BE3712/(($F3712-18)/100))))+((($B3712-18)/100)*$CA3726),0)))","v":2330},{"v":1.5,"d":"1.500"},1.08,1.08,1.08,132,{"$f":"IF($B3712>$F3712,0,IF($C3712>$G3712,0,ROUND(((($F3712-$B3712)/100)*(IF('DBH-Upgrade'!$K$6='DBH-Upgrade'!$K$8,$BZ3726,($BE3712/(($F3712-18)/100))))*$CH3726)+((($B3712-18)/100)*$CA3726*$CE3726*$CG3726),0)))","v":238},{"$f":"IF($B3712>$F3712,0,IF($C3712>$G3712,0,ROUND(((($F3712-$B3712)/100)*(IF('DBH-Upgrade'!$K$6='DBH-Upgrade'!$K$8,$BZ3726,($BE3712/(($F3712-18)/100))))*$CH3726)+((($B3712-18)/100)*$CA3726*$CD3726*$CG3726),0)))","v":251},{"$f":"IF($B3712>$F3712,0,IF($C3712>$G3712,0,ROUND(((($F3712-$B3712)/100)*(IF('DBH-Upgrade'!$K$6='DBH-Upgrade'!$K$8,$BZ3726,($BE3712/(($F3712-18)/100))))*$CH3726)+((($B3712-18)/100)*$CA3726*$CG3726),0)))","v":327},7,12,13,17,{"v":3.3354723566949391E-4,"d":"0.00"},{"v":9.348147240127346E-4,"d":"0.00"},{"v":1.0898499196498935E-3,"d":"0.00"},{"v":1.8240485004619585E-3,"d":"0.00"},0.0002083,1.724,2,0.000461829,{"$f":"IF($B3712>$F3712,0,IF($C3712>$G3712,0,ROUND((((($F3712-$B3712)/100)*IF('DBH-Upgrade'!$K$6='DBH-Upgrade'!$K$8,$CC3726,($BF3712/(($F3712-18)/100))))+((($B3712-18)/100)*$CB3726))*IF($E3712>50,IF($G3712=11,(1-(($E3712-50)*0.005)),IF($G3712=16,(1-(($E3712-50)*0.005)),IF($G3712=21,(1-(($E3712-50)*0.005)),1))),1)*$CE3726,0)))","v":173},{"$f":"IF($B3712>$F3712,0,IF($C3712>$G3712,0,ROUND((((($F3712-$B3712)/100)*IF('DBH-Upgrade'!$K$6='DBH-Upgrade'!$K$8,$CC3726,($BF3712/(($F3712-18)/100))))+((($B3712-18)/100)*$CB3726))*IF($E3712>50,IF($G3712=11,(1-(($E3712-50)*0.005)),IF($G3712=16,(1-(($E3712-50)*0.005)),IF($G3712=21,(1-(($E3712-50)*0.005)),1))),1)*$CD3726,0)))","v":185},{"$f":"IF($B3712>$F3712,0,IF($C3712>$G3712,0,ROUND((((($F3712-$B3712)/100)*IF('DBH-Upgrade'!$K$6='DBH-Upgrade'!$K$8,$CC3726,($BF3712/(($F3712-18)/100))))+((($B3712-18)/100)*$CB3726))*IF($E3712>50,IF($G3712=11,(1-(($E3712-50)*0.005)),IF($G3712=16,(1-(($E3712-50)*0.005)),IF($G3712=21,(1-(($E3712-50)*0.005)),1))),1),0)))","v":255},1.01,1.01,1.01,{"$f":"AK3712*POWER(CF_cool,AN3712)","v":135.5937879572783},{"$f":"AL3712*POWER(CF_cool,AO3712)","v":144.99913741096233},{"$f":"AM3712*POWER(CF_cool,AP3712)","v":199.86367589078594},29,31,43,{"v":0.005102219833853966,"d":"0.01"},{"v":0.005803233673929412,"d":"0.01"},{"v":0.010924092523862412,"d":"0.01"},1.1,6,6.7,9,null,2053,null,{"v":0.8,"d":"80%"},null,null,0,11.8,13.7,21.85,null,1,1,1,135.5937879572783,144.99913741096233,199.86367589078594,null,0,0,0,1,{"$error":"#VALUE!"},0,0,{"$error":"#VALUE!"},0.8212441545440573,0.7634388097075354,null,0.16320641939358696,0.08064538055291112,0.7894714915956607,0.7894714915956607,null,10]
["3601201015",{"$f":"'DBH-Upgrade'!$K$8-$CL3716","v":80},15,3,60,120,10,11.5,0,26,30,44.8,{"v":1263.6000000000001,"d":"1264"},{"$f":"IF($B3716>$F3716,0,IF($C3716>$G3716,0,ROUND((((($F3716-$B3716)/100)*IF('DBH-Upgrade'!$K$6='DBH-Upgrade'!$K$8,$BZ3730,($BE3716/(($F3716-18)/100))))+((($B3716-18)/100)*$CA3730))*$CE3730,0)))","v":0},{"$f":"IF($B3716>$F3716,0,IF($C3716>$G3716,0,ROUND((((($F3716-$B3716)/100)*IF('DBH-Upgrade'!$K$6='DBH-Upgrade'!$K$8,$BZ3730,($BE3716/(($F3716-18)/100))))+((($B3716-18)/100)*$CA3730))*$CD3730,0)))","v":0},{"$f":"IF($B3716>$F3716,0,IF($C3716>$G3716,0,ROUND(((($F3716-$B3716)/100)*IF('DBH-Upgrade'!$K$6='DBH-Upgrade'!$K$8,$BZ3730,($BE3716/(($F3716-18)/100))))+((($B3716-18)/100)*$CA3730),0)))","v":0},{"v":1.5,"d":"1.500"},1.08,1.08,1.08,102,{"$f":"IF($B3716>$F3716,0,IF($C3716>$G3716,0,ROUND(((($F3716-$B3716)/100)*(IF('DBH-Upgrade'!$K$6='DBH-Upgrade'!$K$8,$BZ3730,($BE3716/(($F3716-18)/100))))*$CH3730)+((($B3716-18)/100)*$CA3730*$CE3730*$CG3730),0)))","v":0},{"$f":"IF($B3716>$F3716,0,IF($C3716>$G3716,0,ROUND(((($F3716-$B3716)/100)*(IF('DBH-Upgrade'!$K$6='DBH-Upgrade'!$K$8,$BZ3730,($BE3716/(($F3716-18)/100))))*$CH3730)+((($B3716-18)/100)*$CA3730*$CD3730*$CG3730),0)))","v":0},{"$f":"IF($B3716>$F3716,0,IF($C3716>$G3716,0,ROUND(((($F3716-$B3716)/100)*(IF('DBH-Upgrade'!$K$6='DBH-Upgrade'!$K$8,$BZ3730,($BE3716/(($F3716-18)/100))))*$CH3730)+((($B3716-18)/100)*$CA3730*$CG3730),0)))","v":0},5,0,0,0,{"v":2.2397831348563738E-4,"d":"0.00"},{"v":0,"d":"0.00"},{"v":0,"d":"0.00"},{"v":0,"d":"0.00"},3.969E-4,1.7346,2,0.000367347,{"$f":"IF($B3716>$F3716,0,IF($C3716>$G3716,0,ROUND((((($F3716-$B3716)/100)*IF('DBH-Upgrade'!$K$6='DBH-Upgrade'!$K$8,$CC3730,($BF3716/(($F3716-18)/100))))+((($B3716-18)/100)*$CB3730))*IF($E3716>50,IF($G3716=11,(1-(($E3716-50)*0.005)),IF($G3716=16,(1-(($E3716-50)*0.005)),IF($G3716=21,(1-(($E3716-50)*0.005)),1))),1)*$CE3730,0)))","v":0},{"$f":"IF($B3716>$F3716,0,IF($C3716>$G3716,0,ROUND((((($F3716-$B3716)/100)*IF('DBH-Upgrade'!$K$6='DBH-Upgrade'!$K$8,$CC3730,($BF3716/(($F3716-18)/100))))+((($B3716-18)/100)*$CB3730))*IF($E3716>50,IF($G3716=11,(1-(($E3716-50)*0.005)),IF($G3716=16,(1-(($E3716-50)*0.005)),IF($G3716=21,(1-(($E3716-50)*0.005)),1))),1)*$CD3730,0)))","v":0},{"$f":"IF($B3716>$F3716,0,IF($C3716>$G3716,0,ROUND((((($F3716-$B3716)/100)*IF('DBH-Upgrade'!$K$6='DBH-Upgrade'!$K$8,$CC3730,($BF3716/(($F3716-18)/100))))+((($B3716-18)/100)*$CB3730))*IF($E3716>50,IF($G3716=11,(1-(($E3716-50)*0.005)),IF($G3716=16,(1-(($E3716-50)*0.005)),IF($G3716=21,(1-(($E3716-50)*0.005)),1))),1),0)))","v":0},0.98,0.98,0.98,{"$f":"AK3716*POWER(CF_cool,AN3716)","v":0},{"$f":"AL3716*POWER(CF_cool,AO3716)","v":0},{"$f":"AM3716*POWER(CF_cool,AP3716)","v":0},0,0,0,{"v":0,"d":"0.00"},{"v":0,"d":"0.00"},{"v":0,"d":"0.00"},0.8,6,6.7,9,null,1404,null,{"v":0.9,"d":"90%"},null,null,0,11.8,13.7,21.85,null,1,1,1,0,0,0,null,0,0,0,1,2298,4062,502,78,0.8212441545440573,0.7634388097075354,null,0.16320641939358696,0.08064538055291112,0.7952052041594007,0.7952052041594007,null,0]
["3601401515",{"$f":"'DBH-Upgrade'!$K$8-$CL3724","v":80},15,3,60,140,15,16.5,0,26,30,45.4,{"v":2089.6,"d":"2090"},{"$f":"IF($B3724>$F3724,0,IF($C3724>$G3724,0,ROUND((((($F3724-$B3724)/100)*IF('DBH-Upgrade'!$K$6='DBH-Upgrade'!$K$8,$BZ3738,($BE3724/(($F3724-18)/100))))+((($B3724-18)/100)*$CA3738))*$CE3738,0)))","v":1981},{"$f":"IF($B3724>$F3724,0,IF($C3724>$G3724,0,ROUND((((($F3724-$B3724)/100)*IF('DBH-Upgrade'!$K$6='DBH-Upgrade'!$K$8,$BZ3738,($BE3724/(($F3724-18)/100))))+((($B3724-18)/100)*$CA3738))*$CD3738,0)))","v":2121},{"$f":"IF($B3724>$F3724,0,IF($C3724>$G3724,0,ROUND(((($F3724-$B3724)/100)*IF('DBH-Upgrade'!$K$6='DBH-Upgrade'!$K$8,$BZ3738,($BE3724/(($F3724-18)/100))))+((($B3724-18)/100)*$CA3738),0)))","v":2977},{"v":1.5,"d":"1.500"},1.08,1.08,1.08,169,{"$f":"IF($B3724>$F3724,0,IF($C3724>$G3724,0,ROUND(((($F3724-$B3724)/100)*(IF('DBH-Upgrade'!$K$6='DBH-Upgrade'!$K$8,$BZ3738,($BE3724/(($F3724-18)/100))))*$CH3738)+((($B3724-18)/100)*$CA3738*$CE3738*$CG3738),0)))","v":296},{"$f":"IF($B3724>$F3724,0,IF($C3724>$G3724,0,ROUND(((($F3724-$B3724)/100)*(IF('DBH-Upgrade'!$K$6='DBH-Upgrade'!$K$8,$BZ3738,($BE3724/(($F3724-18)/100))))*$CH3738)+((($B3724-18)/100)*$CA3738*$CD3738*$CG3738),0)))","v":312},{"$f":"IF($B3724>$F3724,0,IF($C3724>$G3724,0,ROUND(((($F3724-$B3724)/100)*(IF('DBH-Upgrade'!$K$6='DBH-Upgrade'!$K$8,$BZ3738,($BE3724/(($F3724-18)/100))))*$CH3738)+((($B3724-18)/100)*$CA3738*$CG3738),0)))","v":406},9,15,16,21,{"v":5.9308987855856475E-4,"d":"0.00"},{"v":1.5647400165605147E-3,"d":"0.00"},{"v":1.7693505318258874E-3,"d":"0.00"},{"v":2.9719128569935384E-3,"d":"0.00"},0.0002083,1.724,2,0.000461829,{"$f":"IF($B3724>$F3724,0,IF($C3724>$G3724,0,ROUND((((($F3724-$B3724)/100)*IF('DBH-Upgrade'!$K$6='DBH-Upgrade'!$K$8,$CC3738,($BF3724/(($F3724-18)/100))))+((($B3724-18)/100)*$CB3738))*IF($E3724>50,IF($G3724=11,(1-(($E3724-50)*0.005)),IF($G3724=16,(1-(($E3724-50)*0.005)),IF($G3724=21,(1-(($E3724-50)*0.005)),1))),1)*$CE3738,0)))","v":208},{"$f":"IF($B3724>$F3724,0,IF($C3724>$G3724,0,ROUND((((($F3724-$B3724)/100)*IF('DBH-Upgrade'!$K$6='DBH-Upgrade'!$K$8,$CC3738,($BF3724/(($F3724-18)/100))))+((($B3724-18)/100)*$CB3738))*IF($E3724>50,IF($G3724=11,(1-(($E3724-50)*0.005)),IF($G3724=16,(1-(($E3724-50)*0.005)),IF($G3724=21,(1-(($E3724-50)*0.005)),1))),1)*$CD3738,0)))","v":222},{"$f":"IF($B3724>$F3724,0,IF($C3724>$G3724,0,ROUND((((($F3724-$B3724)/100)*IF('DBH-Upgrade'!$K$6='DBH-Upgrade'!$K$8,$CC3738,($BF3724/(($F3724-18)/100))))+((($B3724-18)/100)*$CB3738))*IF($E3724>50,IF($G3724=11,(1-(($E3724-50)*0.005)),IF($G3724=16,(1-(($E3724-50)*0.005)),IF($G3724=21,(1-(($E3724-50)*0.005)),1))),1),0)))","v":312},1.01,1.01,1.01,{"$f":"AK3724*POWER(CF_cool,AN3724)","v":163.02605719719008},{"$f":"AL3724*POWER(CF_cool,AO3724)","v":173.9989648931548},{"$f":"AM3724*POWER(CF_cool,AP3724)","v":244.53908579578513},35,37,53,{"v":0.007898809160932881,"d":"0.01"},{"v":0.008787272675603884,"d":"0.01"},{"v":0.017528213407413052,"d":"0.02"},1.4,6,6.7,9,null,2612,null,{"v":0.8,"d":"80%"},null,null,0,11.8,13.7,21.85,null,1,1,1,163.02605719719008,173.9989648931548,244.53908579578513,null,0,0,0,1,{"$error":"#VALUE!"},0,0,{"$error":"#VALUE!"},0.8146699660963719,0.7561986894808467,null,0.16320641939358696,0.08064538055291112,0.7894714915956607,0.7894714915956607,null,0]
["3601602015",{"$f":"'DBH-Upgrade'!$K$8-$CL3732","v":80},15,3,60,160,20,21.5,0,26,30,46.4,{"v":3338.4,"d":"3338"},{"$f":"IF($B3732>$F3732,0,IF($C3732>$G3732,0,ROUND((((($F3732-$B3732)/100)*IF('DBH-Upgrade'!$K$6='DBH-Upgrade'!$K$8,$BZ3746,($BE3732/(($F3732-18)/100))))+((($B3732-18)/100)*$CA3746))*$CE3746,0)))","v":3147},{"$f":"IF($B3732>$F3732,0,IF($C3732>$G3732,0,ROUND((((($F3732-$B3732)/100)*IF('DBH-Upgrade'!$K$6='DBH-Upgrade'!$K$8,$BZ3746,($BE3732/(($F3732-18)/100))))+((($B3732-18)/100)*$CA3746))*$CD3746,0)))","v":3416},{"$f":"IF($B3732>$F3732,0,IF($C3732>$G3732,0,ROUND(((($F3732-$B3732)/100)*IF('DBH-Upgrade'!$K$6='DBH-Upgrade'!$K$8,$BZ3746,($BE3732/(($F3732-18)/100))))+((($B3732-18)/100)*$CA3746),0)))","v":4357},{"v":1.5,"d":"1.500"},1.08,1.08,1.08,269,{"$f":"IF($B3732>$F3732,0,IF($C3732>$G3732,0,ROUND(((($F3732-$B3732)/100)*(IF('DBH-Upgrade'!$K$6='DBH-Upgrade'!$K$8,$BZ3746,($BE3732/(($F3732-18)/100))))*$CH3746)+((($B3732-18)/100)*$CA3746*$CE3746*$CG3746),0)))","v":445},{"$f":"IF($B3732>$F3732,0,IF($C3732>$G3732,0,ROUND(((($F3732-$B3732)/100)*(IF('DBH-Upgrade'!$K$6='DBH-Upgrade'!$K$8,$BZ3746,($BE3732/(($F3732-18)/100))))*$CH3746)+((($B3732-18)/100)*$CA3746*$CD3746*$CG3746),0)))","v":471},{"$f":"IF($B3732>$F3732,0,IF($C3732>$G3732,0,ROUND(((($F3732-$B3732)/100)*(IF('DBH-Upgrade'!$K$6='DBH-Upgrade'!$K$8,$BZ3746,($BE3732/(($F3732-18)/100))))*$CH3746)+((($B3732-18)/100)*$CA3746*$CG3746),0)))","v":559},14,23,24,29,{"v":1.0659933254710534E-3,"d":"0.00"},{"v":0.002757855781337433,"d":"0.00"},{"v":0.002992563960804778,"d":"0.00"},{"v":0.004304477608821014,"d":"0.00"},0.0001276,1.7219,2,3.76611E-4,{"$f":"IF($B3732>$F3732,0,IF($C3732>$G3732,0,ROUND((((($F3732-$B3732)/100)*IF('DBH-Upgrade'!$K$6='DBH-Upgrade'!$K$8,$CC3746,($BF3732/(($F3732-18)/100))))+((($B3732-18)/100)*$CB3746))*IF($E3732>50,IF($G3732=11,(1-(($E3732-50)*0.005)),IF($G3732=16,(1-(($E3732-50)*0.005)),IF($G3732=21,(1-(($E3732-50)*0.005)),1))),1)*$CE3746,0)))","v":270},{"$f":"IF($B3732>$F3732,0,IF($C3732>$G3732,0,ROUND((((($F3732-$B3732)/100)*IF('DBH-Upgrade'!$K$6='DBH-Upgrade'!$K$8,$CC3746,($BF3732/(($F3732-18)/100))))+((($B3732-18)/100)*$CB3746))*IF($E3732>50,IF($G3732=11,(1-(($E3732-50)*0.005)),IF($G3732=16,(1-(($E3732-50)*0.005)),IF($G3732=21,(1-(($E3732-50)*0.005)),1))),1)*$CD3746,0)))","v":293},{"$f":"IF($B3732>$F3732,0,IF($C3732>$G3732,0,ROUND((((($F3732-$B3732)/100)*IF('DBH-Upgrade'!$K$6='DBH-Upgrade'!$K$8,$CC3746,($BF3732/(($F3732-18)/100))))+((($B3732-18)/100)*$CB3746))*IF($E3732>50,IF($G3732=11,(1-(($E3732-50)*0.005)),IF($G3732=16,(1-(($E3732-50)*0.005)),IF($G3732=21,(1-(($E3732-50)*0.005)),1))),1),0)))","v":374},0.95,0.95,0.95,{"$f":"AK3732*POWER(CF_cool,AN3732)","v":214.7054051230382},{"$f":"AL3732*POWER(CF_cool,AO3732)","v":232.9951248187044},{"$f":"AM3732*POWER(CF_cool,AP3732)","v":297.40674635561584},46,50,64,{"v":0.010466580203209253,"d":"0.01"},{"v":0.012294045736973899,"d":"0.01"},{"v":0.019809158008723148,"d":"0.02"},2.1,6,6.7,9,null,4173,null,{"v":0.8,"d":"80%"},null,null,0,11.8,13.7,21.85,null,1,1,1,214.7054051230382,232.9951248187044,297.40674635561584,null,0,0,0,1,1615,3238,442,63,0.718791222592855,0.671228725846115,null,0.16320641939358696,0.08064538055291112,0.783779121140337,0.783779121140337,null,0]
["3602001115",{"$f":"'DBH-Upgrade'!$K$8-$CL3741","v":80},15,3,60,200,11,11.5,0,26,30,47.1,{"v":2031.8400000000001,"d":"2032"},{"$f":"IF($B3741>$F3741,0,IF($C3741>$G3741,0,ROUND((((($F3741-$B3741)/100)*IF('DBH-Upgrade'!$K$6='DBH-Upgrade'!$K$8,$BZ3755,($BE3741/(($F3741-18)/100))))+((($B3741-18)/100)*$CA3755))*$CE3755,0)))","v":0},{"$f":"IF($B3741>$F3741,0,IF($C3741>$G3741,0,ROUND((((($F3741-$B3741)/100)*IF('DBH-Upgrade'!$K$6='DBH-Upgrade'!$K$8,$BZ3755,($BE3741/(($F3741-18)/100))))+((($B3741-18)/100)*$CA3755))*$CD3755,0)))","v":0},{"$f":"IF($B3741>$F3741,0,IF($C3741>$G3741,0,ROUND(((($F3741-$B3741)/100)*IF('DBH-Upgrade'!$K$6='DBH-Upgrade'!$K$8,$BZ3755,($BE3741/(($F3741-18)/100))))+((($B3741-18)/100)*$CA3755),0)))","v":0},{"v":1.5,"d":"1.500"},1.1,1.1,1.1,164,{"$f":"IF($B3741>$F3741,0,IF($C3741>$G3741,0,ROUND(((($F3741-$B3741)/100)*(IF('DBH-Upgrade'!$K$6='DBH-Upgrade'!$K$8,$BZ3755,($BE3741/(($F3741-18)/100))))*$CH3755)+((($B3741-18)/100)*$CA3755*$CE3755*$CG3755),0)))","v":0},{"$f":"IF($B3741>$F3741,0,IF($C3741>$G3741,0,ROUND(((($F3741-$B3741)/100)*(IF('DBH-Upgrade'!$K$6='DBH-Upgrade'!$K$8,$BZ3755,($BE3741/(($F3741-18)/100))))*$CH3755)+((($B3741-18)/100)*$CA3755*$CD3755*$CG3755),0)))","v":0},{"$f":"IF($B3741>$F3741,0,IF($C3741>$G3741,0,ROUND(((($F3741-$B3741)/100)*(IF('DBH-Upgrade'!$K$6='DBH-Upgrade'!$K$8,$BZ3755,($BE3741/(($F3741-18)/100))))*$CH3755)+((($B3741-18)/100)*$CA3755*$CG3755),0)))","v":0},8,0,0,0,{"v":1.4244467918002929E-3,"d":"0.00"},{"v":0,"d":"0.00"},{"v":0,"d":"0.00"},{"v":0,"d":"0.00"},3.969E-4,1.7346,4,0.000574288,{"$f":"IF($B3741>$F3741,0,IF($C3741>$G3741,0,ROUND((((($F3741-$B3741)/100)*IF('DBH-Upgrade'!$K$6='DBH-Upgrade'!$K$8,$CC3755,($BF3741/(($F3741-18)/100))))+((($B3741-18)/100)*$CB3755))*IF($E3741>50,IF($G3741=11,(1-(($E3741-50)*0.005)),IF($G3741=16,(1-(($E3741-50)*0.005)),IF($G3741=21,(1-(($E3741-50)*0.005)),1))),1)*$CE3755,0)))","v":0},{"$f":"IF($B3741>$F3741,0,IF($C3741>$G3741,0,ROUND((((($F3741-$B3741)/100)*IF('DBH-Upgrade'!$K$6='DBH-Upgrade'!$K$8,$CC3755,($BF3741/(($F3741-18)/100))))+((($B3741-18)/100)*$CB3755))*IF($E3741>50,IF($G3741=11,(1-(($E3741-50)*0.005)),IF($G3741=16,(1-(($E3741-50)*0.005)),IF($G3741=21,(1-(($E3741-50)*0.005)),1))),1)*$CD3755,0)))","v":0},{"$f":"IF($B3741>$F3741,0,IF($C3741>$G3741,0,ROUND((((($F3741-$B3741)/100)*IF('DBH-Upgrade'!$K$6='DBH-Upgrade'!$K$8,$CC3755,($BF3741/(($F3741-18)/100))))+((($B3741-18)/100)*$CB3755))*IF($E3741>50,IF($G3741=11,(1-(($E3741-50)*0.005)),IF($G3741=16,(1-(($E3741-50)*0.005)),IF($G3741=21,(1-(($E3741-50)*0.005)),1))),1),0)))","v":0},0.95,0.95,0.95,{"$f":"AK3741*POWER(CF_cool,AN3741)","v":0},{"$f":"AL3741*POWER(CF_cool,AO3741)","v":0},{"$f":"AM3741*POWER(CF_cool,AP3741)","v":0},0,0,0,{"v":0,"d":"0.00"},{"v":0,"d":"0.00"},{"v":0,"d":"0.00"},2.7,6,6.7,9,null,2988,null,{"v":0.68,"d":"68%"},null,null,0,11.8,13.7,21.85,null,1,1,1,0,0,0,null,0,0,0,1,2489,6098,791,92,0.7127093372490777,0.6655050705360576,null,0.1716349180255756,0.08064538055291112,0.8146200327725304,0.8146200327725304,null,0]
["3602002015",{"$f":"'DBH-Upgrade'!$K$8-$CL3744","v":80},15,3,60,200,20,21.5,0,26,30,47.1,{"v":4172.8,"d":"4173"},{"$f":"IF($B3744>$F3744,0,IF($C3744>$G3744,0,ROUND((((($F3744-$B3744)/100)*IF('DBH-Upgrade'!$K$6='DBH-Upgrade'!$K$8,$BZ3758,($BE3744/(($F3744-18)/100))))+((($B3744-18)/100)*$CA3758))*$CE3758,0)))","v":3722},{"$f":"IF($B3744>$F3744,0,IF($C3744>$G3744,0,ROUND((((($F3744-$B3744)/100)*IF('DBH-Upgrade'!$K$6='DBH-Upgrade'!$K$8,$BZ3758,($BE3744/(($F3744-18)/100))))+((($B3744-18)/100)*$CA3758))*$CD3758,0)))","v":4057},{"$f":"IF($B3744>$F3744,0,IF($C3744>$G3744,0,ROUND(((($F3744-$B3744)/100)*IF('DBH-Upgrade'!$K$6='DBH-Upgrade'!$K$8,$BZ3758,($BE3744/(($F3744-18)/100))))+((($B3744-18)/100)*$CA3758),0)))","v":5276},{"v":1.5,"d":"1.500"},1.08,1.08,1.08,337,{"$f":"IF($B3744>$F3744,0,IF($C3744>$G3744,0,ROUND(((($F3744-$B3744)/100)*(IF('DBH-Upgrade'!$K$6='DBH-Upgrade'!$K$8,$BZ3758,($BE3744/(($F3744-18)/100))))*$CH3758)+((($B3744-18)/100)*$CA3758*$CE3758*$CG3758),0)))","v":512},{"$f":"IF($B3744>$F3744,0,IF($C3744>$G3744,0,ROUND(((($F3744-$B3744)/100)*(IF('DBH-Upgrade'!$K$6='DBH-Upgrade'!$K$8,$BZ3758,($BE3744/(($F3744-18)/100))))*$CH3758)+((($B3744-18)/100)*$CA3758*$CD3758*$CG3758),0)))","v":538},{"$f":"IF($B3744>$F3744,0,IF($C3744>$G3744,0,ROUND(((($F3744-$B3744)/100)*(IF('DBH-Upgrade'!$K$6='DBH-Upgrade'!$K$8,$BZ3758,($BE3744/(($F3744-18)/100))))*$CH3758)+((($B3744-18)/100)*$CA3758*$CG3758),0)))","v":633},17,26,28,33,{"v":1.6767288104275301E-3,"d":"0.00"},{"v":0.003762996120512152,"d":"0.00"},{"v":4.3341866622359825E-3,"d":"0.00"},{"v":0.005930942077908127,"d":"0.01"},0.0001276,1.7219,2,3.76611E-4,{"$f":"IF($B3744>$F3744,0,IF($C3744>$G3744,0,ROUND((((($F3744-$B3744)/100)*IF('DBH-Upgrade'!$K$6='DBH-Upgrade'!$K$8,$CC3758,($BF3744/(($F3744-18)/100))))+((($B3744-18)/100)*$CB3758))*IF($E3744>50,IF($G3744=11,(1-(($E3744-50)*0.005)),IF($G3744=16,(1-(($E3744-50)*0.005)),IF($G3744=21,(1-(($E3744-50)*0.005)),1))),1)*$CE3758,0)))","v":286},{"$f":"IF($B3744>$F3744,0,IF($C3744>$G3744,0,ROUND((((($F3744-$B3744)/100)*IF('DBH-Upgrade'!$K$6='DBH-Upgrade'!$K$8,$CC3758,($BF3744/(($F3744-18)/100))))+((($B3744-18)/100)*$CB3758))*IF($E3744>50,IF($G3744=11,(1-(($E3744-50)*0.005)),IF($G3744=16,(1-(($E3744-50)*0.005)),IF($G3744=21,(1-(($E3744-50)*0.005)),1))),1)*$CD3758,0)))","v":311},{"$f":"IF($B3744>$F3744,0,IF($C3744>$G3744,0,ROUND((((($F3744-$B3744)/100)*IF('DBH-Upgrade'!$K$6='DBH-Upgrade'!$K$8,$CC3758,($BF3744/(($F3744-18)/100))))+((($B3744-18)/100)*$CB3758))*IF($E3744>50,IF($G3744=11,(1-(($E3744-50)*0.005)),IF($G3744=16,(1-(($E3744-50)*0.005)),IF($G3744=21,(1-(($E3744-50)*0.005)),1))),1),0)))","v":405},0.95,0.95,0.95,{"$f":"AK3744*POWER(CF_cool,AN3744)","v":227.4286883895886},{"$f":"AL3744*POWER(CF_cool,AO3744)","v":247.3088184935736},{"$f":"AM3744*POWER(CF_cool,AP3744)","v":322.0581076845573},49,53,69,{"v":0.012637593351545896,"d":"0.01"},{"v":0.014689727215794588,"d":"0.01"},{"v":0.024379518109628677,"d":"0.02"},2.7,6,6.7,9,null,{"$f":"$BE1110","v":5216},null,{"v":0.8,"d":"80%"},null,null,0,11.8,13.7,21.85,null,1,1,1,227.4286883895886,247.3088184935736,322.0581076845573,null,0,0,0,1,1615,3238,442,63,0.7015311234086448,0.657069305346098,null,0.16320641939358696,0.08064538055291112,0.783779121140337,0.783779121140337,null,0]
["3602401015",{"$f":"'DBH-Upgrade'!$K$8-$CL3752","v":80},15,3,60,240,10,11.5,0,26,30,48.1,{"v":2527.2000000000003,"d":"2527"},{"$f":"IF($B3752>$F3752,0,IF($C3752>$G3752,0,ROUND((((($F3752-$B3752)/100)*IF('DBH-Upgrade'!$K$6='DBH-Upgrade'!$K$8,$BZ3766,($BE3752/(($F3752-18)/100))))+((($B3752-18)/100)*$CA3766))*$CE3766,0)))","v":0},{"$f":"IF($B3752>$F3752,0,IF($C3752>$G3752,0,ROUND((((($F3752-$B3752)/100)*IF('DBH-Upgrade'!$K$6='DBH-Upgrade'!$K$8,$BZ3766,($BE3752/(($F3752-18)/100))))+((($B3752-18)/100)*$CA3766))*$CD3766,0)))","v":0},{"$f":"IF($B3752>$F3752,0,IF($C3752>$G3752,0,ROUND(((($F3752-$B3752)/100)*IF('DBH-Upgrade'!$K$6='DBH-Upgrade'!$K$8,$BZ3766,($BE3752/(($F3752-18)/100))))+((($B3752-18)/100)*$CA3766),0)))","v":0},{"v":1.5,"d":"1.500"},1.08,1.08,1.08,204,{"$f":"IF($B3752>$F3752,0,IF($C3752>$G3752,0,ROUND(((($F3752-$B3752)/100)*(IF('DBH-Upgrade'!$K$6='DBH-Upgrade'!$K$8,$BZ3766,($BE3752/(($F3752-18)/100))))*$CH3766)+((($B3752-18)/100)*$CA3766*$CE3766*$CG3766),0)))","v":0},{"$f":"IF($B3752>$F3752,0,IF($C3752>$G3752,0,ROUND(((($F3752-$B3752)/100)*(IF('DBH-Upgrade'!$K$6='DBH-Upgrade'!$K$8,$BZ3766,($BE3752/(($F3752-18)/100))))*$CH3766)+((($B3752-18)/100)*$CA3766*$CD3766*$CG3766),0)))","v":0},{"$f":"IF($B3752>$F3752,0,IF($C3752>$G3752,0,ROUND(((($F3752-$B3752)/100)*(IF('DBH-Upgrade'!$K$6='DBH-Upgrade'!$K$8,$BZ3766,($BE3752/(($F3752-18)/100))))*$CH3766)+((($B3752-18)/100)*$CA3766*$CG3766),0)))","v":0},11,0,0,0,{"v":1.5593664065254097E-3,"d":"0.00"},{"v":0,"d":"0.00"},{"v":0,"d":"0.00"},{"v":0,"d":"0.00"},3.969E-4,1.7346,2,0.000367347,{"$f":"IF($B3752>$F3752,0,IF($C3752>$G3752,0,ROUND((((($F3752-$B3752)/100)*IF('DBH-Upgrade'!$K$6='DBH-Upgrade'!$K$8,$CC3766,($BF3752/(($F3752-18)/100))))+((($B3752-18)/100)*$CB3766))*IF($E3752>50,IF($G3752=11,(1-(($E3752-50)*0.005)),IF($G3752=16,(1-(($E3752-50)*0.005)),IF($G3752=21,(1-(($E3752-50)*0.005)),1))),1)*$CE3766,0)))","v":0},{"$f":"IF($B3752>$F3752,0,IF($C3752>$G3752,0,ROUND((((($F3752-$B3752)/100)*IF('DBH-Upgrade'!$K$6='DBH-Upgrade'!$K$8,$CC3766,($BF3752/(($F3752-18)/100))))+((($B3752-18)/100)*$CB3766))*IF($E3752>50,IF($G3752=11,(1-(($E3752-50)*0.005)),IF($G3752=16,(1-(($E3752-50)*0.005)),IF($G3752=21,(1-(($E3752-50)*0.005)),1))),1)*$CD3766,0)))","v":0},{"$f":"IF($B3752>$F3752,0,IF($C3752>$G3752,0,ROUND((((($F3752-$B3752)/100)*IF('DBH-Upgrade'!$K$6='DBH-Upgrade'!$K$8,$CC3766,($BF3752/(($F3752-18)/100))))+((($B3752-18)/100)*$CB3766))*IF($E3752>50,IF($G3752=11,(1-(($E3752-50)*0.005)),IF($G3752=16,(1-(($E3752-50)*0.005)),IF($G3752=21,(1-(($E3752-50)*0.005)),1))),1),0)))","v":0},0.98,0.98,0.98,{"$f":"AK3752*POWER(CF_cool,AN3752)","v":0},{"$f":"AL3752*POWER(CF_cool,AO3752)","v":0},{"$f":"AM3752*POWER(CF_cool,AP3752)","v":0},0,0,0,{"v":0,"d":"0.00"},{"v":0,"d":"0.00"},{"v":0,"d":"0.00"},1.6,6,6.7,9,null,2808,null,{"v":0.9,"d":"90%"},null,null,0,11.8,13.7,21.85,null,1,1,1,0,0,0,null,0,0,0,1,2298,4062,502,78,0.7840224333226739,0.7222362755803995,null,0.16320641939358696,0.08064538055291112,0.7952052041594007,0.7952052041594007,null,0]
["3602402115",{"$f":"'DBH-Upgrade'!$K$8-$CL3757","v":80},15,3,60,240,21,21.5,0,26,30,48.1,{"v":5533.6,"d":"5534"},{"$f":"IF($B3757>$F3757,0,IF($C3757>$G3757,0,ROUND((((($F3757-$B3757)/100)*IF('DBH-Upgrade'!$K$6='DBH-Upgrade'!$K$8,$BZ3771,($BE3757/(($F3757-18)/100))))+((($B3757-18)/100)*$CA3771))*$CE3771,0)))","v":5108},{"$f":"IF($B3757>$F3757,0,IF($C3757>$G3757,0,ROUND((((($F3757-$B3757)/100)*IF('DBH-Upgrade'!$K$6='DBH-Upgrade'!$K$8,$BZ3771,($BE3757/(($F3757-18)/100))))+((($B3757-18)/100)*$CA3771))*$CD3771,0)))","v":5294},{"$f":"IF($B3757>$F3757,0,IF($C3757>$G3757,0,ROUND(((($F3757-$B3757)/100)*IF('DBH-Upgrade'!$K$6='DBH-Upgrade'!$K$8,$BZ3771,($BE3757/(($F3757-18)/100))))+((($B3757-18)/100)*$CA3771),0)))","v":7763},{"v":1.5,"d":"1.500"},1.05,1.05,1.05,446,{"$f":"IF($B3757>$F3757,0,IF($C3757>$G3757,0,ROUND(((($F3757-$B3757)/100)*(IF('DBH-Upgrade'!$K$6='DBH-Upgrade'!$K$8,$BZ3771,($BE3757/(($F3757-18)/100))))*$CH3771)+((($B3757-18)/100)*$CA3771*$CE3771*$CG3771),0)))","v":748},{"$f":"IF($B3757>$F3757,0,IF($C3757>$G3757,0,ROUND(((($F3757-$B3757)/100)*(IF('DBH-Upgrade'!$K$6='DBH-Upgrade'!$K$8,$BZ3771,($BE3757/(($F3757-18)/100))))*$CH3771)+((($B3757-18)/100)*$CA3771*$CD3771*$CG3771),0)))","v":764},{"$f":"IF($B3757>$F3757,0,IF($C3757>$G3757,0,ROUND(((($F3757-$B3757)/100)*(IF('DBH-Upgrade'!$K$6='DBH-Upgrade'!$K$8,$BZ3771,($BE3757/(($F3757-18)/100))))*$CH3771)+((($B3757-18)/100)*$CA3771*$CG3771),0)))","v":970},23,39,39,50,{"v":5.161665746274244E-3,"d":"0.01"},{"v":0.013860842270016696,"d":"0.01"},{"v":0.013860842270016696,"d":"0.01"},{"v":0.022102490421171864,"d":"0.02"},0.0001276,1.7219,4,0.000514201,{"$f":"IF($B3757>$F3757,0,IF($C3757>$G3757,0,ROUND((((($F3757-$B3757)/100)*IF('DBH-Upgrade'!$K$6='DBH-Upgrade'!$K$8,$CC3771,($BF3757/(($F3757-18)/100))))+((($B3757-18)/100)*$CB3771))*IF($E3757>50,IF($G3757=11,(1-(($E3757-50)*0.005)),IF($G3757=16,(1-(($E3757-50)*0.005)),IF($G3757=21,(1-(($E3757-50)*0.005)),1))),1)*$CE3771,0)))","v":399},{"$f":"IF($B3757>$F3757,0,IF($C3757>$G3757,0,ROUND((((($F3757-$B3757)/100)*IF('DBH-Upgrade'!$K$6='DBH-Upgrade'!$K$8,$CC3771,($BF3757/(($F3757-18)/100))))+((($B3757-18)/100)*$CB3771))*IF($E3757>50,IF($G3757=11,(1-(($E3757-50)*0.005)),IF($G3757=16,(1-(($E3757-50)*0.005)),IF($G3757=21,(1-(($E3757-50)*0.005)),1))),1)*$CD3771,0)))","v":413},{"$f":"IF($B3757>$F3757,0,IF($C3757>$G3757,0,ROUND((((($F3757-$B3757)/100)*IF('DBH-Upgrade'!$K$6='DBH-Upgrade'!$K$8,$CC3771,($BF3757/(($F3757-18)/100))))+((($B3757-18)/100)*$CB3771))*IF($E3757>50,IF($G3757=11,(1-(($E3757-50)*0.005)),IF($G3757=16,(1-(($E3757-50)*0.005)),IF($G3757=21,(1-(($E3757-50)*0.005)),1))),1),0)))","v":606},0.85,0.85,0.85,{"$f":"AK3757*POWER(CF_cool,AN3757)","v":325.03339307623963},{"$f":"AL3757*POWER(CF_cool,AO3757)","v":336.438073535055},{"$f":"AM3757*POWER(CF_cool,AP3757)","v":493.6597398601534},70,72,106,{"v":0.04165678701104791,"d":"0.04"},{"v":0.04393111837861161,"d":"0.04"},{"v":0.09128182360758069,"d":"0.09"},6.4,6,6.7,9,null,6917,null,{"v":0.8,"d":"80%"},null,null,0,11.8,13.7,21.85,null,1,1,1,325.03339307623963,336.438073535055,493.6597398601534,null,0,0,0,1,3238,4735,725,75,0.6929174768045717,0.6576204296006558,null,0.15781864009190116,0.08064538055291112,0.7952052041594007,0.7952052041594007,null,0]
["3602801515",{"$f":"'DBH-Upgrade'!$K$8-$CL3766","v":80},15,3,60,280,15,16.5,0,26,30,48.9,4180,{"$f":"IF($B3766>$F3766,0,IF($C3766>$G3766,0,ROUND((((($F3766-$B3766)/100)*IF('DBH-Upgrade'!$K$6='DBH-Upgrade'!$K$8,$BZ3780,($BE3766/(($F3766-18)/100))))+((($B3766-18)/100)*$CA3780))*$CE3780,0)))","v":3447},{"$f":"IF($B3766>$F3766,0,IF($C3766>$G3766,0,ROUND((((($F3766-$B3766)/100)*IF('DBH-Upgrade'!$K$6='DBH-Upgrade'!$K$8,$BZ3780,($BE3766/(($F3766-18)/100))))+((($B3766-18)/100)*$CA3780))*$CD3780,0)))","v":3525},{"$f":"IF($B3766>$F3766,0,IF($C3766>$G3766,0,ROUND(((($F3766-$B3766)/100)*IF('DBH-Upgrade'!$K$6='DBH-Upgrade'!$K$8,$BZ3780,($BE3766/(($F3766-18)/100))))+((($B3766-18)/100)*$CA3780),0)))","v":5238},{"v":1.5,"d":"1.500"},1.08,1.08,1.08,337,{"$f":"IF($B3766>$F3766,0,IF($C3766>$G3766,0,ROUND(((($F3766-$B3766)/100)*(IF('DBH-Upgrade'!$K$6='DBH-Upgrade'!$K$8,$BZ3780,($BE3766/(($F3766-18)/100))))*$CH3780)+((($B3766-18)/100)*$CA3780*$CE3780*$CG3780),0)))","v":476},{"$f":"IF($B3766>$F3766,0,IF($C3766>$G3766,0,ROUND(((($F3766-$B3766)/100)*(IF('DBH-Upgrade'!$K$6='DBH-Upgrade'!$K$8,$BZ3780,($BE3766/(($F3766-18)/100))))*$CH3780)+((($B3766-18)/100)*$CA3780*$CD3780*$CG3780),0)))","v":481},{"$f":"IF($B3766>$F3766,0,IF($C3766>$G3766,0,ROUND(((($F3766-$B3766)/100)*(IF('DBH-Upgrade'!$K$6='DBH-Upgrade'!$K$8,$BZ3780,($BE3766/(($F3766-18)/100))))*$CH3780)+((($B3766-18)/100)*$CA3780*$CG3780),0)))","v":588},17,25,25,30,{"v":2.741722026952889E-3,"d":"0.00"},{"v":0.005616248266337237,"d":"0.01"},{"v":0.005616248266337237,"d":"0.01"},{"v":7.890404686830603E-3,"d":"0.01"},0.0002083,1.724,2,0.000461829,{"$f":"IF($B3766>$F3766,0,IF($C3766>$G3766,0,ROUND((((($F3766-$B3766)/100)*IF('DBH-Upgrade'!$K$6='DBH-Upgrade'!$K$8,$CC3780,($BF3766/(($F3766-18)/100))))+((($B3766-18)/100)*$CB3780))*IF($E3766>50,IF($G3766=11,(1-(($E3766-50)*0.005)),IF($G3766=16,(1-(($E3766-50)*0.005)),IF($G3766=21,(1-(($E3766-50)*0.005)),1))),1)*$CE3780,0)))","v":263},{"$f":"IF($B3766>$F3766,0,IF($C3766>$G3766,0,ROUND((((($F3766-$B3766)/100)*IF('DBH-Upgrade'!$K$6='DBH-Upgrade'!$K$8,$CC3780,($BF3766/(($F3766-18)/100))))+((($B3766-18)/100)*$CB3780))*IF($E3766>50,IF($G3766=11,(1-(($E3766-50)*0.005)),IF($G3766=16,(1-(($E3766-50)*0.005)),IF($G3766=21,(1-(($E3766-50)*0.005)),1))),1)*$CD3780,0)))","v":269},{"$f":"IF($B3766>$F3766,0,IF($C3766>$G3766,0,ROUND((((($F3766-$B3766)/100)*IF('DBH-Upgrade'!$K$6='DBH-Upgrade'!$K$8,$CC3780,($BF3766/(($F3766-18)/100))))+((($B3766-18)/100)*$CB3780))*IF($E3766>50,IF($G3766=11,(1-(($E3766-50)*0.005)),IF($G3766=16,(1-(($E3766-50)*0.005)),IF($G3766=21,(1-(($E3766-50)*0.005)),1))),1),0)))","v":400},1.01,1.01,1.01,{"$f":"AK3766*POWER(CF_cool,AN3766)","v":206.13390885990862},{"$f":"AL3766*POWER(CF_cool,AO3766)","v":210.83658358675066},{"$f":"AM3766*POWER(CF_cool,AP3766)","v":313.5116484561348},44,45,67,{"v":0.016149490783479,"d":"0.02"},{"v":0.016844122366138695,"d":"0.02"},{"v":0.035568858817168564,"d":"0.04"},2.8,6,6.7,9,null,5225,null,{"v":0.8,"d":"80%"},null,null,0,11.8,13.7,21.85,null,1,1,1,206.13390885990862,210.83658358675066,313.5116484561348,null,0,0,0,1,{"$error":"#VALUE!"},0,0,{"$error":"#VALUE!"},0.750275090099452,0.6848867351465859,null,0.16320641939358696,0.08064538055291112,0.7894714915956607,0.7894714915956607,null,0]
["3602802115",{"$f":"'DBH-Upgrade'!$K$8-$CL3769","v":80},15,3,60,280,21,21.5,0,26,30,48.9,6456,{"$f":"IF($B3769>$F3769,0,IF($C3769>$G3769,0,ROUND((((($F3769-$B3769)/100)*IF('DBH-Upgrade'!$K$6='DBH-Upgrade'!$K$8,$BZ3783,($BE3769/(($F3769-18)/100))))+((($B3769-18)/100)*$CA3783))*$CE3783,0)))","v":5765},{"$f":"IF($B3769>$F3769,0,IF($C3769>$G3769,0,ROUND((((($F3769-$B3769)/100)*IF('DBH-Upgrade'!$K$6='DBH-Upgrade'!$K$8,$BZ3783,($BE3769/(($F3769-18)/100))))+((($B3769-18)/100)*$CA3783))*$CD3783,0)))","v":5894},{"$f":"IF($B3769>$F3769,0,IF($C3769>$G3769,0,ROUND(((($F3769-$B3769)/100)*IF('DBH-Upgrade'!$K$6='DBH-Upgrade'!$K$8,$BZ3783,($BE3769/(($F3769-18)/100))))+((($B3769-18)/100)*$CA3783),0)))","v":8759},{"v":1.5,"d":"1.500"},1.05,1.05,1.05,521,{"$f":"IF($B3769>$F3769,0,IF($C3769>$G3769,0,ROUND(((($F3769-$B3769)/100)*(IF('DBH-Upgrade'!$K$6='DBH-Upgrade'!$K$8,$BZ3783,($BE3769/(($F3769-18)/100))))*$CH3783)+((($B3769-18)/100)*$CA3783*$CE3783*$CG3783),0)))","v":829},{"$f":"IF($B3769>$F3769,0,IF($C3769>$G3769,0,ROUND(((($F3769-$B3769)/100)*(IF('DBH-Upgrade'!$K$6='DBH-Upgrade'!$K$8,$BZ3783,($BE3769/(($F3769-18)/100))))*$CH3783)+((($B3769-18)/100)*$CA3783*$CD3783*$CG3783),0)))","v":838},{"$f":"IF($B3769>$F3769,0,IF($C3769>$G3769,0,ROUND(((($F3769-$B3769)/100)*(IF('DBH-Upgrade'!$K$6='DBH-Upgrade'!$K$8,$BZ3783,($BE3769/(($F3769-18)/100))))*$CH3783)+((($B3769-18)/100)*$CA3783*$CG3783),0)))","v":1050},27,43,43,54,{"v":0.007546399442823944,"d":"0.01"},{"v":0.017947888968718018,"d":"0.02"},{"v":0.017947888968718018,"d":"0.02"},{"v":0.02746959325874424,"d":"0.03"},0.0001276,1.7219,4,0.000514201,{"$f":"IF($B3769>$F3769,0,IF($C3769>$G3769,0,ROUND((((($F3769-$B3769)/100)*IF('DBH-Upgrade'!$K$6='DBH-Upgrade'!$K$8,$CC3783,($BF3769/(($F3769-18)/100))))+((($B3769-18)/100)*$CB3783))*IF($E3769>50,IF($G3769=11,(1-(($E3769-50)*0.005)),IF($G3769=16,(1-(($E3769-50)*0.005)),IF($G3769=21,(1-(($E3769-50)*0.005)),1))),1)*$CE3783,0)))","v":422},{"$f":"IF($B3769>$F3769,0,IF($C3769>$G3769,0,ROUND((((($F3769-$B3769)/100)*IF('DBH-Upgrade'!$K$6='DBH-Upgrade'!$K$8,$CC3783,($BF3769/(($F3769-18)/100))))+((($B3769-18)/100)*$CB3783))*IF($E3769>50,IF($G3769=11,(1-(($E3769-50)*0.005)),IF($G3769=16,(1-(($E3769-50)*0.005)),IF($G3769=21,(1-(($E3769-50)*0.005)),1))),1)*$CD3783,0)))","v":431},{"$f":"IF($B3769>$F3769,0,IF($C3769>$G3769,0,ROUND((((($F3769-$B3769)/100)*IF('DBH-Upgrade'!$K$6='DBH-Upgrade'!$K$8,$CC3783,($BF3769/(($F3769-18)/100))))+((($B3769-18)/100)*$CB3783))*IF($E3769>50,IF($G3769=11,(1-(($E3769-50)*0.005)),IF($G3769=16,(1-(($E3769-50)*0.005)),IF($G3769=21,(1-(($E3769-50)*0.005)),1))),1),0)))","v":641},0.85,0.85,0.85,{"$f":"AK3769*POWER(CF_cool,AN3769)","v":343.7696538300078},{"$f":"AL3769*POWER(CF_cool,AO3769)","v":351.10123412496057},{"$f":"AM3769*POWER(CF_cool,AP3769)","v":522.171441007192},74,75,112,{"v":0.04957283497700875,"d":"0.05"},{"v":0.050837574920830964,"d":"0.05"},{"v":0.10807692998674494,"d":"0.11"},7.5,6,6.7,9,null,8070,null,{"v":0.8,"d":"80%"},null,null,0,11.8,13.7,21.85,null,{"$f":"IF((237.3*LN(($AV$1*EXP(17.27*($AS$3/($AS$3+237.3))))))/(17.27-LN(($AV$1*EXP(17.27*($AS$3/($AS$3+237.3))))))<(($AS$1+$AS$2)/2),1,IF(1/(1+((2258*((0.622/((101325/(1*611*EXP(17.27*((($AS$1+$AS$2)/2)/((($AS$1+$AS$2)/2)+237.3))))))-1)*1000-(0.622/((101325/($AV$1*611*EXP(17.27*($AS$3/($AS$3+237.3))))))-1)*1000))/(1005*((($AS$1+$AS$2)/2)-$AS$3))))>1,1,1/(1+((2258*((0.622/((101325/(1*611*EXP(17.27*((($AT$1+$AT$2)/2)/((($AT$1+$AT$2)/2)+237.3))))))-1)*1000-(0.622/((101325/($AV$1*611*EXP(17.27*($AT$3/($AT$3+237.3))))))-1)*1000))/(1005*((($AT$1+$AT$2)/2)-$AT$3))))))","v":1},1,1,{"$f":"AQ3769/BO3769","v":343.7696538300078},351.10123412496057,522.171441007192,null,0,0,0,1,3238,4735,725,75,0.681904401633284,0.6579686139337618,null,0.15781864009190116,0.08064538055291112,0.7952052041594007,0.7952052041594007,null,0]
["370601115",{"$f":"'DBH-Upgrade'!$K$8-$CL3777","v":80},15,3,70,60,11,11.5,0,26,30,41.1,{"v":648.72,"d":"649"},{"$f":"IF($B3777>$F3777,0,IF($C3777>$G3777,0,ROUND((((($F3777-$B3777)/100)*IF('DBH-Upgrade'!$K$6='DBH-Upgrade'!$K$8,$BZ3791,($BE3777/(($F3777-18)/100))))+((($B3777-18)/100)*$CA3791))*$CE3791,0)))","v":0},{"$f":"IF($B3777>$F3777,0,IF($C3777>$G3777,0,ROUND((((($F3777-$B3777)/100)*IF('DBH-Upgrade'!$K$6='DBH-Upgrade'!$K$8,$BZ3791,($BE3777/(($F3777-18)/100))))+((($B3777-18)/100)*$CA3791))*$CD3791,0)))","v":0},{"$f":"IF($B3777>$F3777,0,IF($C3777>$G3777,0,ROUND(((($F3777-$B3777)/100)*IF('DBH-Upgrade'!$K$6='DBH-Upgrade'!$K$8,$BZ3791,($BE3777/(($F3777-18)/100))))+((($B3777-18)/100)*$CA3791),0)))","v":0},{"v":1.5,"d":"1.500"},1.1,1.1,1.1,52,{"$f":"IF($B3777>$F3777,0,IF($C3777>$G3777,0,ROUND(((($F3777-$B3777)/100)*(IF('DBH-Upgrade'!$K$6='DBH-Upgrade'!$K$8,$BZ3791,($BE3777/(($F3777-18)/100))))*$CH3791)+((($B3777-18)/100)*$CA3791*$CE3791*$CG3791),0)))","v":0},{"$f":"IF($B3777>$F3777,0,IF($C3777>$G3777,0,ROUND(((($F3777-$B3777)/100)*(IF('DBH-Upgrade'!$K$6='DBH-Upgrade'!$K$8,$BZ3791,($BE3777/(($F3777-18)/100))))*$CH3791)+((($B3777-18)/100)*$CA3791*$CD3791*$CG3791),0)))","v":0},{"$f":"IF($B3777>$F3777,0,IF($C3777>$G3777,0,ROUND(((($F3777-$B3777)/100)*(IF('DBH-Upgrade'!$K$6='DBH-Upgrade'!$K$8,$BZ3791,($BE3777/(($F3777-18)/100))))*$CH3791)+((($B3777-18)/100)*$CA3791*$CG3791),0)))","v":0},3,0,0,0,{"v":9.83552943853295e-05,"d":"0.00"},{"v":0,"d":"0.00"},{"v":0,"d":"0.00"},{"v":0,"d":"0.00"},3.969E-4,1.7346,4,0.000574288,{"$f":"IF($B3777>$F3777,0,IF($C3777>$G3777,0,ROUND((((($F3777-$B3777)/100)*IF('DBH-Upgrade'!$K$6='DBH-Upgrade'!$K$8,$CC3791,($BF3777/(($F3777-18)/100))))+((($B3777-18)/100)*$CB3791))*IF($E3777>50,IF($G3777=11,(1-(($E3777-50)*0.005)),IF($G3777=16,(1-(($E3777-50)*0.005)),IF($G3777=21,(1-(($E3777-50)*0.005)),1))),1)*$CE3791,0)))","v":0},{"$f":"IF($B3777>$F3777,0,IF($C3777>$G3777,0,ROUND((((($F3777-$B3777)/100)*IF('DBH-Upgrade'!$K$6='DBH-Upgrade'!$K$8,$CC3791,($BF3777/(($F3777-18)/100))))+((($B3777-18)/100)*$CB3791))*IF($E3777>50,IF($G3777=11,(1-(($E3777-50)*0.005)),IF($G3777=16,(1-(($E3777-50)*0.005)),IF($G3777=21,(1-(($E3777-50)*0.005)),1))),1)*$CD3791,0)))","v":0},{"$f":"IF($B3777>$F3777,0,IF($C3777>$G3777,0,ROUND((((($F3777-$B3777)/100)*IF('DBH-Upgrade'!$K$6='DBH-Upgrade'!$K$8,$CC3791,($BF3777/(($F3777-18)/100))))+((($B3777-18)/100)*$CB3791))*IF($E3777>50,IF($G3777=11,(1-(($E3777-50)*0.005)),IF($G3777=16,(1-(($E3777-50)*0.005)),IF($G3777=21,(1-(($E3777-50)*0.005)),1))),1),0)))","v":0},0.95,0.95,0.95,{"$f":"AK3777*POWER(CF_cool,AN3777)","v":0},{"$f":"AL3777*POWER(CF_cool,AO3777)","v":0},{"$f":"AM3777*POWER(CF_cool,AP3777)","v":0},0,0,0,{"v":0,"d":"0.00"},{"v":0,"d":"0.00"},{"v":0,"d":"0.00"},0.8,"DBH-unit is te lang!","DBH-unit is te lang!","DBH-unit is te lang!",null,954,null,{"v":0.68,"d":"68%"},null,null,0,"DBH-unit is te lang!","DBH-unit is te lang!","DBH-unit is te lang!",null,1,1,1,0,0,0,null,0,0,0,1,2489,6098,791,92,0.681904493845304,0.6579686139337618,null,0.1716349180255756,0.08064538055291112,0.8146200327725304,0.8146200327725304,null,0]
["370702115",{"$f":"'DBH-Upgrade'!$K$8-$CL3787","v":70},15,3,70,70,21,{"$f":"IF(G3787=10,11.5,IF(G3787=11,11.5,IF(G3787=15,16.5,IF(G3787=16,16.5,IF(G3787=20,21.5,IF(G3787=21,21.5,))))))","v":21.5},0,26,30,41.1,{"v":1779.2,"d":"1779"},{"$f":"IF($B3787>$F3787,0,IF($C3787>$G3787,0,ROUND((((($F3787-$B3787)/100)*IF('DBH-Upgrade'!$K$6='DBH-Upgrade'!$K$8,$BZ3801,($BE3787/(($F3787-18)/100))))+((($B3787-18)/100)*$CA3801))*$CE3801,0)))","v":2232},{"$f":"IF($B3787>$F3787,0,IF($C3787>$G3787,0,ROUND((((($F3787-$B3787)/100)*IF('DBH-Upgrade'!$K$6='DBH-Upgrade'!$K$8,$BZ3801,($BE3787/(($F3787-18)/100))))+((($B3787-18)/100)*$CA3801))*$CD3801,0)))","v":2396},{"$f":"IF($B3787>$F3787,0,IF($C3787>$G3787,0,ROUND(((($F3787-$B3787)/100)*IF('DBH-Upgrade'!$K$6='DBH-Upgrade'!$K$8,$BZ3801,($BE3787/(($F3787-18)/100))))+((($B3787-18)/100)*$CA3801),0)))","v":3171},{"v":1.5,"d":"1.500"},1.05,1.05,1.05,{"$f":"ROUND(M3787*POWER((($S$1-$S$2)/LN(($S$1-$S$3)/($S$2-$S$3)))/((75-65)/LN((75-20)/(65-20))),Q3787),0)","v":143},{"$f":"IF($B3787>$F3787,0,IF($C3787>$G3787,0,ROUND(((($F3787-$B3787)/100)*(IF('DBH-Upgrade'!$K$6='DBH-Upgrade'!$K$8,$BZ3801,($BE3787/(($F3787-18)/100))))*$CH3801)+((($B3787-18)/100)*$CA3801*$CE3801*$CG3801),0)))","v":383},{"$f":"IF($B3787>$F3787,0,IF($C3787>$G3787,0,ROUND(((($F3787-$B3787)/100)*(IF('DBH-Upgrade'!$K$6='DBH-Upgrade'!$K$8,$BZ3801,($BE3787/(($F3787-18)/100))))*$CH3801)+((($B3787-18)/100)*$CA3801*$CD3801*$CG3801),0)))","v":411},{"$f":"IF($B3787>$F3787,0,IF($C3787>$G3787,0,ROUND(((($F3787-$B3787)/100)*(IF('DBH-Upgrade'!$K$6='DBH-Upgrade'!$K$8,$BZ3801,($BE3787/(($F3787-18)/100))))*$CH3801)+((($B3787-18)/100)*$CA3801*$CG3801),0)))","v":544},{"$f":"ROUND(U3787*3600/(4186*ABS($S$1-$S$2)),0)","v":7},{"$f":"ROUND(V3787*3600/(4186*ABS($S$1-$S$2)),0)","v":20},{"$f":"ROUND(W3787*3600/(4186*ABS($S$1-$S$2)),0)","v":21},{"$f":"ROUND(X3787*3600/(4186*ABS($S$1-$S$2)),0)","v":28},{"$f":"(($AG3787*(Y3787^$AH3787)*((($F3787-14.4)*$AI3787)/100))+($AJ3787*(Y3787^2)))*0.0098","v":{"v":3.2623989416160959E-4,"d":"0.00"}},{"$f":"(($AG3787*(Z3787^$AH3787)*((($F3787-14.4)*$AI3787)/100))+($AJ3787*(Z3787^2)))*0.0098","v":{"v":0.002499233168343189,"d":"0.00"}},{"$f":"(($AG3787*(AA3787^$AH3787)*((($F3787-14.4)*$AI3787)/100))+($AJ3787*(AA3787^2)))*0.0098","v":{"v":2.7482196154813604E-3,"d":"0.00"}},{"$f":"(($AG3787*(AB3787^$AH3787)*((($F3787-14.4)*$AI3787)/100))+($AJ3787*(AB3787^2)))*0.0098","v":{"v":4.8138326350879385E-3,"d":"0.00"}},0.0001276,1.7219,4,0.000514201,{"$f":"IF($B3787>$F3787,0,IF($C3787>$G3787,0,ROUND((((($F3787-$B3787)/100)*IF('DBH-Upgrade'!$K$6='DBH-Upgrade'!$K$8,$CC3801,($BF3787/(($F3787-18)/100))))+((($B3787-18)/100)*$CB3801))*IF($E3787>50,IF($G3787=11,(1-(($E3787-50)*0.005)),IF($G3787=16,(1-(($E3787-50)*0.005)),IF($G3787=21,(1-(($E3787-50)*0.005)),1))),1)*$CE3801,0)))","v":261},{"$f":"IF($B3787>$F3787,0,IF($C3787>$G3787,0,ROUND((((($F3787-$B3787)/100)*IF('DBH-Upgrade'!$K$6='DBH-Upgrade'!$K$8,$CC3801,($BF3787/(($F3787-18)/100))))+((($B3787-18)/100)*$CB3801))*IF($E3787>50,IF($G3787=11,(1-(($E3787-50)*0.005)),IF($G3787=16,(1-(($E3787-50)*0.005)),IF($G3787=21,(1-(($E3787-50)*0.005)),1))),1)*$CD3801,0)))","v":280},{"$f":"IF($B3787>$F3787,0,IF($C3787>$G3787,0,ROUND((((($F3787-$B3787)/100)*IF('DBH-Upgrade'!$K$6='DBH-Upgrade'!$K$8,$CC3801,($BF3787/(($F3787-18)/100))))+((($B3787-18)/100)*$CB3801))*IF($E3787>50,IF($G3787=11,(1-(($E3787-50)*0.005)),IF($G3787=16,(1-(($E3787-50)*0.005)),IF($G3787=21,(1-(($E3787-50)*0.005)),1))),1),0)))","v":370},{"$f":"IF($G3787=10,0.98,IF($G3787=11,0.95,IF($G3787=15,1.01,IF($G3787=16,0.95,IF($G3787=20,0.95,IF($G3787=21,0.85))))))","v":0.85},0.85,0.85,{"$f":"AK3787*POWER(CF_cool,AN3787)","v":212.61582855363042},{"$f":"AL3787*POWER(CF_cool,AO3787)","v":228.0936091763085},{"$f":"AM3787*POWER(CF_cool,AP3787)","v":301.40941212583624},{"$f":"ROUND(AQ3787*3600/(4186*ABS($AT$1-$AT$2)),0)","v":46},{"$f":"ROUND(AR3787*3600/(4186*ABS($AT$1-$AT$2)),0)","v":49},{"$f":"ROUND(AS3787*3600/(4186*ABS($AT$1-$AT$2)),0)","v":65},{"$f":"(($AG3787*(AT3787^$AH3787)*((($F3787-14.4)*$AI3787)/100))+($AJ3787*(AT3787^2)))*0.0098","v":{"v":0.012692033721848824,"d":"0.01"}},{"$f":"(($AG3787*(AU3787^$AH3787)*((($F3787-14.4)*$AI3787)/100))+($AJ3787*(AU3787^2)))*0.0098","v":{"v":0.01436139861342362,"d":"0.01"}},{"$f":"(($AG3787*(AV3787^$AH3787)*((($F3787-14.4)*$AI3787)/100))+($AJ3787*(AV3787^2)))*0.0098","v":{"v":0.024970655295943528,"d":"0.02"}},1.9,6,6.7,9,null,2224,null,{"v":0.8,"d":"80%"},null,null,0,11.8,13.7,21.85,null,1,1,1,212.61582855363042,228.0936091763085,301.40941212583624,null,0,0,0,1,3238,4735,725,75,0.6729424377054166,0.6582099452827469,null,0.15781864009190116,0.08064538055291112,0.7952052041594007,0.7952052041594007,null,10]
["370801115",{"$f":"'DBH-Upgrade'!$K$8-$CL3789","v":80},15,3,70,80,11,11.5,0,26,30,42.4,{"v":864.96,"d":"865"},{"$f":"IF($B3789>$F3789,0,IF($C3789>$G3789,0,ROUND((((($F3789-$B3789)/100)*IF('DBH-Upgrade'!$K$6='DBH-Upgrade'!$K$8,$BZ3803,($BE3789/(($F3789-18)/100))))+((($B3789-18)/100)*$CA3803))*$CE3803,0)))","v":0},{"$f":"IF($B3789>$F3789,0,IF($C3789>$G3789,0,ROUND((((($F3789-$B3789)/100)*IF('DBH-Upgrade'!$K$6='DBH-Upgrade'!$K$8,$BZ3803,($BE3789/(($F3789-18)/100))))+((($B3789-18)/100)*$CA3803))*$CD3803,0)))","v":0},{"$f":"IF($B3789>$F3789,0,IF($C3789>$G3789,0,ROUND(((($F3789-$B3789)/100)*IF('DBH-Upgrade'!$K$6='DBH-Upgrade'!$K$8,$BZ3803,($BE3789/(($F3789-18)/100))))+((($B3789-18)/100)*$CA3803),0)))","v":0},{"v":1.5,"d":"1.500"},1.1,1.1,1.1,70,{"$f":"IF($B3789>$F3789,0,IF($C3789>$G3789,0,ROUND(((($F3789-$B3789)/100)*(IF('DBH-Upgrade'!$K$6='DBH-Upgrade'!$K$8,$BZ3803,($BE3789/(($F3789-18)/100))))*$CH3803)+((($B3789-18)/100)*$CA3803*$CE3803*$CG3803),0)))","v":0},{"$f":"IF($B3789>$F3789,0,IF($C3789>$G3789,0,ROUND(((($F3789-$B3789)/100)*(IF('DBH-Upgrade'!$K$6='DBH-Upgrade'!$K$8,$BZ3803,($BE3789/(($F3789-18)/100))))*$CH3803)+((($B3789-18)/100)*$CA3803*$CD3803*$CG3803),0)))","v":0},{"$f":"IF($B3789>$F3789,0,IF($C3789>$G3789,0,ROUND(((($F3789-$B3789)/100)*(IF('DBH-Upgrade'!$K$6='DBH-Upgrade'!$K$8,$BZ3803,($BE3789/(($F3789-18)/100))))*$CH3803)+((($B3789-18)/100)*$CA3803*$CG3803),0)))","v":0},4,0,0,0,{"v":2.0308110123747639E-4,"d":"0.00"},{"v":0,"d":"0.00"},{"v":0,"d":"0.00"},{"v":0,"d":"0.00"},3.969E-4,1.7346,4,0.000574288,{"$f":"IF($B3789>$F3789,0,IF($C3789>$G3789,0,ROUND((((($F3789-$B3789)/100)*IF('DBH-Upgrade'!$K$6='DBH-Upgrade'!$K$8,$CC3803,($BF3789/(($F3789-18)/100))))+((($B3789-18)/100)*$CB3803))*IF($E3789>50,IF($G3789=11,(1-(($E3789-50)*0.005)),IF($G3789=16,(1-(($E3789-50)*0.005)),IF($G3789=21,(1-(($E3789-50)*0.005)),1))),1)*$CE3803,0)))","v":0},{"$f":"IF($B3789>$F3789,0,IF($C3789>$G3789,0,ROUND((((($F3789-$B3789)/100)*IF('DBH-Upgrade'!$K$6='DBH-Upgrade'!$K$8,$CC3803,($BF3789/(($F3789-18)/100))))+((($B3789-18)/100)*$CB3803))*IF($E3789>50,IF($G3789=11,(1-(($E3789-50)*0.005)),IF($G3789=16,(1-(($E3789-50)*0.005)),IF($G3789=21,(1-(($E3789-50)*0.005)),1))),1)*$CD3803,0)))","v":0},{"$f":"IF($B3789>$F3789,0,IF($C3789>$G3789,0,ROUND((((($F3789-$B3789)/100)*IF('DBH-Upgrade'!$K$6='DBH-Upgrade'!$K$8,$CC3803,($BF3789/(($F3789-18)/100))))+((($B3789-18)/100)*$CB3803))*IF($E3789>50,IF($G3789=11,(1-(($E3789-50)*0.005)),IF($G3789=16,(1-(($E3789-50)*0.005)),IF($G3789=21,(1-(($E3789-50)*0.005)),1))),1),0)))","v":0},0.95,0.95,0.95,{"$f":"AK3789*POWER(CF_cool,AN3789)","v":0},{"$f":"AL3789*POWER(CF_cool,AO3789)","v":0},{"$f":"AM3789*POWER(CF_cool,AP3789)","v":0},0,0,0,{"v":0,"d":"0.00"},{"v":0,"d":"0.00"},{"v":0,"d":"0.00"},1.1,6,6.7,9,null,1272,null,{"v":0.68,"d":"68%"},null,null,0,11.8,13.7,21.85,null,1,1,1,0,0,0,null,0,0,0,1,2489,6098,791,92,0.6729424377054166,0.6582099452827469,null,0.1716349180255756,0.08064538055291112,0.8146200327725304,0.8146200327725304,null,0]
["370901615",{"$f":"'DBH-Upgrade'!$K$8-$CL3797","v":80},15,3,70,90,16,16.5,0,26,30,43.3,{"v":1383.1200000000001,"d":"1383"},{"$f":"IF($B3797>$F3797,0,IF($C3797>$G3797,0,ROUND((((($F3797-$B3797)/100)*IF('DBH-Upgrade'!$K$6='DBH-Upgrade'!$K$8,$BZ3811,($BE3797/(($F3797-18)/100))))+((($B3797-18)/100)*$CA3811))*$CE3811,0)))","v":2234},{"$f":"IF($B3797>$F3797,0,IF($C3797>$G3797,0,ROUND((((($F3797-$B3797)/100)*IF('DBH-Upgrade'!$K$6='DBH-Upgrade'!$K$8,$BZ3811,($BE3797/(($F3797-18)/100))))+((($B3797-18)/100)*$CA3811))*$CD3811,0)))","v":2393},{"$f":"IF($B3797>$F3797,0,IF($C3797>$G3797,0,ROUND(((($F3797-$B3797)/100)*IF('DBH-Upgrade'!$K$6='DBH-Upgrade'!$K$8,$BZ3811,($BE3797/(($F3797-18)/100))))+((($B3797-18)/100)*$CA3811),0)))","v":3260},{"v":1.5,"d":"1.500"},1.1,1.1,1.1,112,{"$f":"IF($B3797>$F3797,0,IF($C3797>$G3797,0,ROUND(((($F3797-$B3797)/100)*(IF('DBH-Upgrade'!$K$6='DBH-Upgrade'!$K$8,$BZ3811,($BE3797/(($F3797-18)/100))))*$CH3811)+((($B3797-18)/100)*$CA3811*$CE3811*$CG3811),0)))","v":344},{"$f":"IF($B3797>$F3797,0,IF($C3797>$G3797,0,ROUND(((($F3797-$B3797)/100)*(IF('DBH-Upgrade'!$K$6='DBH-Upgrade'!$K$8,$BZ3811,($BE3797/(($F3797-18)/100))))*$CH3811)+((($B3797-18)/100)*$CA3811*$CD3811*$CG3811),0)))","v":366},{"$f":"IF($B3797>$F3797,0,IF($C3797>$G3797,0,ROUND(((($F3797-$B3797)/100)*(IF('DBH-Upgrade'!$K$6='DBH-Upgrade'!$K$8,$BZ3811,($BE3797/(($F3797-18)/100))))*$CH3811)+((($B3797-18)/100)*$CA3811*$CG3811),0)))","v":489},6,18,19,25,{"v":6.2690669676475233E-4,"d":"0.00"},{"v":0.005323119896810663,"d":"0.01"},{"v":0.005916142354258051,"d":"0.01"},{"v":0.010117761422327523,"d":"0.01"},0.0002083,1.724,4,1.392796E-3,{"$f":"IF($B3797>$F3797,0,IF($C3797>$G3797,0,ROUND((((($F3797-$B3797)/100)*IF('DBH-Upgrade'!$K$6='DBH-Upgrade'!$K$8,$CC3811,($BF3797/(($F3797-18)/100))))+((($B3797-18)/100)*$CB3811))*IF($E3797>50,IF($G3797=11,(1-(($E3797-50)*0.005)),IF($G3797=16,(1-(($E3797-50)*0.005)),IF($G3797=21,(1-(($E3797-50)*0.005)),1))),1)*$CE3811,0)))","v":282},{"$f":"IF($B3797>$F3797,0,IF($C3797>$G3797,0,ROUND((((($F3797-$B3797)/100)*IF('DBH-Upgrade'!$K$6='DBH-Upgrade'!$K$8,$CC3811,($BF3797/(($F3797-18)/100))))+((($B3797-18)/100)*$CB3811))*IF($E3797>50,IF($G3797=11,(1-(($E3797-50)*0.005)),IF($G3797=16,(1-(($E3797-50)*0.005)),IF($G3797=21,(1-(($E3797-50)*0.005)),1))),1)*$CD3811,0)))","v":302},{"$f":"IF($B3797>$F3797,0,IF($C3797>$G3797,0,ROUND((((($F3797-$B3797)/100)*IF('DBH-Upgrade'!$K$6='DBH-Upgrade'!$K$8,$CC3811,($BF3797/(($F3797-18)/100))))+((($B3797-18)/100)*$CB3811))*IF($E3797>50,IF($G3797=11,(1-(($E3797-50)*0.005)),IF($G3797=16,(1-(($E3797-50)*0.005)),IF($G3797=21,(1-(($E3797-50)*0.005)),1))),1),0)))","v":411},0.95,0.95,0.95,{"$f":"AK3797*POWER(CF_cool,AN3797)","v":224.24786757295098},{"$f":"AL3797*POWER(CF_cool,AO3797)","v":240.151971656139},{"$f":"AM3797*POWER(CF_cool,AP3797)","v":326.8293389095137},48,52,70,{"v":0.0363342595294087,"d":"0.04"},{"v":0.042516998579209014,"d":"0.04"},{"v":0.07624573508045596,"d":"0.08"},1.8,6,6.7,9,null,2034,null,{"v":0.68,"d":"68%"},null,null,0,11.8,13.7,21.85,null,1,1,1,224.24786757295098,240.151971656139,326.8293389095137,null,0,0,0,1,{"$error":"#VALUE!"},0,0,{"$error":"#VALUE!"},0.8364028566594162,0.7799409143899563,null,0.15781864009190116,0.08064538055291112,0.7952052041594007,0.7952052041594007,null,0]
["3701002115",{"$f":"'DBH-Upgrade'!$K$8-$CL3805","v":80},15,3,70,100,21,21.5,0,26,30,44.1,{"v":2541.6000000000004,"d":"2542"},{"$f":"IF($B3805>$F3805,0,IF($C3805>$G3805,0,ROUND((((($F3805-$B3805)/100)*IF('DBH-Upgrade'!$K$6='DBH-Upgrade'!$K$8,$BZ3819,($BE3805/(($F3805-18)/100))))+((($B3805-18)/100)*$CA3819))*$CE3819,0)))","v":2899},{"$f":"IF($B3805>$F3805,0,IF($C3805>$G3805,0,ROUND((((($F3805-$B3805)/100)*IF('DBH-Upgrade'!$K$6='DBH-Upgrade'!$K$8,$BZ3819,($BE3805/(($F3805-18)/100))))+((($B3805-18)/100)*$CA3819))*$CD3819,0)))","v":3104},{"$f":"IF($B3805>$F3805,0,IF($C3805>$G3805,0,ROUND(((($F3805-$B3805)/100)*IF('DBH-Upgrade'!$K$6='DBH-Upgrade'!$K$8,$BZ3819,($BE3805/(($F3805-18)/100))))+((($B3805-18)/100)*$CA3819),0)))","v":4279},{"v":1.5,"d":"1.500"},1.05,1.05,1.05,205,{"$f":"IF($B3805>$F3805,0,IF($C3805>$G3805,0,ROUND(((($F3805-$B3805)/100)*(IF('DBH-Upgrade'!$K$6='DBH-Upgrade'!$K$8,$BZ3819,($BE3805/(($F3805-18)/100))))*$CH3819)+((($B3805-18)/100)*$CA3819*$CE3819*$CG3819),0)))","v":480},{"$f":"IF($B3805>$F3805,0,IF($C3805>$G3805,0,ROUND(((($F3805-$B3805)/100)*(IF('DBH-Upgrade'!$K$6='DBH-Upgrade'!$K$8,$BZ3819,($BE3805/(($F3805-18)/100))))*$CH3819)+((($B3805-18)/100)*$CA3819*$CD3819*$CG3819),0)))","v":511},{"$f":"IF($B3805>$F3805,0,IF($C3805>$G3805,0,ROUND(((($F3805-$B3805)/100)*(IF('DBH-Upgrade'!$K$6='DBH-Upgrade'!$K$8,$BZ3819,($BE3805/(($F3805-18)/100))))*$CH3819)+((($B3805-18)/100)*$CA3819*$CG3819),0)))","v":689},11,25,26,36,{"v":8.7568010073426066E-4,"d":"0.00"},{"v":0.004242740995377949,"d":"0.00"},{"v":0.004576121213637934,"d":"0.00"},{"v":0.00857913111546736,"d":"0.01"},0.0001276,1.7219,4,0.000514201,{"$f":"IF($B3805>$F3805,0,IF($C3805>$G3805,0,ROUND((((($F3805-$B3805)/100)*IF('DBH-Upgrade'!$K$6='DBH-Upgrade'!$K$8,$CC3819,($BF3805/(($F3805-18)/100))))+((($B3805-18)/100)*$CB3819))*IF($E3805>50,IF($G3805=11,(1-(($E3805-50)*0.005)),IF($G3805=16,(1-(($E3805-50)*0.005)),IF($G3805=21,(1-(($E3805-50)*0.005)),1))),1)*$CE3819,0)))","v":310},{"$f":"IF($B3805>$F3805,0,IF($C3805>$G3805,0,ROUND((((($F3805-$B3805)/100)*IF('DBH-Upgrade'!$K$6='DBH-Upgrade'!$K$8,$CC3819,($BF3805/(($F3805-18)/100))))+((($B3805-18)/100)*$CB3819))*IF($E3805>50,IF($G3805=11,(1-(($E3805-50)*0.005)),IF($G3805=16,(1-(($E3805-50)*0.005)),IF($G3805=21,(1-(($E3805-50)*0.005)),1))),1)*$CD3819,0)))","v":332},{"$f":"IF($B3805>$F3805,0,IF($C3805>$G3805,0,ROUND((((($F3805-$B3805)/100)*IF('DBH-Upgrade'!$K$6='DBH-Upgrade'!$K$8,$CC3819,($BF3805/(($F3805-18)/100))))+((($B3805-18)/100)*$CB3819))*IF($E3805>50,IF($G3805=11,(1-(($E3805-50)*0.005)),IF($G3805=16,(1-(($E3805-50)*0.005)),IF($G3805=21,(1-(($E3805-50)*0.005)),1))),1),0)))","v":458},0.85,0.85,0.85,{"$f":"AK3805*POWER(CF_cool,AN3805)","v":252.5322101594844},{"$f":"AL3805*POWER(CF_cool,AO3805)","v":270.4538508804801},{"$f":"AM3805*POWER(CF_cool,AP3805)","v":373.0959750098189},54,58,80,{"v":0.0188115836881495,"d":"0.02"},{"v":0.02160824105535777,"d":"0.02"},{"v":0.04035173377316716,"d":"0.04"},2.7,6,6.7,9,null,3177,null,{"v":0.8,"d":"80%"},null,null,0,11.8,13.7,21.85,null,1,1,1,252.5322101594844,270.4538508804801,373.0959750098189,null,0,0,0,1,3238,4735,725,75,0.7453108993363179,0.6950414455205922,null,0.15781864009190116,0.08064538055291112,0.7952052041594007,0.7952052041594007,null,0]
["3701102015",{"$f":"'DBH-Upgrade'!$K$8-$CL3810","v":70},15,3,70,110,20,21.5,0,26,30,44.1,{"v":2422.4,"d":"2422"},{"$f":"IF($B3810>$F3810,0,IF($C3810>$G3810,0,ROUND((((($F3810-$B3810)/100)*IF('DBH-Upgrade'!$K$6='DBH-Upgrade'!$K$8,$BZ3824,($BE3810/(($F3810-18)/100))))+((($B3810-18)/100)*$CA3824))*$CE3824,0)))","v":2292},{"$f":"IF($B3810>$F3810,0,IF($C3810>$G3810,0,ROUND((((($F3810-$B3810)/100)*IF('DBH-Upgrade'!$K$6='DBH-Upgrade'!$K$8,$BZ3824,($BE3810/(($F3810-18)/100))))+((($B3810-18)/100)*$CA3824))*$CD3824,0)))","v":2470},{"$f":"IF($B3810>$F3810,0,IF($C3810>$G3810,0,ROUND(((($F3810-$B3810)/100)*IF('DBH-Upgrade'!$K$6='DBH-Upgrade'!$K$8,$BZ3824,($BE3810/(($F3810-18)/100))))+((($B3810-18)/100)*$CA3824),0)))","v":3031},{"v":1.5,"d":"1.500"},1.08,1.08,1.08,195,{"$f":"IF($B3810>$F3810,0,IF($C3810>$G3810,0,ROUND(((($F3810-$B3810)/100)*(IF('DBH-Upgrade'!$K$6='DBH-Upgrade'!$K$8,$BZ3824,($BE3810/(($F3810-18)/100))))*$CH3824)+((($B3810-18)/100)*$CA3824*$CE3824*$CG3824),0)))","v":335},{"$f":"IF($B3810>$F3810,0,IF($C3810>$G3810,0,ROUND(((($F3810-$B3810)/100)*(IF('DBH-Upgrade'!$K$6='DBH-Upgrade'!$K$8,$BZ3824,($BE3810/(($F3810-18)/100))))*$CH3824)+((($B3810-18)/100)*$CA3824*$CD3824*$CG3824),0)))","v":355},{"$f":"IF($B3810>$F3810,0,IF($C3810>$G3810,0,ROUND(((($F3810-$B3810)/100)*(IF('DBH-Upgrade'!$K$6='DBH-Upgrade'!$K$8,$BZ3824,($BE3810/(($F3810-18)/100))))*$CH3824)+((($B3810-18)/100)*$CA3824*$CG3824),0)))","v":419},10,17,18,22,{"v":4.9510608172801372E-4,"d":"0.00"},{"v":0.001380887203420646,"d":"0.00"},{"v":1.5425667600599414E-3,"d":"0.00"},{"v":2.2762128837969255E-3,"d":"0.00"},0.0001276,1.7219,2,3.76611E-4,{"$f":"IF($B3810>$F3810,0,IF($C3810>$G3810,0,ROUND((((($F3810-$B3810)/100)*IF('DBH-Upgrade'!$K$6='DBH-Upgrade'!$K$8,$CC3824,($BF3810/(($F3810-18)/100))))+((($B3810-18)/100)*$CB3824))*IF($E3810>50,IF($G3810=11,(1-(($E3810-50)*0.005)),IF($G3810=16,(1-(($E3810-50)*0.005)),IF($G3810=21,(1-(($E3810-50)*0.005)),1))),1)*$CE3824,0)))","v":221},{"$f":"IF($B3810>$F3810,0,IF($C3810>$G3810,0,ROUND((((($F3810-$B3810)/100)*IF('DBH-Upgrade'!$K$6='DBH-Upgrade'!$K$8,$CC3824,($BF3810/(($F3810-18)/100))))+((($B3810-18)/100)*$CB3824))*IF($E3810>50,IF($G3810=11,(1-(($E3810-50)*0.005)),IF($G3810=16,(1-(($E3810-50)*0.005)),IF($G3810=21,(1-(($E3810-50)*0.005)),1))),1)*$CD3824,0)))","v":238},{"$f":"IF($B3810>$F3810,0,IF($C3810>$G3810,0,ROUND((((($F3810-$B3810)/100)*IF('DBH-Upgrade'!$K$6='DBH-Upgrade'!$K$8,$CC3824,($BF3810/(($F3810-18)/100))))+((($B3810-18)/100)*$CB3824))*IF($E3810>50,IF($G3810=11,(1-(($E3810-50)*0.005)),IF($G3810=16,(1-(($E3810-50)*0.005)),IF($G3810=21,(1-(($E3810-50)*0.005)),1))),1),0)))","v":292},0.95,0.95,0.95,{"$f":"AK3810*POWER(CF_cool,AN3810)","v":175.74035011922754},{"$f":"AL3810*POWER(CF_cool,AO3810)","v":189.25883858993737},{"$f":"AM3810*POWER(CF_cool,AP3810)","v":232.199919614545},38,41,50,{"v":0.006584931949973871,"d":"0.01"},{"v":0.007635140245670595,"d":"0.01"},{"v":0.011240791534716377,"d":"0.01"},1.5,6,6.7,9,null,3028,null,{"v":0.8,"d":"80%"},null,null,0,11.8,13.7,21.85,null,1,1,1,175.74035011922754,189.25883858993737,232.199919614545,null,0,0,0,1,1615,3238,442,63,0.7342980293974435,0.6854011253923185,null,0.16320641939358696,0.08064538055291112,0.783779121140337,0.783779121140337,null,10]
["3701202115",{"$f":"'DBH-Upgrade'!$K$8-$CL3817","v":80},15,3,70,120,21,21.5,0,26,30,44.8,{"v":3049.6000000000004,"d":"3050"},{"$f":"IF($B3817>$F3817,0,IF($C3817>$G3817,0,ROUND((((($F3817-$B3817)/100)*IF('DBH-Upgrade'!$K$6='DBH-Upgrade'!$K$8,$BZ3831,($BE3817/(($F3817-18)/100))))+((($B3817-18)/100)*$CA3831))*$CE3831,0)))","v":3206},{"$f":"IF($B3817>$F3817,0,IF($C3817>$G3817,0,ROUND((((($F3817-$B3817)/100)*IF('DBH-Upgrade'!$K$6='DBH-Upgrade'!$K$8,$BZ3831,($BE3817/(($F3817-18)/100))))+((($B3817-18)/100)*$CA3831))*$CD3831,0)))","v":3433},{"$f":"IF($B3817>$F3817,0,IF($C3817>$G3817,0,ROUND(((($F3817-$B3817)/100)*IF('DBH-Upgrade'!$K$6='DBH-Upgrade'!$K$8,$BZ3831,($BE3817/(($F3817-18)/100))))+((($B3817-18)/100)*$CA3831),0)))","v":4776},{"v":1.5,"d":"1.500"},1.05,1.05,1.05,246,{"$f":"IF($B3817>$F3817,0,IF($C3817>$G3817,0,ROUND(((($F3817-$B3817)/100)*(IF('DBH-Upgrade'!$K$6='DBH-Upgrade'!$K$8,$BZ3831,($BE3817/(($F3817-18)/100))))*$CH3831)+((($B3817-18)/100)*$CA3831*$CE3831*$CG3831),0)))","v":516},{"$f":"IF($B3817>$F3817,0,IF($C3817>$G3817,0,ROUND(((($F3817-$B3817)/100)*(IF('DBH-Upgrade'!$K$6='DBH-Upgrade'!$K$8,$BZ3831,($BE3817/(($F3817-18)/100))))*$CH3831)+((($B3817-18)/100)*$CA3831*$CD3831*$CG3831),0)))","v":547},{"$f":"IF($B3817>$F3817,0,IF($C3817>$G3817,0,ROUND(((($F3817-$B3817)/100)*(IF('DBH-Upgrade'!$K$6='DBH-Upgrade'!$K$8,$BZ3831,($BE3817/(($F3817-18)/100))))*$CH3831)+((($B3817-18)/100)*$CA3831*$CG3831),0)))","v":729},13,27,28,38,{"v":1.2890407856779498E-3,"d":"0.00"},{"v":0.005213360491845665,"d":"0.01"},{"v":5.590022843620257E-3,"d":"0.01"},{"v":0.010050073097712988,"d":"0.01"},0.0001276,1.7219,4,0.000514201,{"$f":"IF($B3817>$F3817,0,IF($C3817>$G3817,0,ROUND((((($F3817-$B3817)/100)*IF('DBH-Upgrade'!$K$6='DBH-Upgrade'!$K$8,$CC3831,($BF3817/(($F3817-18)/100))))+((($B3817-18)/100)*$CB3831))*IF($E3817>50,IF($G3817=11,(1-(($E3817-50)*0.005)),IF($G3817=16,(1-(($E3817-50)*0.005)),IF($G3817=21,(1-(($E3817-50)*0.005)),1))),1)*$CE3831,0)))","v":318},{"$f":"IF($B3817>$F3817,0,IF($C3817>$G3817,0,ROUND((((($F3817-$B3817)/100)*IF('DBH-Upgrade'!$K$6='DBH-Upgrade'!$K$8,$CC3831,($BF3817/(($F3817-18)/100))))+((($B3817-18)/100)*$CB3831))*IF($E3817>50,IF($G3817=11,(1-(($E3817-50)*0.005)),IF($G3817=16,(1-(($E3817-50)*0.005)),IF($G3817=21,(1-(($E3817-50)*0.005)),1))),1)*$CD3831,0)))","v":341},{"$f":"IF($B3817>$F3817,0,IF($C3817>$G3817,0,ROUND((((($F3817-$B3817)/100)*IF('DBH-Upgrade'!$K$6='DBH-Upgrade'!$K$8,$CC3831,($BF3817/(($F3817-18)/100))))+((($B3817-18)/100)*$CB3831))*IF($E3817>50,IF($G3817=11,(1-(($E3817-50)*0.005)),IF($G3817=16,(1-(($E3817-50)*0.005)),IF($G3817=21,(1-(($E3817-50)*0.005)),1))),1),0)))","v":474},0.85,0.85,0.85,{"$f":"AK3817*POWER(CF_cool,AN3817)","v":259.04917042166466},{"$f":"AL3817*POWER(CF_cool,AO3817)","v":277.78543117543285},{"$f":"AM3817*POWER(CF_cool,AP3817)","v":386.1298955341794},56,60,83,{"v":0.021210449740331146,"d":"0.02"},{"v":0.02423075894604933,"d":"0.02"},{"v":0.04536267364911315,"d":"0.05"},3.2,6,6.7,9,null,3812,null,{"v":0.8,"d":"80%"},null,null,0,11.8,13.7,21.85,null,1,1,1,259.04917042166466,277.78543117543285,386.1298955341794,null,0,0,0,1,3238,4735,725,75,0.7254135990953521,0.6774634004202911,null,0.15781864009190116,0.08064538055291112,0.7952052041594007,0.7952052041594007,null,0]
["3701602115",{"$f":"'DBH-Upgrade'!$K$8-$CL3829","v":80},15,3,70,160,21,21.5,0,26,30,46.4,{"v":4066.4,"d":"4066"},{"$f":"IF($B3829>$F3829,0,IF($C3829>$G3829,0,ROUND((((($F3829-$B3829)/100)*IF('DBH-Upgrade'!$K$6='DBH-Upgrade'!$K$8,$BZ3843,($BE3829/(($F3829-18)/100))))+((($B3829-18)/100)*$CA3843))*$CE3843,0)))","v":3793},{"$f":"IF($B3829>$F3829,0,IF($C3829>$G3829,0,ROUND((((($F3829-$B3829)/100)*IF('DBH-Upgrade'!$K$6='DBH-Upgrade'!$K$8,$BZ3843,($BE3829/(($F3829-18)/100))))+((($B3829-18)/100)*$CA3843))*$CD3843,0)))","v":4049},{"$f":"IF($B3829>$F3829,0,IF($C3829>$G3829,0,ROUND(((($F3829-$B3829)/100)*IF('DBH-Upgrade'!$K$6='DBH-Upgrade'!$K$8,$BZ3843,($BE3829/(($F3829-18)/100))))+((($B3829-18)/100)*$CA3843),0)))","v":5772},{"v":1.5,"d":"1.500"},1.05,1.05,1.05,328,{"$f":"IF($B3829>$F3829,0,IF($C3829>$G3829,0,ROUND(((($F3829-$B3829)/100)*(IF('DBH-Upgrade'!$K$6='DBH-Upgrade'!$K$8,$BZ3843,($BE3829/(($F3829-18)/100))))*$CH3843)+((($B3829-18)/100)*$CA3843*$CE3843*$CG3843),0)))","v":587},{"$f":"IF($B3829>$F3829,0,IF($C3829>$G3829,0,ROUND(((($F3829-$B3829)/100)*(IF('DBH-Upgrade'!$K$6='DBH-Upgrade'!$K$8,$BZ3843,($BE3829/(($F3829-18)/100))))*$CH3843)+((($B3829-18)/100)*$CA3843*$CD3843*$CG3843),0)))","v":616},{"$f":"IF($B3829>$F3829,0,IF($C3829>$G3829,0,ROUND(((($F3829-$B3829)/100)*(IF('DBH-Upgrade'!$K$6='DBH-Upgrade'!$K$8,$BZ3843,($BE3829/(($F3829-18)/100))))*$CH3843)+((($B3829-18)/100)*$CA3843*$CG3843),0)))","v":809},17,30,32,42,{"v":2.4135320273156076E-3,"d":"0.00"},{"v":0.007080636204766308,"d":"0.01"},{"v":0.008004674887956463,"d":"0.01"},{"v":0.013432391915201585,"d":"0.01"},0.0001276,1.7219,4,0.000514201,{"$f":"IF($B3829>$F3829,0,IF($C3829>$G3829,0,ROUND((((($F3829-$B3829)/100)*IF('DBH-Upgrade'!$K$6='DBH-Upgrade'!$K$8,$CC3843,($BF3829/(($F3829-18)/100))))+((($B3829-18)/100)*$CB3843))*IF($E3829>50,IF($G3829=11,(1-(($E3829-50)*0.005)),IF($G3829=16,(1-(($E3829-50)*0.005)),IF($G3829=21,(1-(($E3829-50)*0.005)),1))),1)*$CE3843,0)))","v":334},{"$f":"IF($B3829>$F3829,0,IF($C3829>$G3829,0,ROUND((((($F3829-$B3829)/100)*IF('DBH-Upgrade'!$K$6='DBH-Upgrade'!$K$8,$CC3843,($BF3829/(($F3829-18)/100))))+((($B3829-18)/100)*$CB3843))*IF($E3829>50,IF($G3829=11,(1-(($E3829-50)*0.005)),IF($G3829=16,(1-(($E3829-50)*0.005)),IF($G3829=21,(1-(($E3829-50)*0.005)),1))),1)*$CD3843,0)))","v":356},{"$f":"IF($B3829>$F3829,0,IF($C3829>$G3829,0,ROUND((((($F3829-$B3829)/100)*IF('DBH-Upgrade'!$K$6='DBH-Upgrade'!$K$8,$CC3843,($BF3829/(($F3829-18)/100))))+((($B3829-18)/100)*$CB3843))*IF($E3829>50,IF($G3829=11,(1-(($E3829-50)*0.005)),IF($G3829=16,(1-(($E3829-50)*0.005)),IF($G3829=21,(1-(($E3829-50)*0.005)),1))),1),0)))","v":508},0.85,0.85,0.85,{"$f":"AK3829*POWER(CF_cool,AN3829)","v":272.08309094602515},{"$f":"AL3829*POWER(CF_cool,AO3829)","v":290.0047316670208},{"$f":"AM3829*POWER(CF_cool,AP3829)","v":413.82697664844545},58,62,89,{"v":0.024872124593786113,"d":"0.02"},{"v":0.02825474906795238,"d":"0.03"},{"v":0.05647116300564372,"d":"0.06"},4.3,6,6.7,9,null,5083,null,{"v":0.8,"d":"80%"},null,null,0,11.8,13.7,21.85,null,1,1,1,272.08309094602515,290.0047316670208,413.82697664844545,null,0,0,0,1,3238,4735,725,75,0.718791222592855,0.671228725846115,null,0.15781864009190116,0.08064538055291112,0.7952052041594007,0.7952052041594007,null,0]
["3701801115",{"$f":"'DBH-Upgrade'!$K$8-$CL3831","v":80},15,3,70,180,11,11.5,0,26,30,46.4,{"v":1946.16,"d":"1946"},{"$f":"IF($B3831>$F3831,0,IF($C3831>$G3831,0,ROUND((((($F3831-$B3831)/100)*IF('DBH-Upgrade'!$K$6='DBH-Upgrade'!$K$8,$BZ3845,($BE3831/(($F3831-18)/100))))+((($B3831-18)/100)*$CA3845))*$CE3845,0)))","v":0},{"$f":"IF($B3831>$F3831,0,IF($C3831>$G3831,0,ROUND((((($F3831-$B3831)/100)*IF('DBH-Upgrade'!$K$6='DBH-Upgrade'!$K$8,$BZ3845,($BE3831/(($F3831-18)/100))))+((($B3831-18)/100)*$CA3845))*$CD3845,0)))","v":0},{"$f":"IF($B3831>$F3831,0,IF($C3831>$G3831,0,ROUND(((($F3831-$B3831)/100)*IF('DBH-Upgrade'!$K$6='DBH-Upgrade'!$K$8,$BZ3845,($BE3831/(($F3831-18)/100))))+((($B3831-18)/100)*$CA3845),0)))","v":0},{"v":1.5,"d":"1.500"},1.1,1.1,1.1,157,{"$f":"IF($B3831>$F3831,0,IF($C3831>$G3831,0,ROUND(((($F3831-$B3831)/100)*(IF('DBH-Upgrade'!$K$6='DBH-Upgrade'!$K$8,$BZ3845,($BE3831/(($F3831-18)/100))))*$CH3845)+((($B3831-18)/100)*$CA3845*$CE3845*$CG3845),0)))","v":0},{"$f":"IF($B3831>$F3831,0,IF($C3831>$G3831,0,ROUND(((($F3831-$B3831)/100)*(IF('DBH-Upgrade'!$K$6='DBH-Upgrade'!$K$8,$BZ3845,($BE3831/(($F3831-18)/100))))*$CH3845)+((($B3831-18)/100)*$CA3845*$CD3845*$CG3845),0)))","v":0},{"$f":"IF($B3831>$F3831,0,IF($C3831>$G3831,0,ROUND(((($F3831-$B3831)/100)*(IF('DBH-Upgrade'!$K$6='DBH-Upgrade'!$K$8,$BZ3845,($BE3831/(($F3831-18)/100))))*$CH3845)+((($B3831-18)/100)*$CA3845*$CG3845),0)))","v":0},8,0,0,0,{"v":0.001309764317856296,"d":"0.00"},{"v":0,"d":"0.00"},{"v":0,"d":"0.00"},{"v":0,"d":"0.00"},3.969E-4,1.7346,4,0.000574288,{"$f":"IF($B3831>$F3831,0,IF($C3831>$G3831,0,ROUND((((($F3831-$B3831)/100)*IF('DBH-Upgrade'!$K$6='DBH-Upgrade'!$K$8,$CC3845,($BF3831/(($F3831-18)/100))))+((($B3831-18)/100)*$CB3845))*IF($E3831>50,IF($G3831=11,(1-(($E3831-50)*0.005)),IF($G3831=16,(1-(($E3831-50)*0.005)),IF($G3831=21,(1-(($E3831-50)*0.005)),1))),1)*$CE3845,0)))","v":0},{"$f":"IF($B3831>$F3831,0,IF($C3831>$G3831,0,ROUND((((($F3831-$B3831)/100)*IF('DBH-Upgrade'!$K$6='DBH-Upgrade'!$K$8,$CC3845,($BF3831/(($F3831-18)/100))))+((($B3831-18)/100)*$CB3845))*IF($E3831>50,IF($G3831=11,(1-(($E3831-50)*0.005)),IF($G3831=16,(1-(($E3831-50)*0.005)),IF($G3831=21,(1-(($E3831-50)*0.005)),1))),1)*$CD3845,0)))","v":0},{"$f":"IF($B3831>$F3831,0,IF($C3831>$G3831,0,ROUND((((($F3831-$B3831)/100)*IF('DBH-Upgrade'!$K$6='DBH-Upgrade'!$K$8,$CC3845,($BF3831/(($F3831-18)/100))))+((($B3831-18)/100)*$CB3845))*IF($E3831>50,IF($G3831=11,(1-(($E3831-50)*0.005)),IF($G3831=16,(1-(($E3831-50)*0.005)),IF($G3831=21,(1-(($E3831-50)*0.005)),1))),1),0)))","v":0},0.95,0.95,0.95,{"$f":"AK3831*POWER(CF_cool,AN3831)","v":0},{"$f":"AL3831*POWER(CF_cool,AO3831)","v":0},{"$f":"AM3831*POWER(CF_cool,AP3831)","v":0},0,0,0,{"v":0,"d":"0.00"},{"v":0,"d":"0.00"},{"v":0,"d":"0.00"},2.4,6,6.7,9,null,2862,null,{"v":0.68,"d":"68%"},null,null,0,11.8,13.7,21.85,null,1,1,1,0,0,0,null,0,0,0,1,2489,6098,791,92,0.718791222592855,0.671228725846115,null,0.1716349180255756,0.08064538055291112,0.8146200327725304,0.8146200327725304,null,0]
["3702001115",{"$f":"'DBH-Upgrade'!$K$8-$CL3837","v":80},15,3,70,200,11,11.5,0,26,30,47.1,{"v":2162.4,"d":"2162"},{"$f":"IF($B3837>$F3837,0,IF($C3837>$G3837,0,ROUND((((($F3837-$B3837)/100)*IF('DBH-Upgrade'!$K$6='DBH-Upgrade'!$K$8,$BZ3851,($BE3837/(($F3837-18)/100))))+((($B3837-18)/100)*$CA3851))*$CE3851,0)))","v":0},{"$f":"IF($B3837>$F3837,0,IF($C3837>$G3837,0,ROUND((((($F3837-$B3837)/100)*IF('DBH-Upgrade'!$K$6='DBH-Upgrade'!$K$8,$BZ3851,($BE3837/(($F3837-18)/100))))+((($B3837-18)/100)*$CA3851))*$CD3851,0)))","v":0},{"$f":"IF($B3837>$F3837,0,IF($C3837>$G3837,0,ROUND(((($F3837-$B3837)/100)*IF('DBH-Upgrade'!$K$6='DBH-Upgrade'!$K$8,$BZ3851,($BE3837/(($F3837-18)/100))))+((($B3837-18)/100)*$CA3851),0)))","v":0},{"v":1.5,"d":"1.500"},1.1,1.1,1.1,174,{"$f":"IF($B3837>$F3837,0,IF($C3837>$G3837,0,ROUND(((($F3837-$B3837)/100)*(IF('DBH-Upgrade'!$K$6='DBH-Upgrade'!$K$8,$BZ3851,($BE3837/(($F3837-18)/100))))*$CH3851)+((($B3837-18)/100)*$CA3851*$CE3851*$CG3851),0)))","v":0},{"$f":"IF($B3837>$F3837,0,IF($C3837>$G3837,0,ROUND(((($F3837-$B3837)/100)*(IF('DBH-Upgrade'!$K$6='DBH-Upgrade'!$K$8,$BZ3851,($BE3837/(($F3837-18)/100))))*$CH3851)+((($B3837-18)/100)*$CA3851*$CD3851*$CG3851),0)))","v":0},{"$f":"IF($B3837>$F3837,0,IF($C3837>$G3837,0,ROUND(((($F3837-$B3837)/100)*(IF('DBH-Upgrade'!$K$6='DBH-Upgrade'!$K$8,$BZ3851,($BE3837/(($F3837-18)/100))))*$CH3851)+((($B3837-18)/100)*$CA3851*$CG3851),0)))","v":0},9,0,0,0,{"v":1.7613617538442903E-3,"d":"0.00"},{"v":0,"d":"0.00"},{"v":0,"d":"0.00"},{"v":0,"d":"0.00"},3.969E-4,1.7346,4,0.000574288,{"$f":"IF($B3837>$F3837,0,IF($C3837>$G3837,0,ROUND((((($F3837-$B3837)/100)*IF('DBH-Upgrade'!$K$6='DBH-Upgrade'!$K$8,$CC3851,($BF3837/(($F3837-18)/100))))+((($B3837-18)/100)*$CB3851))*IF($E3837>50,IF($G3837=11,(1-(($E3837-50)*0.005)),IF($G3837=16,(1-(($E3837-50)*0.005)),IF($G3837=21,(1-(($E3837-50)*0.005)),1))),1)*$CE3851,0)))","v":0},{"$f":"IF($B3837>$F3837,0,IF($C3837>$G3837,0,ROUND((((($F3837-$B3837)/100)*IF('DBH-Upgrade'!$K$6='DBH-Upgrade'!$K$8,$CC3851,($BF3837/(($F3837-18)/100))))+((($B3837-18)/100)*$CB3851))*IF($E3837>50,IF($G3837=11,(1-(($E3837-50)*0.005)),IF($G3837=16,(1-(($E3837-50)*0.005)),IF($G3837=21,(1-(($E3837-50)*0.005)),1))),1)*$CD3851,0)))","v":0},{"$f":"IF($B3837>$F3837,0,IF($C3837>$G3837,0,ROUND((((($F3837-$B3837)/100)*IF('DBH-Upgrade'!$K$6='DBH-Upgrade'!$K$8,$CC3851,($BF3837/(($F3837-18)/100))))+((($B3837-18)/100)*$CB3851))*IF($E3837>50,IF($G3837=11,(1-(($E3837-50)*0.005)),IF($G3837=16,(1-(($E3837-50)*0.005)),IF($G3837=21,(1-(($E3837-50)*0.005)),1))),1),0)))","v":0},0.95,0.95,0.95,{"$f":"AK3837*POWER(CF_cool,AN3837)","v":0},{"$f":"AL3837*POWER(CF_cool,AO3837)","v":0},{"$f":"AM3837*POWER(CF_cool,AP3837)","v":0},0,0,0,{"v":0,"d":"0.00"},{"v":0,"d":"0.00"},{"v":0,"d":"0.00"},2.7,6,6.7,9,null,3180,null,{"v":0.68,"d":"68%"},null,null,0,11.8,13.7,21.85,null,1,1,1,0,0,0,null,0,0,0,1,2489,6098,791,92,0.7127093372490777,0.6655050705360576,null,0.1716349180255756,0.08064538055291112,0.8146200327725304,0.8146200327725304,null,0]
["3702401115",{"$f":"'DBH-Upgrade'!$K$8-$CL3849","v":80},15,3,70,240,11,11.5,0,26,30,48.1,{"v":2594.88,"d":"2595"},{"$f":"IF($B3849>$F3849,0,IF($C3849>$G3849,0,ROUND((((($F3849-$B3849)/100)*IF('DBH-Upgrade'!$K$6='DBH-Upgrade'!$K$8,$BZ3863,($BE3849/(($F3849-18)/100))))+((($B3849-18)/100)*$CA3863))*$CE3863,0)))","v":0},{"$f":"IF($B3849>$F3849,0,IF($C3849>$G3849,0,ROUND((((($F3849-$B3849)/100)*IF('DBH-Upgrade'!$K$6='DBH-Upgrade'!$K$8,$BZ3863,($BE3849/(($F3849-18)/100))))+((($B3849-18)/100)*$CA3863))*$CD3863,0)))","v":0},{"$f":"IF($B3849>$F3849,0,IF($C3849>$G3849,0,ROUND(((($F3849-$B3849)/100)*IF('DBH-Upgrade'!$K$6='DBH-Upgrade'!$K$8,$BZ3863,($BE3849/(($F3849-18)/100))))+((($B3849-18)/100)*$CA3863),0)))","v":0},{"v":1.5,"d":"1.500"},1.1,1.1,1.1,209,{"$f":"IF($B3849>$F3849,0,IF($C3849>$G3849,0,ROUND(((($F3849-$B3849)/100)*(IF('DBH-Upgrade'!$K$6='DBH-Upgrade'!$K$8,$BZ3863,($BE3849/(($F3849-18)/100))))*$CH3863)+((($B3849-18)/100)*$CA3863*$CE3863*$CG3863),0)))","v":0},{"$f":"IF($B3849>$F3849,0,IF($C3849>$G3849,0,ROUND(((($F3849-$B3849)/100)*(IF('DBH-Upgrade'!$K$6='DBH-Upgrade'!$K$8,$BZ3863,($BE3849/(($F3849-18)/100))))*$CH3863)+((($B3849-18)/100)*$CA3863*$CD3863*$CG3863),0)))","v":0},{"$f":"IF($B3849>$F3849,0,IF($C3849>$G3849,0,ROUND(((($F3849-$B3849)/100)*(IF('DBH-Upgrade'!$K$6='DBH-Upgrade'!$K$8,$BZ3863,($BE3849/(($F3849-18)/100))))*$CH3863)+((($B3849-18)/100)*$CA3863*$CG3863),0)))","v":0},11,0,0,0,{"v":0.002928523378250819,"d":"0.00"},{"v":0,"d":"0.00"},{"v":0,"d":"0.00"},{"v":0,"d":"0.00"},3.969E-4,1.7346,4,0.000574288,{"$f":"IF($B3849>$F3849,0,IF($C3849>$G3849,0,ROUND((((($F3849-$B3849)/100)*IF('DBH-Upgrade'!$K$6='DBH-Upgrade'!$K$8,$CC3863,($BF3849/(($F3849-18)/100))))+((($B3849-18)/100)*$CB3863))*IF($E3849>50,IF($G3849=11,(1-(($E3849-50)*0.005)),IF($G3849=16,(1-(($E3849-50)*0.005)),IF($G3849=21,(1-(($E3849-50)*0.005)),1))),1)*$CE3863,0)))","v":0},{"$f":"IF($B3849>$F3849,0,IF($C3849>$G3849,0,ROUND((((($F3849-$B3849)/100)*IF('DBH-Upgrade'!$K$6='DBH-Upgrade'!$K$8,$CC3863,($BF3849/(($F3849-18)/100))))+((($B3849-18)/100)*$CB3863))*IF($E3849>50,IF($G3849=11,(1-(($E3849-50)*0.005)),IF($G3849=16,(1-(($E3849-50)*0.005)),IF($G3849=21,(1-(($E3849-50)*0.005)),1))),1)*$CD3863,0)))","v":0},{"$f":"IF($B3849>$F3849,0,IF($C3849>$G3849,0,ROUND((((($F3849-$B3849)/100)*IF('DBH-Upgrade'!$K$6='DBH-Upgrade'!$K$8,$CC3863,($BF3849/(($F3849-18)/100))))+((($B3849-18)/100)*$CB3863))*IF($E3849>50,IF($G3849=11,(1-(($E3849-50)*0.005)),IF($G3849=16,(1-(($E3849-50)*0.005)),IF($G3849=21,(1-(($E3849-50)*0.005)),1))),1),0)))","v":0},0.95,0.95,0.95,{"$f":"AK3849*POWER(CF_cool,AN3849)","v":0},{"$f":"AL3849*POWER(CF_cool,AO3849)","v":0},{"$f":"AM3849*POWER(CF_cool,AP3849)","v":0},0,0,0,{"v":0,"d":"0.00"},{"v":0,"d":"0.00"},{"v":0,"d":"0.00"},3.2,6,6.7,9,null,3816,null,{"v":0.68,"d":"68%"},null,null,0,11.8,13.7,21.85,null,1,1,1,0,0,0,null,0,0,0,1,2489,6098,791,92,0.7015311234086448,0.657069305346098,null,0.1716349180255756,0.08064538055291112,0.8146200327725304,0.8146200327725304,null,0]
["3702401515",{"$f":"'DBH-Upgrade'!$K$8-$CL3850","v":80},15,3,70,240,15,16.5,0,26,30,48.1,{"v":3786.4,"d":"3786"},{"$f":"IF($B3850>$F3850,0,IF($C3850>$G3850,0,ROUND((((($F3850-$B3850)/100)*IF('DBH-Upgrade'!$K$6='DBH-Upgrade'!$K$8,$BZ3864,($BE3850/(($F3850-18)/100))))+((($B3850-18)/100)*$CA3864))*$CE3864,0)))","v":3021},{"$f":"IF($B3850>$F3850,0,IF($C3850>$G3850,0,ROUND((((($F3850-$B3850)/100)*IF('DBH-Upgrade'!$K$6='DBH-Upgrade'!$K$8,$BZ3864,($BE3850/(($F3850-18)/100))))+((($B3850-18)/100)*$CA3864))*$CD3864,0)))","v":3131},{"$f":"IF($B3850>$F3850,0,IF($C3850>$G3850,0,ROUND(((($F3850-$B3850)/100)*IF('DBH-Upgrade'!$K$6='DBH-Upgrade'!$K$8,$BZ3864,($BE3850/(($F3850-18)/100))))+((($B3850-18)/100)*$CA3864),0)))","v":4592},{"v":1.5,"d":"1.500"},{"$f":"IF($G3850=10,1.08,IF($G3850=11,1.1,IF($G3850=15,1.08,IF($G3850=16,1.1,IF($G3850=20,1.08,IF($G3850=21,1.05))))))","v":1.08},1.08,1.08,305,{"$f":"IF($B3850>$F3850,0,IF($C3850>$G3850,0,ROUND(((($F3850-$B3850)/100)*(IF('DBH-Upgrade'!$K$6='DBH-Upgrade'!$K$8,$BZ3864,($BE3850/(($F3850-18)/100))))*$CH3864)+((($B3850-18)/100)*$CA3864*$CE3864*$CG3864),0)))","v":424},{"$f":"IF($B3850>$F3850,0,IF($C3850>$G3850,0,ROUND(((($F3850-$B3850)/100)*(IF('DBH-Upgrade'!$K$6='DBH-Upgrade'!$K$8,$BZ3864,($BE3850/(($F3850-18)/100))))*$CH3864)+((($B3850-18)/100)*$CA3864*$CD3864*$CG3864),0)))","v":432},{"$f":"IF($B3850>$F3850,0,IF($C3850>$G3850,0,ROUND(((($F3850-$B3850)/100)*(IF('DBH-Upgrade'!$K$6='DBH-Upgrade'!$K$8,$BZ3864,($BE3850/(($F3850-18)/100))))*$CH3864)+((($B3850-18)/100)*$CA3864*$CG3864),0)))","v":536},16,22,22,28,{"v":2.2555877425152883E-3,"d":"0.00"},{"v":0.004089967888993807,"d":"0.00"},{"v":0.004089967888993807,"d":"0.00"},{"v":0.006426948179922776,"d":"0.01"},{"$f":"IF($G3850=$CO$103,CP$103,IF($G3850=$CO$104,CP$104,IF($G3850=$CO$105,CP$105,IF($G3850=$CO$107,CP$107,IF($G3850=$CO$108,CP$108,IF($G3850=$CO$109,CP$109,IF($G3850=$CO$111,CP$111,IF($G3850=$CO$112,CP$112,IF($G3850=$CO$113,CP$113,IF($G3850=$CO$115,CP$115,IF($G3850=$CO$116,CP$116,IF($G3850=$CO$117,CP$117,IF($G3850=$CO$119,CP$119,IF($G3850=$CO$120,CP$120,))))))))))))))","v":0.0002083},{"$f":"IF($G3850=$CO$103,CQ$103,IF($G3850=$CO$104,CQ$104,IF($G3850=$CO$105,CQ$105,IF($G3850=$CO$107,CQ$107,IF($G3850=$CO$108,CQ$108,IF($G3850=$CO$109,CQ$109,IF($G3850=$CO$111,CQ$111,IF($G3850=$CO$112,CQ$112,IF($G3850=$CO$113,CQ$113,IF($G3850=$CO$115,CQ$115,IF($G3850=$CO$116,CQ$116,IF($G3850=$CO$117,CQ$117,IF($G3850=$CO$119,CQ$119,IF($G3850=$CO$120,CQ$120,))))))))))))))","v":1.724},{"$f":"IF($G3850=$CO$103,CR$103,IF($G3850=$CO$104,CR$104,IF($G3850=$CO$105,CR$105,IF($G3850=$CO$107,CR$107,IF($G3850=$CO$108,CR$108,IF($G3850=$CO$109,CR$109,IF($G3850=$CO$111,CR$111,IF($G3850=$CO$112,CR$112,IF($G3850=$CO$113,CR$113,IF($G3850=$CO$115,CR$115,IF($G3850=$CO$116,CR$116,IF($G3850=$CO$117,CR$117,IF($G3850=$CO$119,CR$119,IF($G3850=$CO$120,CR$120,))))))))))))))","v":2},{"$f":"IF($G3850=$CO$103,CS$103,IF($G3850=$CO$104,CS$104,IF($G3850=$CO$105,CS$105,IF($G3850=$CO$107,CS$107,IF($G3850=$CO$108,CS$108,IF($G3850=$CO$109,CS$109,IF($G3850=$CO$111,CS$111,IF($G3850=$CO$112,CS$112,IF($G3850=$CO$113,CS$113,IF($G3850=$CO$115,CS$115,IF($G3850=$CO$116,CS$116,IF($G3850=$CO$117,CS$117,IF($G3850=$CO$119,CS$119,IF($G3850=$CO$120,CS$120,))))))))))))))","v":0.000461829},{"$f":"IF($B3850>$F3850,0,IF($C3850>$G3850,0,ROUND((((($F3850-$B3850)/100)*IF('DBH-Upgrade'!$K$6='DBH-Upgrade'!$K$8,$CC3864,($BF3850/(($F3850-18)/100))))+((($B3850-18)/100)*$CB3864))*IF($E3850>50,IF($G3850=11,(1-(($E3850-50)*0.005)),IF($G3850=16,(1-(($E3850-50)*0.005)),IF($G3850=21,(1-(($E3850-50)*0.005)),1))),1)*$CE3864,0)))","v":247},{"$f":"IF($B3850>$F3850,0,IF($C3850>$G3850,0,ROUND((((($F3850-$B3850)/100)*IF('DBH-Upgrade'!$K$6='DBH-Upgrade'!$K$8,$CC3864,($BF3850/(($F3850-18)/100))))+((($B3850-18)/100)*$CB3864))*IF($E3850>50,IF($G3850=11,(1-(($E3850-50)*0.005)),IF($G3850=16,(1-(($E3850-50)*0.005)),IF($G3850=21,(1-(($E3850-50)*0.005)),1))),1)*$CD3864,0)))","v":256},{"$f":"IF($B3850>$F3850,0,IF($C3850>$G3850,0,ROUND((((($F3850-$B3850)/100)*IF('DBH-Upgrade'!$K$6='DBH-Upgrade'!$K$8,$CC3864,($BF3850/(($F3850-18)/100))))+((($B3850-18)/100)*$CB3864))*IF($E3850>50,IF($G3850=11,(1-(($E3850-50)*0.005)),IF($G3850=16,(1-(($E3850-50)*0.005)),IF($G3850=21,(1-(($E3850-50)*0.005)),1))),1),0)))","v":375},1.01,1.01,1.01,{"$f":"AK3850*POWER(CF_cool,AN3850)","v":193.59344292166324},{"$f":"AL3850*POWER(CF_cool,AO3850)","v":200.64745501192627},{"$f":"AM3850*POWER(CF_cool,AP3850)","v":293.9171704276264},42,43,63,{"v":0.01377489894748182,"d":"0.01"},{"v":0.014399360600725521,"d":"0.01"},{"v":0.02961397308331894,"d":"0.03"},{"$f":"ROUND(IF(G3850=10,$CO$92*F3850,IF(G3850=11,$CO$93*F3850,IF(G3850=15,$CO$94*F3850,IF(G3850=16,$CO$95*F3850,IF(G3850=20,$CO$96*F3850,IF(G3850=21,$CO$97*F3850,)))))),1)","v":2.4},6,6.7,9,null,4733,null,{"v":0.8,"d":"80%"},null,null,0,11.8,13.7,21.85,null,1,1,1,193.59344292166324,{"$f":"AR3850/BP3850","v":200.64745501192627},{"$f":"AS3850/BQ3850","v":293.9171704276264},null,{"$f":"BR3850-AQ3850","v":0},{"$f":"BS3850-AR3850","v":0},{"$f":"BT3850-AS3850","v":0},1,{"$error":"#VALUE!"},0,0,{"$error":"#VALUE!"},0.7688559120374613,0.7053868583882835,null,0.16320641939358696,0.08064538055291112,0.7894714915956607,0.7894714915956607,null,0]
["3702601615",{"$f":"'DBH-Upgrade'!$K$8-$CL3857","v":60},15,3,70,260,16,16.5,0,26,30,48.1,{"v":3995.6800000000003,"d":"3996"},{"$f":"IF($B3857>$F3857,0,IF($C3857>$G3857,0,ROUND((((($F3857-$B3857)/100)*IF('DBH-Upgrade'!$K$6='DBH-Upgrade'!$K$8,$BZ3871,($BE3857/(($F3857-18)/100))))+((($B3857-18)/100)*$CA3871))*$CE3871,0)))","v":5570},{"$f":"IF($B3857>$F3857,0,IF($C3857>$G3857,0,ROUND((((($F3857-$B3857)/100)*IF('DBH-Upgrade'!$K$6='DBH-Upgrade'!$K$8,$BZ3871,($BE3857/(($F3857-18)/100))))+((($B3857-18)/100)*$CA3871))*$CD3871,0)))","v":5772},{"$f":"IF($B3857>$F3857,0,IF($C3857>$G3857,0,ROUND(((($F3857-$B3857)/100)*IF('DBH-Upgrade'!$K$6='DBH-Upgrade'!$K$8,$BZ3871,($BE3857/(($F3857-18)/100))))+((($B3857-18)/100)*$CA3871),0)))","v":8465},{"v":1.5,"d":"1.500"},1.1,1.1,1.1,322,{"$f":"IF($B3857>$F3857,0,IF($C3857>$G3857,0,ROUND(((($F3857-$B3857)/100)*(IF('DBH-Upgrade'!$K$6='DBH-Upgrade'!$K$8,$BZ3871,($BE3857/(($F3857-18)/100))))*$CH3871)+((($B3857-18)/100)*$CA3871*$CE3871*$CG3871),0)))","v":729},{"$f":"IF($B3857>$F3857,0,IF($C3857>$G3857,0,ROUND(((($F3857-$B3857)/100)*(IF('DBH-Upgrade'!$K$6='DBH-Upgrade'!$K$8,$BZ3871,($BE3857/(($F3857-18)/100))))*$CH3871)+((($B3857-18)/100)*$CA3871*$CD3871*$CG3871),0)))","v":736},{"$f":"IF($B3857>$F3857,0,IF($C3857>$G3857,0,ROUND(((($F3857-$B3857)/100)*(IF('DBH-Upgrade'!$K$6='DBH-Upgrade'!$K$8,$BZ3871,($BE3857/(($F3857-18)/100))))*$CH3871)+((($B3857-18)/100)*$CA3871*$CG3871),0)))","v":836},17,38,38,43,{"v":0.006596213514802029,"d":"0.01"},{"v":0.030320595623203116,"d":"0.03"},{"v":0.030320595623203116,"d":"0.03"},{"v":0.03836890884347046,"d":"0.04"},0.0002083,1.724,4,1.392796E-3,{"$f":"IF($B3857>$F3857,0,IF($C3857>$G3857,0,ROUND((((($F3857-$B3857)/100)*IF('DBH-Upgrade'!$K$6='DBH-Upgrade'!$K$8,$CC3871,($BF3857/(($F3857-18)/100))))+((($B3857-18)/100)*$CB3871))*IF($E3857>50,IF($G3857=11,(1-(($E3857-50)*0.005)),IF($G3857=16,(1-(($E3857-50)*0.005)),IF($G3857=21,(1-(($E3857-50)*0.005)),1))),1)*$CE3871,0)))","v":269},{"$f":"IF($B3857>$F3857,0,IF($C3857>$G3857,0,ROUND((((($F3857-$B3857)/100)*IF('DBH-Upgrade'!$K$6='DBH-Upgrade'!$K$8,$CC3871,($BF3857/(($F3857-18)/100))))+((($B3857-18)/100)*$CB3871))*IF($E3857>50,IF($G3857=11,(1-(($E3857-50)*0.005)),IF($G3857=16,(1-(($E3857-50)*0.005)),IF($G3857=21,(1-(($E3857-50)*0.005)),1))),1)*$CD3871,0)))","v":279},{"$f":"IF($B3857>$F3857,0,IF($C3857>$G3857,0,ROUND((((($F3857-$B3857)/100)*IF('DBH-Upgrade'!$K$6='DBH-Upgrade'!$K$8,$CC3871,($BF3857/(($F3857-18)/100))))+((($B3857-18)/100)*$CB3871))*IF($E3857>50,IF($G3857=11,(1-(($E3857-50)*0.005)),IF($G3857=16,(1-(($E3857-50)*0.005)),IF($G3857=21,(1-(($E3857-50)*0.005)),1))),1),0)))","v":409},0.95,0.95,0.95,{"$f":"AK3857*POWER(CF_cool,AN3857)","v":213.9101999188788},{"$f":"AL3857*POWER(CF_cool,AO3857)","v":221.86225196047278},{"$f":"AM3857*POWER(CF_cool,AP3857)","v":325.2389285011949},46,48,70,{"v":0.043632342018437534,"d":"0.04"},{"v":0.047321386707391236,"d":"0.05"},{"v":0.09730160938306857,"d":"0.10"},5.2,6,6.7,9,null,5876,null,{"v":0.68,"d":"68%"},null,null,0,11.8,13.7,21.85,null,1,1,1,213.9101999188788,221.86225196047278,325.2389285011949,null,0,0,0,1,{"$error":"#VALUE!"},0,0,{"$error":"#VALUE!"},0.7585639347228863,0.6942595523857338,null,0.15781864009190116,0.08064538055291112,0.7952052041594007,0.7952052041594007,null,20]
["3702602015",{"$f":"'DBH-Upgrade'!$K$8-$CL3858","v":60},15,3,70,260,20,21.5,0,26,30,48.1,{"v":5726.400000000001,"d":"5726"},{"$f":"IF($B3858>$F3858,0,IF($C3858>$G3858,0,ROUND((((($F3858-$B3858)/100)*IF('DBH-Upgrade'!$K$6='DBH-Upgrade'!$K$8,$BZ3872,($BE3858/(($F3858-18)/100))))+((($B3858-18)/100)*$CA3872))*$CE3872,0)))","v":4285},{"$f":"IF($B3858>$F3858,0,IF($C3858>$G3858,0,ROUND((((($F3858-$B3858)/100)*IF('DBH-Upgrade'!$K$6='DBH-Upgrade'!$K$8,$BZ3872,($BE3858/(($F3858-18)/100))))+((($B3858-18)/100)*$CA3872))*$CD3872,0)))","v":4727},{"$f":"IF($B3858>$F3858,0,IF($C3858>$G3858,0,ROUND(((($F3858-$B3858)/100)*IF('DBH-Upgrade'!$K$6='DBH-Upgrade'!$K$8,$BZ3872,($BE3858/(($F3858-18)/100))))+((($B3858-18)/100)*$CA3872),0)))","v":6302},{"v":1.5,"d":"1.500"},1.08,1.08,1.08,462,{"$f":"IF($B3858>$F3858,0,IF($C3858>$G3858,0,ROUND(((($F3858-$B3858)/100)*(IF('DBH-Upgrade'!$K$6='DBH-Upgrade'!$K$8,$BZ3872,($BE3858/(($F3858-18)/100))))*$CH3872)+((($B3858-18)/100)*$CA3872*$CE3872*$CG3872),0)))","v":560},{"$f":"IF($B3858>$F3858,0,IF($C3858>$G3858,0,ROUND(((($F3858-$B3858)/100)*(IF('DBH-Upgrade'!$K$6='DBH-Upgrade'!$K$8,$BZ3872,($BE3858/(($F3858-18)/100))))*$CH3872)+((($B3858-18)/100)*$CA3872*$CD3872*$CG3872),0)))","v":579},{"$f":"IF($B3858>$F3858,0,IF($C3858>$G3858,0,ROUND(((($F3858-$B3858)/100)*(IF('DBH-Upgrade'!$K$6='DBH-Upgrade'!$K$8,$BZ3872,($BE3858/(($F3858-18)/100))))*$CH3872)+((($B3858-18)/100)*$CA3872*$CG3872),0)))","v":649},24,29,30,33,{"v":3.5878044745443235E-3,"d":"0.00"},{"v":5.129014057324458E-3,"d":"0.01"},{"v":0.005468502149459495,"d":"0.01"},{"v":0.00654894019117584,"d":"0.01"},0.0001276,1.7219,2,3.76611E-4,{"$f":"IF($B3858>$F3858,0,IF($C3858>$G3858,0,ROUND((((($F3858-$B3858)/100)*IF('DBH-Upgrade'!$K$6='DBH-Upgrade'!$K$8,$CC3872,($BF3858/(($F3858-18)/100))))+((($B3858-18)/100)*$CB3872))*IF($E3858>50,IF($G3858=11,(1-(($E3858-50)*0.005)),IF($G3858=16,(1-(($E3858-50)*0.005)),IF($G3858=21,(1-(($E3858-50)*0.005)),1))),1)*$CE3872,0)))","v":249},{"$f":"IF($B3858>$F3858,0,IF($C3858>$G3858,0,ROUND((((($F3858-$B3858)/100)*IF('DBH-Upgrade'!$K$6='DBH-Upgrade'!$K$8,$CC3872,($BF3858/(($F3858-18)/100))))+((($B3858-18)/100)*$CB3872))*IF($E3858>50,IF($G3858=11,(1-(($E3858-50)*0.005)),IF($G3858=16,(1-(($E3858-50)*0.005)),IF($G3858=21,(1-(($E3858-50)*0.005)),1))),1)*$CD3872,0)))","v":275},{"$f":"IF($B3858>$F3858,0,IF($C3858>$G3858,0,ROUND((((($F3858-$B3858)/100)*IF('DBH-Upgrade'!$K$6='DBH-Upgrade'!$K$8,$CC3872,($BF3858/(($F3858-18)/100))))+((($B3858-18)/100)*$CB3872))*IF($E3858>50,IF($G3858=11,(1-(($E3858-50)*0.005)),IF($G3858=16,(1-(($E3858-50)*0.005)),IF($G3858=21,(1-(($E3858-50)*0.005)),1))),1),0)))","v":367},0.95,0.95,0.95,{"$f":"AK3858*POWER(CF_cool,AN3858)","v":198.00609583569076},{"$f":"AL3858*POWER(CF_cool,AO3858)","v":218.68143114383517},{"$f":"AM3858*POWER(CF_cool,AP3858)","v":291.8403099265},43,47,63,{"v":0.010814556477463601,"d":"0.01"},{"v":0.012803672568722465,"d":"0.01"},{"v":0.0223510220613168,"d":"0.02"},3.5,6,6.7,9,null,7158,null,{"v":0.8,"d":"80%"},null,null,0,11.8,13.7,21.85,null,1,1,1,198.00609583569076,218.68143114383517,291.8403099265,null,0,0,0,1,1615,3238,442,63,0.6852107186854955,0.6578068517992561,null,0.16320641939358696,0.08064538055291112,0.783779121140337,0.783779121140337,null,20]
[{"$f":"CONCATENATE(D3859,E3859,F3859,G3859,C3859)","v":"3702602115"},{"$f":"'DBH-Upgrade'!$K$8-$CL3859","v":60},15,3,70,260,21,21.5,0,26,30,48.1,6608,{"$f":"IF($B3859>$F3859,0,IF($C3859>$G3859,0,ROUND((((($F3859-$B3859)/100)*IF('DBH-Upgrade'!$K$6='DBH-Upgrade'!$K$8,$BZ3873,($BE3859/(($F3859-18)/100))))+((($B3859-18)/100)*$CA3873))*$CE3873,0)))","v":4961},{"$f":"IF($B3859>$F3859,0,IF($C3859>$G3859,0,ROUND((((($F3859-$B3859)/100)*IF('DBH-Upgrade'!$K$6='DBH-Upgrade'!$K$8,$BZ3873,($BE3859/(($F3859-18)/100))))+((($B3859-18)/100)*$CA3873))*$CD3873,0)))","v":5141},{"$f":"IF($B3859>$F3859,0,IF($C3859>$G3859,0,ROUND(((($F3859-$B3859)/100)*IF('DBH-Upgrade'!$K$6='DBH-Upgrade'!$K$8,$BZ3873,($BE3859/(($F3859-18)/100))))+((($B3859-18)/100)*$CA3873),0)))","v":7539},{"$f":"IF(B3859=0,IF(E3859=20,IF(G3859=10,1.413,IF(G3859=15,1.408,IF(G3859=20,1.408,\"ERROR\"))),IF(E3859=30,IF(G3859=10,1.403,IF(G3859=11,1.44,IF(G3859=15,1.396,IF(G3859=16,1.456,IF(G3859=20,1.396,IF(G3859=21,1.468,\"ERROR\")))))),IF(E3859=40,IF(G3859=10,1.394,IF(G3859=11,1.439,IF(G3859=15,1.385,IF(G3859=16,1.46,IF(G3859=20,1.384,IF(G3859=21,1.477,\"ERROR\")))))),IF(E3859=50,IF(G3859=10,1.385,IF(G3859=11,1.438,IF(G3859=15,1.373,IF(G3859=16,1.464,IF(G3859=20,1.373,IF(G3859=21,1.485,\"ERROR\")))))),IF(E3859=60,IF(G3859=10,1.376,IF(G3859=11,1.437,IF(G3859=15,1.361,IF(G3859=16,1.468,IF(G3859=20,1.361,IF(G3859=21,1.493,\"ERROR\")))))),IF(E3859=70,IF(G3859=10,1.366,IF(G3859=11,1.436,IF(G3859=15,1.35,IF(G3859=16,1.472,IF(G3859=20,1.349,IF(G3859=21,1.501,\"ERROR\")))))),IF(E3859=80,IF(G3859=10,1.366,IF(G3859=11,1.436,IF(G3859=15,1.35,IF(G3859=16,1.472,IF(G3859=20,1.349,IF(G3859=21,1.501,1)))))),IF(E3859=90,IF(G3859=10,1.348,IF(G3859=11,1.434,IF(G3859=15,1.326,IF(G3859=16,1.48,IF(G3859=20,1.326,IF(G3859=21,1.518,1)))))),IF(E3859=100,IF(G3859=10,1.348,IF(G3859=11,1.434,IF(G3859=15,1.326,IF(G3859=16,1.48,IF(G3859=20,1.326,IF(G3859=21,1.518,1)))))),\"ERROR\"))))))))),1.5)","v":{"v":1.5,"d":"1.500"}},1.05,1.05,1.05,533,{"$f":"IF($B3859>$F3859,0,IF($C3859>$G3859,0,ROUND(((($F3859-$B3859)/100)*(IF('DBH-Upgrade'!$K$6='DBH-Upgrade'!$K$8,$BZ3873,($BE3859/(($F3859-18)/100))))*$CH3873)+((($B3859-18)/100)*$CA3873*$CE3873*$CG3873),0)))","v":691},{"$f":"IF($B3859>$F3859,0,IF($C3859>$G3859,0,ROUND(((($F3859-$B3859)/100)*(IF('DBH-Upgrade'!$K$6='DBH-Upgrade'!$K$8,$BZ3873,($BE3859/(($F3859-18)/100))))*$CH3873)+((($B3859-18)/100)*$CA3873*$CD3873*$CG3873),0)))","v":701},{"$f":"IF($B3859>$F3859,0,IF($C3859>$G3859,0,ROUND(((($F3859-$B3859)/100)*(IF('DBH-Upgrade'!$K$6='DBH-Upgrade'!$K$8,$BZ3873,($BE3859/(($F3859-18)/100))))*$CH3873)+((($B3859-18)/100)*$CA3873*$CG3873),0)))","v":841},28,36,36,43,{"v":0.007763355427510749,"d":"0.01"},{"v":0.012407854582135322,"d":"0.01"},{"v":0.012407854582135322,"d":"0.01"},{"v":0.017298004630727202,"d":"0.02"},0.0001276,1.7219,4,0.000514201,{"$f":"IF($B3859>$F3859,0,IF($C3859>$G3859,0,ROUND((((($F3859-$B3859)/100)*IF('DBH-Upgrade'!$K$6='DBH-Upgrade'!$K$8,$CC3873,($BF3859/(($F3859-18)/100))))+((($B3859-18)/100)*$CB3873))*IF($E3859>50,IF($G3859=11,(1-(($E3859-50)*0.005)),IF($G3859=16,(1-(($E3859-50)*0.005)),IF($G3859=21,(1-(($E3859-50)*0.005)),1))),1)*$CE3873,0)))","v":306},{"$f":"IF($B3859>$F3859,0,IF($C3859>$G3859,0,ROUND((((($F3859-$B3859)/100)*IF('DBH-Upgrade'!$K$6='DBH-Upgrade'!$K$8,$CC3873,($BF3859/(($F3859-18)/100))))+((($B3859-18)/100)*$CB3873))*IF($E3859>50,IF($G3859=11,(1-(($E3859-50)*0.005)),IF($G3859=16,(1-(($E3859-50)*0.005)),IF($G3859=21,(1-(($E3859-50)*0.005)),1))),1)*$CD3873,0)))","v":317},{"$f":"IF($B3859>$F3859,0,IF($C3859>$G3859,0,ROUND((((($F3859-$B3859)/100)*IF('DBH-Upgrade'!$K$6='DBH-Upgrade'!$K$8,$CC3873,($BF3859/(($F3859-18)/100))))+((($B3859-18)/100)*$CB3873))*IF($E3859>50,IF($G3859=11,(1-(($E3859-50)*0.005)),IF($G3859=16,(1-(($E3859-50)*0.005)),IF($G3859=21,(1-(($E3859-50)*0.005)),1))),1),0)))","v":465},0.85,0.85,0.85,{"$f":"AK3859*POWER(CF_cool,AN3859)","v":249.27373002839428},{"$f":"AL3859*POWER(CF_cool,AO3859)","v":258.2345503888921},{"$f":"AM3859*POWER(CF_cool,AP3859)","v":378.7983152392266},54,56,81,{"v":0.026507592195344824,"d":"0.03"},{"v":0.02837963397001259,"d":"0.03"},{"v":0.05680771936807715,"d":"0.06"},6.9,6,6.7,9,null,8260,null,{"v":0.8,"d":"80%"},null,null,0,11.8,13.7,21.85,null,1,1,1,249.27373002839428,258.2345503888921,378.7983152392266,null,0,0,0,1,3238,4735,725,75,0.6852107186854955,0.6578068517992561,null,0.15781864009190116,0.08064538055291112,0.7952052041594007,0.7952052041594007,null,20]
["3702801015",{"$f":"'DBH-Upgrade'!$K$8-$CL3860","v":60},15,3,70,280,10,11.5,0,26,30,48.9,{"v":3144.6,"d":"3145"},{"$f":"IF($B3860>$F3860,0,IF($C3860>$G3860,0,ROUND((((($F3860-$B3860)/100)*IF('DBH-Upgrade'!$K$6='DBH-Upgrade'!$K$8,$BZ3874,($BE3860/(($F3860-18)/100))))+((($B3860-18)/100)*$CA3874))*$CE3874,0)))","v":0},{"$f":"IF($B3860>$F3860,0,IF($C3860>$G3860,0,ROUND((((($F3860-$B3860)/100)*IF('DBH-Upgrade'!$K$6='DBH-Upgrade'!$K$8,$BZ3874,($BE3860/(($F3860-18)/100))))+((($B3860-18)/100)*$CA3874))*$CD3874,0)))","v":0},{"$f":"IF($B3860>$F3860,0,IF($C3860>$G3860,0,ROUND(((($F3860-$B3860)/100)*IF('DBH-Upgrade'!$K$6='DBH-Upgrade'!$K$8,$BZ3874,($BE3860/(($F3860-18)/100))))+((($B3860-18)/100)*$CA3874),0)))","v":0},{"v":1.5,"d":"1.500"},1.08,1.08,1.08,254,{"$f":"IF($B3860>$F3860,0,IF($C3860>$G3860,0,ROUND(((($F3860-$B3860)/100)*(IF('DBH-Upgrade'!$K$6='DBH-Upgrade'!$K$8,$BZ3874,($BE3860/(($F3860-18)/100))))*$CH3874)+((($B3860-18)/100)*$CA3874*$CE3874*$CG3874),0)))","v":0},{"$f":"IF($B3860>$F3860,0,IF($C3860>$G3860,0,ROUND(((($F3860-$B3860)/100)*(IF('DBH-Upgrade'!$K$6='DBH-Upgrade'!$K$8,$BZ3874,($BE3860/(($F3860-18)/100))))*$CH3874)+((($B3860-18)/100)*$CA3874*$CD3874*$CG3874),0)))","v":0},{"$f":"IF($B3860>$F3860,0,IF($C3860>$G3860,0,ROUND(((($F3860-$B3860)/100)*(IF('DBH-Upgrade'!$K$6='DBH-Upgrade'!$K$8,$BZ3874,($BE3860/(($F3860-18)/100))))*$CH3874)+((($B3860-18)/100)*$CA3874*$CG3874),0)))","v":0},13,0,0,0,{"v":2.3761115712797234E-3,"d":"0.00"},{"v":0,"d":"0.00"},{"v":0,"d":"0.00"},{"v":0,"d":"0.00"},3.969E-4,1.7346,2,0.000367347,{"$f":"IF($B3860>$F3860,0,IF($C3860>$G3860,0,ROUND((((($F3860-$B3860)/100)*IF('DBH-Upgrade'!$K$6='DBH-Upgrade'!$K$8,$CC3874,($BF3860/(($F3860-18)/100))))+((($B3860-18)/100)*$CB3874))*IF($E3860>50,IF($G3860=11,(1-(($E3860-50)*0.005)),IF($G3860=16,(1-(($E3860-50)*0.005)),IF($G3860=21,(1-(($E3860-50)*0.005)),1))),1)*$CE3874,0)))","v":0},{"$f":"IF($B3860>$F3860,0,IF($C3860>$G3860,0,ROUND((((($F3860-$B3860)/100)*IF('DBH-Upgrade'!$K$6='DBH-Upgrade'!$K$8,$CC3874,($BF3860/(($F3860-18)/100))))+((($B3860-18)/100)*$CB3874))*IF($E3860>50,IF($G3860=11,(1-(($E3860-50)*0.005)),IF($G3860=16,(1-(($E3860-50)*0.005)),IF($G3860=21,(1-(($E3860-50)*0.005)),1))),1)*$CD3874,0)))","v":0},{"$f":"IF($B3860>$F3860,0,IF($C3860>$G3860,0,ROUND((((($F3860-$B3860)/100)*IF('DBH-Upgrade'!$K$6='DBH-Upgrade'!$K$8,$CC3874,($BF3860/(($F3860-18)/100))))+((($B3860-18)/100)*$CB3874))*IF($E3860>50,IF($G3860=11,(1-(($E3860-50)*0.005)),IF($G3860=16,(1-(($E3860-50)*0.005)),IF($G3860=21,(1-(($E3860-50)*0.005)),1))),1),0)))","v":0},0.98,0.98,0.98,{"$f":"AK3860*POWER(CF_cool,AN3860)","v":0},{"$f":"AL3860*POWER(CF_cool,AO3860)","v":0},{"$f":"AM3860*POWER(CF_cool,AP3860)","v":0},0,0,0,{"v":0,"d":"0.00"},{"v":0,"d":"0.00"},{"v":0,"d":"0.00"},1.9,6,6.7,9,null,3494,null,{"v":0.9,"d":"90%"},null,null,0,11.8,13.7,21.85,null,1,1,1,0,0,0,null,0,0,0,1,2298,4062,502,78,0.7585639347228863,0.6942595523857338,null,0.16320641939358696,0.08064538055291112,0.7952052041594007,0.7952052041594007,null,20]
["3702801115",{"$f":"'DBH-Upgrade'!$K$8-$CL3861","v":60},15,3,70,280,11,11.5,0,26,30,48.9,{"v":3027.36,"d":"3027"},{"$f":"IF($B3861>$F3861,0,IF($C3861>$G3861,0,ROUND((((($F3861-$B3861)/100)*IF('DBH-Upgrade'!$K$6='DBH-Upgrade'!$K$8,$BZ3875,($BE3861/(($F3861-18)/100))))+((($B3861-18)/100)*$CA3875))*$CE3875,0)))","v":0},{"$f":"IF($B3861>$F3861,0,IF($C3861>$G3861,0,ROUND((((($F3861-$B3861)/100)*IF('DBH-Upgrade'!$K$6='DBH-Upgrade'!$K$8,$BZ3875,($BE3861/(($F3861-18)/100))))+((($B3861-18)/100)*$CA3875))*$CD3875,0)))","v":0},{"$f":"IF($B3861>$F3861,0,IF($C3861>$G3861,0,ROUND(((($F3861-$B3861)/100)*IF('DBH-Upgrade'!$K$6='DBH-Upgrade'!$K$8,$BZ3875,($BE3861/(($F3861-18)/100))))+((($B3861-18)/100)*$CA3875),0)))","v":0},{"v":1.5,"d":"1.500"},1.1,1.1,1.1,244,{"$f":"IF($B3861>$F3861,0,IF($C3861>$G3861,0,ROUND(((($F3861-$B3861)/100)*(IF('DBH-Upgrade'!$K$6='DBH-Upgrade'!$K$8,$BZ3875,($BE3861/(($F3861-18)/100))))*$CH3875)+((($B3861-18)/100)*$CA3875*$CE3875*$CG3875),0)))","v":0},{"$f":"IF($B3861>$F3861,0,IF($C3861>$G3861,0,ROUND(((($F3861-$B3861)/100)*(IF('DBH-Upgrade'!$K$6='DBH-Upgrade'!$K$8,$BZ3875,($BE3861/(($F3861-18)/100))))*$CH3875)+((($B3861-18)/100)*$CA3875*$CD3875*$CG3875),0)))","v":0},{"$f":"IF($B3861>$F3861,0,IF($C3861>$G3861,0,ROUND(((($F3861-$B3861)/100)*(IF('DBH-Upgrade'!$K$6='DBH-Upgrade'!$K$8,$BZ3875,($BE3861/(($F3861-18)/100))))*$CH3875)+((($B3861-18)/100)*$CA3875*$CG3875),0)))","v":0},13,0,0,0,{"v":0.004486558725359447,"d":"0.00"},{"v":0,"d":"0.00"},{"v":0,"d":"0.00"},{"v":0,"d":"0.00"},3.969E-4,1.7346,4,0.000574288,{"$f":"IF($B3861>$F3861,0,IF($C3861>$G3861,0,ROUND((((($F3861-$B3861)/100)*IF('DBH-Upgrade'!$K$6='DBH-Upgrade'!$K$8,$CC3875,($BF3861/(($F3861-18)/100))))+((($B3861-18)/100)*$CB3875))*IF($E3861>50,IF($G3861=11,(1-(($E3861-50)*0.005)),IF($G3861=16,(1-(($E3861-50)*0.005)),IF($G3861=21,(1-(($E3861-50)*0.005)),1))),1)*$CE3875,0)))","v":0},{"$f":"IF($B3861>$F3861,0,IF($C3861>$G3861,0,ROUND((((($F3861-$B3861)/100)*IF('DBH-Upgrade'!$K$6='DBH-Upgrade'!$K$8,$CC3875,($BF3861/(($F3861-18)/100))))+((($B3861-18)/100)*$CB3875))*IF($E3861>50,IF($G3861=11,(1-(($E3861-50)*0.005)),IF($G3861=16,(1-(($E3861-50)*0.005)),IF($G3861=21,(1-(($E3861-50)*0.005)),1))),1)*$CD3875,0)))","v":0},{"$f":"IF($B3861>$F3861,0,IF($C3861>$G3861,0,ROUND((((($F3861-$B3861)/100)*IF('DBH-Upgrade'!$K$6='DBH-Upgrade'!$K$8,$CC3875,($BF3861/(($F3861-18)/100))))+((($B3861-18)/100)*$CB3875))*IF($E3861>50,IF($G3861=11,(1-(($E3861-50)*0.005)),IF($G3861=16,(1-(($E3861-50)*0.005)),IF($G3861=21,(1-(($E3861-50)*0.005)),1))),1),0)))","v":0},0.95,0.95,0.95,{"$f":"AK3861*POWER(CF_cool,AN3861)","v":0},{"$f":"AL3861*POWER(CF_cool,AO3861)","v":0},{"$f":"AM3861*POWER(CF_cool,AP3861)","v":0},0,0,0,{"v":0,"d":"0.00"},{"v":0,"d":"0.00"},{"v":0,"d":"0.00"},3.7,6,6.7,9,null,4452,null,{"v":0.68,"d":"68%"},null,null,0,11.8,13.7,21.85,null,1,1,1,0,0,0,null,0,0,0,1,2489,6098,791,92,0.6852107186854955,0.6578068517992561,null,0.1716349180255756,0.08064538055291112,0.8146200327725304,0.8146200327725304,null,20]
["3702801515",{"$f":"'DBH-Upgrade'!$K$8-$CL3862","v":80},15,3,70,280,15,16.5,0,26,30,48.9,{"v":4417.6,"d":"4418"},{"$f":"IF($B3862>$F3862,0,IF($C3862>$G3862,0,ROUND((((($F3862-$B3862)/100)*IF('DBH-Upgrade'!$K$6='DBH-Upgrade'!$K$8,$BZ3876,($BE3862/(($F3862-18)/100))))+((($B3862-18)/100)*$CA3876))*$CE3876,0)))","v":3447},{"$f":"IF($B3862>$F3862,0,IF($C3862>$G3862,0,ROUND((((($F3862-$B3862)/100)*IF('DBH-Upgrade'!$K$6='DBH-Upgrade'!$K$8,$BZ3876,($BE3862/(($F3862-18)/100))))+((($B3862-18)/100)*$CA3876))*$CD3876,0)))","v":3525},{"$f":"IF($B3862>$F3862,0,IF($C3862>$G3862,0,ROUND(((($F3862-$B3862)/100)*IF('DBH-Upgrade'!$K$6='DBH-Upgrade'!$K$8,$BZ3876,($BE3862/(($F3862-18)/100))))+((($B3862-18)/100)*$CA3876),0)))","v":5238},{"v":1.5,"d":"1.500"},1.08,1.08,1.08,356,{"$f":"IF($B3862>$F3862,0,IF($C3862>$G3862,0,ROUND(((($F3862-$B3862)/100)*(IF('DBH-Upgrade'!$K$6='DBH-Upgrade'!$K$8,$BZ3876,($BE3862/(($F3862-18)/100))))*$CH3876)+((($B3862-18)/100)*$CA3876*$CE3876*$CG3876),0)))","v":476},{"$f":"IF($B3862>$F3862,0,IF($C3862>$G3862,0,ROUND(((($F3862-$B3862)/100)*(IF('DBH-Upgrade'!$K$6='DBH-Upgrade'!$K$8,$BZ3876,($BE3862/(($F3862-18)/100))))*$CH3876)+((($B3862-18)/100)*$CA3876*$CD3876*$CG3876),0)))","v":481},{"$f":"IF($B3862>$F3862,0,IF($C3862>$G3862,0,ROUND(((($F3862-$B3862)/100)*(IF('DBH-Upgrade'!$K$6='DBH-Upgrade'!$K$8,$BZ3876,($BE3862/(($F3862-18)/100))))*$CH3876)+((($B3862-18)/100)*$CA3876*$CG3876),0)))","v":588},18,25,25,30,{"v":3.0486061100420112E-3,"d":"0.00"},{"v":0.005616248266337237,"d":"0.01"},{"v":0.005616248266337237,"d":"0.01"},{"v":7.890404686830603E-3,"d":"0.01"},0.0002083,1.724,2,0.000461829,{"$f":"IF($B3862>$F3862,0,IF($C3862>$G3862,0,ROUND((((($F3862-$B3862)/100)*IF('DBH-Upgrade'!$K$6='DBH-Upgrade'!$K$8,$CC3876,($BF3862/(($F3862-18)/100))))+((($B3862-18)/100)*$CB3876))*IF($E3862>50,IF($G3862=11,(1-(($E3862-50)*0.005)),IF($G3862=16,(1-(($E3862-50)*0.005)),IF($G3862=21,(1-(($E3862-50)*0.005)),1))),1)*$CE3876,0)))","v":263},{"$f":"IF($B3862>$F3862,0,IF($C3862>$G3862,0,ROUND((((($F3862-$B3862)/100)*IF('DBH-Upgrade'!$K$6='DBH-Upgrade'!$K$8,$CC3876,($BF3862/(($F3862-18)/100))))+((($B3862-18)/100)*$CB3876))*IF($E3862>50,IF($G3862=11,(1-(($E3862-50)*0.005)),IF($G3862=16,(1-(($E3862-50)*0.005)),IF($G3862=21,(1-(($E3862-50)*0.005)),1))),1)*$CD3876,0)))","v":269},{"$f":"IF($B3862>$F3862,0,IF($C3862>$G3862,0,ROUND((((($F3862-$B3862)/100)*IF('DBH-Upgrade'!$K$6='DBH-Upgrade'!$K$8,$CC3876,($BF3862/(($F3862-18)/100))))+((($B3862-18)/100)*$CB3876))*IF($E3862>50,IF($G3862=11,(1-(($E3862-50)*0.005)),IF($G3862=16,(1-(($E3862-50)*0.005)),IF($G3862=21,(1-(($E3862-50)*0.005)),1))),1),0)))","v":400},1.01,1.01,1.01,{"$f":"AK3862*POWER(CF_cool,AN3862)","v":206.13390885990862},{"$f":"AL3862*POWER(CF_cool,AO3862)","v":210.83658358675066},{"$f":"AM3862*POWER(CF_cool,AP3862)","v":313.5116484561348},44,45,67,{"v":0.016149490783479,"d":"0.02"},{"v":0.016844122366138695,"d":"0.02"},{"v":0.035568858817168564,"d":"0.04"},2.8,6,6.7,9,null,5522,null,{"v":0.8,"d":"80%"},null,null,0,11.8,13.7,21.85,null,1,1,1,206.13390885990862,210.83658358675066,313.5116484561348,null,0,0,0,1,{"$error":"#VALUE!"},0,0,{"$error":"#VALUE!"},0.750275090099452,0.6848867351465859,null,0.16320641939358696,0.08064538055291112,0.7894714915956607,0.7894714915956607,null,0]
["3702801615",{"$f":"'DBH-Upgrade'!$K$8-$CL3863","v":80},15,3,70,280,16,16.5,0,26,30,48.9,{"v":4303.04,"d":"4303"},{"$f":"IF($B3863>$F3863,0,IF($C3863>$G3863,0,ROUND((((($F3863-$B3863)/100)*IF('DBH-Upgrade'!$K$6='DBH-Upgrade'!$K$8,$BZ3877,($BE3863/(($F3863-18)/100))))+((($B3863-18)/100)*$CA3877))*$CE3877,0)))","v":6195},{"$f":"IF($B3863>$F3863,0,IF($C3863>$G3863,0,ROUND((((($F3863-$B3863)/100)*IF('DBH-Upgrade'!$K$6='DBH-Upgrade'!$K$8,$BZ3877,($BE3863/(($F3863-18)/100))))+((($B3863-18)/100)*$CA3877))*$CD3877,0)))","v":6334},{"$f":"IF($B3863>$F3863,0,IF($C3863>$G3863,0,ROUND(((($F3863-$B3863)/100)*IF('DBH-Upgrade'!$K$6='DBH-Upgrade'!$K$8,$BZ3877,($BE3863/(($F3863-18)/100))))+((($B3863-18)/100)*$CA3877),0)))","v":9412},{"v":1.5,"d":"1.500"},1.1,1.1,1.1,347,{"$f":"IF($B3863>$F3863,0,IF($C3863>$G3863,0,ROUND(((($F3863-$B3863)/100)*(IF('DBH-Upgrade'!$K$6='DBH-Upgrade'!$K$8,$BZ3877,($BE3863/(($F3863-18)/100))))*$CH3877)+((($B3863-18)/100)*$CA3877*$CE3877*$CG3877),0)))","v":827},{"$f":"IF($B3863>$F3863,0,IF($C3863>$G3863,0,ROUND(((($F3863-$B3863)/100)*(IF('DBH-Upgrade'!$K$6='DBH-Upgrade'!$K$8,$BZ3877,($BE3863/(($F3863-18)/100))))*$CH3877)+((($B3863-18)/100)*$CA3877*$CD3877*$CG3877),0)))","v":834},{"$f":"IF($B3863>$F3863,0,IF($C3863>$G3863,0,ROUND(((($F3863-$B3863)/100)*(IF('DBH-Upgrade'!$K$6='DBH-Upgrade'!$K$8,$BZ3877,($BE3863/(($F3863-18)/100))))*$CH3877)+((($B3863-18)/100)*$CA3877*$CG3877),0)))","v":986},18,43,43,51,{"v":0.007586819197684022,"d":"0.01"},{"v":0.03943822209788988,"d":"0.04"},{"v":0.03943822209788988,"d":"0.04"},{"v":0.05455908521836124,"d":"0.05"},0.0002083,1.724,4,1.392796E-3,{"$f":"IF($B3863>$F3863,0,IF($C3863>$G3863,0,ROUND((((($F3863-$B3863)/100)*IF('DBH-Upgrade'!$K$6='DBH-Upgrade'!$K$8,$CC3877,($BF3863/(($F3863-18)/100))))+((($B3863-18)/100)*$CB3877))*IF($E3863>50,IF($G3863=11,(1-(($E3863-50)*0.005)),IF($G3863=16,(1-(($E3863-50)*0.005)),IF($G3863=21,(1-(($E3863-50)*0.005)),1))),1)*$CE3877,0)))","v":355},{"$f":"IF($B3863>$F3863,0,IF($C3863>$G3863,0,ROUND((((($F3863-$B3863)/100)*IF('DBH-Upgrade'!$K$6='DBH-Upgrade'!$K$8,$CC3877,($BF3863/(($F3863-18)/100))))+((($B3863-18)/100)*$CB3877))*IF($E3863>50,IF($G3863=11,(1-(($E3863-50)*0.005)),IF($G3863=16,(1-(($E3863-50)*0.005)),IF($G3863=21,(1-(($E3863-50)*0.005)),1))),1)*$CD3877,0)))","v":363},{"$f":"IF($B3863>$F3863,0,IF($C3863>$G3863,0,ROUND((((($F3863-$B3863)/100)*IF('DBH-Upgrade'!$K$6='DBH-Upgrade'!$K$8,$CC3877,($BF3863/(($F3863-18)/100))))+((($B3863-18)/100)*$CB3877))*IF($E3863>50,IF($G3863=11,(1-(($E3863-50)*0.005)),IF($G3863=16,(1-(($E3863-50)*0.005)),IF($G3863=21,(1-(($E3863-50)*0.005)),1))),1),0)))","v":540},0.95,0.95,0.95,{"$f":"AK3863*POWER(CF_cool,AN3863)","v":282.2978474765872},{"$f":"AL3863*POWER(CF_cool,AO3863)","v":288.6594891098624},{"$f":"AM3863*POWER(CF_cool,AP3863)","v":429.4108102460764},61,62,92,{"v":0.07673790756019135,"d":"0.08"},{"v":0.07915449322393828,"d":"0.08"},{"v":0.16822403957630067,"d":"0.17"},5.6,6,6.7,9,null,6328,null,{"v":0.68,"d":"68%"},null,null,0,11.8,13.7,21.85,null,1,1,1,282.2978474765872,288.6594891098624,429.4108102460764,null,0,0,0,1,{"$error":"#VALUE!"},0,0,{"$error":"#VALUE!"},0.750275090099452,0.6848867351465859,null,0.15781864009190116,0.08064538055291112,0.7952052041594007,0.7952052041594007,null,0]
["3702802015",{"$f":"'DBH-Upgrade'!$K$8-$CL3864","v":80},15,3,70,280,20,21.5,0,26,30,48.9,{"v":6166.400000000001,"d":"6166"},{"$f":"IF($B3864>$F3864,0,IF($C3864>$G3864,0,ROUND((((($F3864-$B3864)/100)*IF('DBH-Upgrade'!$K$6='DBH-Upgrade'!$K$8,$BZ3878,($BE3864/(($F3864-18)/100))))+((($B3864-18)/100)*$CA3878))*$CE3878,0)))","v":4838},{"$f":"IF($B3864>$F3864,0,IF($C3864>$G3864,0,ROUND((((($F3864-$B3864)/100)*IF('DBH-Upgrade'!$K$6='DBH-Upgrade'!$K$8,$BZ3878,($BE3864/(($F3864-18)/100))))+((($B3864-18)/100)*$CA3878))*$CD3878,0)))","v":5341},{"$f":"IF($B3864>$F3864,0,IF($C3864>$G3864,0,ROUND(((($F3864-$B3864)/100)*IF('DBH-Upgrade'!$K$6='DBH-Upgrade'!$K$8,$BZ3878,($BE3864/(($F3864-18)/100))))+((($B3864-18)/100)*$CA3878),0)))","v":7114},{"v":1.5,"d":"1.500"},1.08,1.08,1.08,497,{"$f":"IF($B3864>$F3864,0,IF($C3864>$G3864,0,ROUND(((($F3864-$B3864)/100)*(IF('DBH-Upgrade'!$K$6='DBH-Upgrade'!$K$8,$BZ3878,($BE3864/(($F3864-18)/100))))*$CH3878)+((($B3864-18)/100)*$CA3878*$CE3878*$CG3878),0)))","v":650},{"$f":"IF($B3864>$F3864,0,IF($C3864>$G3864,0,ROUND(((($F3864-$B3864)/100)*(IF('DBH-Upgrade'!$K$6='DBH-Upgrade'!$K$8,$BZ3878,($BE3864/(($F3864-18)/100))))*$CH3878)+((($B3864-18)/100)*$CA3878*$CD3878*$CG3878),0)))","v":679},{"$f":"IF($B3864>$F3864,0,IF($C3864>$G3864,0,ROUND(((($F3864-$B3864)/100)*(IF('DBH-Upgrade'!$K$6='DBH-Upgrade'!$K$8,$BZ3878,($BE3864/(($F3864-18)/100))))*$CH3878)+((($B3864-18)/100)*$CA3878*$CG3878),0)))","v":782},26,34,35,40,{"v":0.004309558003146701,"d":"0.00"},{"v":7.1465233484089225E-3,"d":"0.01"},{"v":0.00754858560619864,"d":"0.01"},{"v":0.009715233633681115,"d":"0.01"},0.0001276,1.7219,2,3.76611E-4,{"$f":"IF($B3864>$F3864,0,IF($C3864>$G3864,0,ROUND((((($F3864-$B3864)/100)*IF('DBH-Upgrade'!$K$6='DBH-Upgrade'!$K$8,$CC3878,($BF3864/(($F3864-18)/100))))+((($B3864-18)/100)*$CB3878))*IF($E3864>50,IF($G3864=11,(1-(($E3864-50)*0.005)),IF($G3864=16,(1-(($E3864-50)*0.005)),IF($G3864=21,(1-(($E3864-50)*0.005)),1))),1)*$CE3878,0)))","v":318},{"$f":"IF($B3864>$F3864,0,IF($C3864>$G3864,0,ROUND((((($F3864-$B3864)/100)*IF('DBH-Upgrade'!$K$6='DBH-Upgrade'!$K$8,$CC3878,($BF3864/(($F3864-18)/100))))+((($B3864-18)/100)*$CB3878))*IF($E3864>50,IF($G3864=11,(1-(($E3864-50)*0.005)),IF($G3864=16,(1-(($E3864-50)*0.005)),IF($G3864=21,(1-(($E3864-50)*0.005)),1))),1)*$CD3878,0)))","v":351},{"$f":"IF($B3864>$F3864,0,IF($C3864>$G3864,0,ROUND((((($F3864-$B3864)/100)*IF('DBH-Upgrade'!$K$6='DBH-Upgrade'!$K$8,$CC3878,($BF3864/(($F3864-18)/100))))+((($B3864-18)/100)*$CB3878))*IF($E3864>50,IF($G3864=11,(1-(($E3864-50)*0.005)),IF($G3864=16,(1-(($E3864-50)*0.005)),IF($G3864=21,(1-(($E3864-50)*0.005)),1))),1),0)))","v":467},0.95,0.95,0.95,{"$f":"AK3864*POWER(CF_cool,AN3864)","v":252.8752549226894},{"$f":"AL3864*POWER(CF_cool,AO3864)","v":279.11702665994966},{"$f":"AM3864*POWER(CF_cool,AP3864)","v":371.3608303424401},54,60,80,{"v":0.01715002428577212,"d":"0.02"},{"v":0.020945155114577188,"d":"0.02"},{"v":0.03618902146042757,"d":"0.04"},3.7,6,6.7,9,null,7708,null,{"v":0.8,"d":"80%"},null,null,0,11.8,13.7,21.85,null,1,1,1,252.8752549226894,279.11702665994966,371.3608303424401,null,0,0,0,1,1615,3238,442,63,0.681904401633284,0.6579686139337618,null,0.16320641939358696,0.08064538055291112,0.783779121140337,0.783779121140337,null,0]
["3702802115",{"$f":"'DBH-Upgrade'!$K$8-$CL3865","v":80},15,3,70,280,21,21.5,0,26,30,48.9,{"v":7116.8,"d":"7117"},{"$f":"IF($B3865>$F3865,0,IF($C3865>$G3865,0,ROUND((((($F3865-$B3865)/100)*IF('DBH-Upgrade'!$K$6='DBH-Upgrade'!$K$8,$BZ3879,($BE3865/(($F3865-18)/100))))+((($B3865-18)/100)*$CA3879))*$CE3879,0)))","v":5765},{"$f":"IF($B3865>$F3865,0,IF($C3865>$G3865,0,ROUND((((($F3865-$B3865)/100)*IF('DBH-Upgrade'!$K$6='DBH-Upgrade'!$K$8,$BZ3879,($BE3865/(($F3865-18)/100))))+((($B3865-18)/100)*$CA3879))*$CD3879,0)))","v":5894},{"$f":"IF($B3865>$F3865,0,IF($C3865>$G3865,0,ROUND(((($F3865-$B3865)/100)*IF('DBH-Upgrade'!$K$6='DBH-Upgrade'!$K$8,$BZ3879,($BE3865/(($F3865-18)/100))))+((($B3865-18)/100)*$CA3879),0)))","v":8759},{"v":1.5,"d":"1.500"},1.05,1.05,1.05,574,{"$f":"IF($B3865>$F3865,0,IF($C3865>$G3865,0,ROUND(((($F3865-$B3865)/100)*(IF('DBH-Upgrade'!$K$6='DBH-Upgrade'!$K$8,$BZ3879,($BE3865/(($F3865-18)/100))))*$CH3879)+((($B3865-18)/100)*$CA3879*$CE3879*$CG3879),0)))","v":829},{"$f":"IF($B3865>$F3865,0,IF($C3865>$G3865,0,ROUND(((($F3865-$B3865)/100)*(IF('DBH-Upgrade'!$K$6='DBH-Upgrade'!$K$8,$BZ3879,($BE3865/(($F3865-18)/100))))*$CH3879)+((($B3865-18)/100)*$CA3879*$CD3879*$CG3879),0)))","v":838},{"$f":"IF($B3865>$F3865,0,IF($C3865>$G3865,0,ROUND(((($F3865-$B3865)/100)*(IF('DBH-Upgrade'!$K$6='DBH-Upgrade'!$K$8,$BZ3879,($BE3865/(($F3865-18)/100))))*$CH3879)+((($B3865-18)/100)*$CA3879*$CG3879),0)))","v":1050},30,43,43,54,{"v":0.009178479653749528,"d":"0.01"},{"v":0.017947888968718018,"d":"0.02"},{"v":0.017947888968718018,"d":"0.02"},{"v":0.02746959325874424,"d":"0.03"},0.0001276,1.7219,4,0.000514201,{"$f":"IF($B3865>$F3865,0,IF($C3865>$G3865,0,ROUND((((($F3865-$B3865)/100)*IF('DBH-Upgrade'!$K$6='DBH-Upgrade'!$K$8,$CC3879,($BF3865/(($F3865-18)/100))))+((($B3865-18)/100)*$CB3879))*IF($E3865>50,IF($G3865=11,(1-(($E3865-50)*0.005)),IF($G3865=16,(1-(($E3865-50)*0.005)),IF($G3865=21,(1-(($E3865-50)*0.005)),1))),1)*$CE3879,0)))","v":400},{"$f":"IF($B3865>$F3865,0,IF($C3865>$G3865,0,ROUND((((($F3865-$B3865)/100)*IF('DBH-Upgrade'!$K$6='DBH-Upgrade'!$K$8,$CC3879,($BF3865/(($F3865-18)/100))))+((($B3865-18)/100)*$CB3879))*IF($E3865>50,IF($G3865=11,(1-(($E3865-50)*0.005)),IF($G3865=16,(1-(($E3865-50)*0.005)),IF($G3865=21,(1-(($E3865-50)*0.005)),1))),1)*$CD3879,0)))","v":408},{"$f":"IF($B3865>$F3865,0,IF($C3865>$G3865,0,ROUND((((($F3865-$B3865)/100)*IF('DBH-Upgrade'!$K$6='DBH-Upgrade'!$K$8,$CC3879,($BF3865/(($F3865-18)/100))))+((($B3865-18)/100)*$CB3879))*IF($E3865>50,IF($G3865=11,(1-(($E3865-50)*0.005)),IF($G3865=16,(1-(($E3865-50)*0.005)),IF($G3865=21,(1-(($E3865-50)*0.005)),1))),1),0)))","v":607},0.85,0.85,0.85,{"$f":"AK3865*POWER(CF_cool,AN3865)","v":325.84801310901213},{"$f":"AL3865*POWER(CF_cool,AO3865)","v":332.3649733711924},{"$f":"AM3865*POWER(CF_cool,AP3865)","v":494.4743598929259},70,71,106,{"v":0.04466474002364506,"d":"0.04"},{"v":0.04586909553654253,"d":"0.05"},{"v":0.09742751717757728,"d":"0.10"},7.5,6,6.7,9,null,8896,null,{"v":0.8,"d":"80%"},null,null,0,11.8,13.7,21.85,null,1,1,1,325.84801310901213,332.3649733711924,494.4743598929259,null,0,0,0,1,{"$f":"ROUND(IF($C3851=0,0,IF($C3851=10,IF($G3851=10,1127,IF($G3851=11,2263,\"UNDEFINED\")),IF($C3851=15,IF($G3851=10,\"NOT POSSIBLE\",IF($G3851=11,\"NOT POSSIBLE\",IF($G3851=15,1615,IF($G3851=16,3238,IF($G3851=20,2298,IF($G3851=21,2489)))))),\"ERROR\"))),0)","v":3238},4735,725,{"$f":"ROUND(IF($C3851=0,0,IF($C3851=10,IF($G3851=10,62,IF($G3851=11,50,\"UNDEFINED\")),IF($C3851=15,IF($G3851=10,\"NOT POSSIBLE\",IF($G3851=11,\"NOT POSSIBLE\",IF($G3851=15,63,IF($G3851=16,75,IF($G3851=20,78,IF($G3851=21,92)))))),\"ERROR\"))),0)","v":75},0.681904401633284,0.6579686139337618,null,0.15781864009190116,0.08064538055291112,0.7952052041594007,0.7952052041594007,null,0]
["3703001015",{"$f":"'DBH-Upgrade'!$K$8-$CL3866","v":40},15,3,70,300,10,11.5,0,26,30,48.9,{"v":3369.6,"d":"3370"},{"$f":"IF($B3866>$F3866,0,IF($C3866>$G3866,0,ROUND((((($F3866-$B3866)/100)*IF('DBH-Upgrade'!$K$6='DBH-Upgrade'!$K$8,$BZ3880,($BE3866/(($F3866-18)/100))))+((($B3866-18)/100)*$CA3880))*$CE3880,0)))","v":0},{"$f":"IF($B3866>$F3866,0,IF($C3866>$G3866,0,ROUND((((($F3866-$B3866)/100)*IF('DBH-Upgrade'!$K$6='DBH-Upgrade'!$K$8,$BZ3880,($BE3866/(($F3866-18)/100))))+((($B3866-18)/100)*$CA3880))*$CD3880,0)))","v":0},{"$f":"IF($B3866>$F3866,0,IF($C3866>$G3866,0,ROUND(((($F3866-$B3866)/100)*IF('DBH-Upgrade'!$K$6='DBH-Upgrade'!$K$8,$BZ3880,($BE3866/(($F3866-18)/100))))+((($B3866-18)/100)*$CA3880),0)))","v":0},{"v":1.5,"d":"1.500"},1.08,1.08,1.08,272,{"$f":"IF($B3866>$F3866,0,IF($C3866>$G3866,0,ROUND(((($F3866-$B3866)/100)*(IF('DBH-Upgrade'!$K$6='DBH-Upgrade'!$K$8,$BZ3880,($BE3866/(($F3866-18)/100))))*$CH3880)+((($B3866-18)/100)*$CA3880*$CE3880*$CG3880),0)))","v":0},{"$f":"IF($B3866>$F3866,0,IF($C3866>$G3866,0,ROUND(((($F3866-$B3866)/100)*(IF('DBH-Upgrade'!$K$6='DBH-Upgrade'!$K$8,$BZ3880,($BE3866/(($F3866-18)/100))))*$CH3880)+((($B3866-18)/100)*$CA3880*$CD3880*$CG3880),0)))","v":0},{"$f":"IF($B3866>$F3866,0,IF($C3866>$G3866,0,ROUND(((($F3866-$B3866)/100)*(IF('DBH-Upgrade'!$K$6='DBH-Upgrade'!$K$8,$BZ3880,($BE3866/(($F3866-18)/100))))*$CH3880)+((($B3866-18)/100)*$CA3880*$CG3880),0)))","v":0},14,0,0,0,{"v":2.8671689221875583E-3,"d":"0.00"},{"v":0,"d":"0.00"},{"v":0,"d":"0.00"},{"v":0,"d":"0.00"},3.969E-4,1.7346,2,0.000367347,{"$f":"IF($B3866>$F3866,0,IF($C3866>$G3866,0,ROUND((((($F3866-$B3866)/100)*IF('DBH-Upgrade'!$K$6='DBH-Upgrade'!$K$8,$CC3880,($BF3866/(($F3866-18)/100))))+((($B3866-18)/100)*$CB3880))*IF($E3866>50,IF($G3866=11,(1-(($E3866-50)*0.005)),IF($G3866=16,(1-(($E3866-50)*0.005)),IF($G3866=21,(1-(($E3866-50)*0.005)),1))),1)*$CE3880,0)))","v":0},{"$f":"IF($B3866>$F3866,0,IF($C3866>$G3866,0,ROUND((((($F3866-$B3866)/100)*IF('DBH-Upgrade'!$K$6='DBH-Upgrade'!$K$8,$CC3880,($BF3866/(($F3866-18)/100))))+((($B3866-18)/100)*$CB3880))*IF($E3866>50,IF($G3866=11,(1-(($E3866-50)*0.005)),IF($G3866=16,(1-(($E3866-50)*0.005)),IF($G3866=21,(1-(($E3866-50)*0.005)),1))),1)*$CD3880,0)))","v":0},{"$f":"IF($B3866>$F3866,0,IF($C3866>$G3866,0,ROUND((((($F3866-$B3866)/100)*IF('DBH-Upgrade'!$K$6='DBH-Upgrade'!$K$8,$CC3880,($BF3866/(($F3866-18)/100))))+((($B3866-18)/100)*$CB3880))*IF($E3866>50,IF($G3866=11,(1-(($E3866-50)*0.005)),IF($G3866=16,(1-(($E3866-50)*0.005)),IF($G3866=21,(1-(($E3866-50)*0.005)),1))),1),0)))","v":0},0.98,0.98,0.98,{"$f":"AK3866*POWER(CF_cool,AN3866)","v":0},{"$f":"AL3866*POWER(CF_cool,AO3866)","v":0},{"$f":"AM3866*POWER(CF_cool,AP3866)","v":0},0,0,0,{"v":0,"d":"0.00"},{"v":0,"d":"0.00"},{"v":0,"d":"0.00"},{"v":2,"d":"2.0"},6,6.7,9,null,3744,null,{"v":0.9,"d":"90%"},null,null,0,11.8,13.7,21.85,null,1,1,1,0,0,0,null,0,0,0,1,2298,4062,502,78,0.750275090099452,0.6848867351465859,null,0.16320641939358696,0.08064538055291112,0.7952052041594007,0.7952052041594007,null,40]
["3703001115",{"$f":"'DBH-Upgrade'!$K$8-$CL3867","v":40},15,3,70,300,11,11.5,0,26,30,48.9,{"v":3243.6000000000004,"d":"3244"},{"$f":"IF($B3867>$F3867,0,IF($C3867>$G3867,0,ROUND((((($F3867-$B3867)/100)*IF('DBH-Upgrade'!$K$6='DBH-Upgrade'!$K$8,$BZ3881,($BE3867/(($F3867-18)/100))))+((($B3867-18)/100)*$CA3881))*$CE3881,0)))","v":0},{"$f":"IF($B3867>$F3867,0,IF($C3867>$G3867,0,ROUND((((($F3867-$B3867)/100)*IF('DBH-Upgrade'!$K$6='DBH-Upgrade'!$K$8,$BZ3881,($BE3867/(($F3867-18)/100))))+((($B3867-18)/100)*$CA3881))*$CD3881,0)))","v":0},{"$f":"IF($B3867>$F3867,0,IF($C3867>$G3867,0,ROUND(((($F3867-$B3867)/100)*IF('DBH-Upgrade'!$K$6='DBH-Upgrade'!$K$8,$BZ3881,($BE3867/(($F3867-18)/100))))+((($B3867-18)/100)*$CA3881),0)))","v":0},{"v":1.5,"d":"1.500"},1.1,1.1,1.1,262,{"$f":"IF($B3867>$F3867,0,IF($C3867>$G3867,0,ROUND(((($F3867-$B3867)/100)*(IF('DBH-Upgrade'!$K$6='DBH-Upgrade'!$K$8,$BZ3881,($BE3867/(($F3867-18)/100))))*$CH3881)+((($B3867-18)/100)*$CA3881*$CE3881*$CG3881),0)))","v":0},{"$f":"IF($B3867>$F3867,0,IF($C3867>$G3867,0,ROUND(((($F3867-$B3867)/100)*(IF('DBH-Upgrade'!$K$6='DBH-Upgrade'!$K$8,$BZ3881,($BE3867/(($F3867-18)/100))))*$CH3881)+((($B3867-18)/100)*$CA3881*$CD3881*$CG3881),0)))","v":0},{"$f":"IF($B3867>$F3867,0,IF($C3867>$G3867,0,ROUND(((($F3867-$B3867)/100)*(IF('DBH-Upgrade'!$K$6='DBH-Upgrade'!$K$8,$BZ3881,($BE3867/(($F3867-18)/100))))*$CH3881)+((($B3867-18)/100)*$CA3881*$CG3881),0)))","v":0},14,0,0,0,{"v":0.005426229999575117,"d":"0.01"},{"v":0,"d":"0.00"},{"v":0,"d":"0.00"},{"v":0,"d":"0.00"},3.969E-4,1.7346,4,0.000574288,{"$f":"IF($B3867>$F3867,0,IF($C3867>$G3867,0,ROUND((((($F3867-$B3867)/100)*IF('DBH-Upgrade'!$K$6='DBH-Upgrade'!$K$8,$CC3881,($BF3867/(($F3867-18)/100))))+((($B3867-18)/100)*$CB3881))*IF($E3867>50,IF($G3867=11,(1-(($E3867-50)*0.005)),IF($G3867=16,(1-(($E3867-50)*0.005)),IF($G3867=21,(1-(($E3867-50)*0.005)),1))),1)*$CE3881,0)))","v":0},{"$f":"IF($B3867>$F3867,0,IF($C3867>$G3867,0,ROUND((((($F3867-$B3867)/100)*IF('DBH-Upgrade'!$K$6='DBH-Upgrade'!$K$8,$CC3881,($BF3867/(($F3867-18)/100))))+((($B3867-18)/100)*$CB3881))*IF($E3867>50,IF($G3867=11,(1-(($E3867-50)*0.005)),IF($G3867=16,(1-(($E3867-50)*0.005)),IF($G3867=21,(1-(($E3867-50)*0.005)),1))),1)*$CD3881,0)))","v":0},{"$f":"IF($B3867>$F3867,0,IF($C3867>$G3867,0,ROUND((((($F3867-$B3867)/100)*IF('DBH-Upgrade'!$K$6='DBH-Upgrade'!$K$8,$CC3881,($BF3867/(($F3867-18)/100))))+((($B3867-18)/100)*$CB3881))*IF($E3867>50,IF($G3867=11,(1-(($E3867-50)*0.005)),IF($G3867=16,(1-(($E3867-50)*0.005)),IF($G3867=21,(1-(($E3867-50)*0.005)),1))),1),0)))","v":0},0.95,0.95,0.95,{"$f":"AK3867*POWER(CF_cool,AN3867)","v":0},{"$f":"AL3867*POWER(CF_cool,AO3867)","v":0},{"$f":"AM3867*POWER(CF_cool,AP3867)","v":0},0,0,0,{"v":0,"d":"0.00"},{"v":0,"d":"0.00"},{"v":0,"d":"0.00"},{"v":4,"d":"4.0"},6,6.7,9,null,4770,null,{"v":0.68,"d":"68%"},null,null,0,11.8,13.7,21.85,null,1,1,1,0,0,0,null,0,0,0,1,2489,6098,791,92,0.681904401633284,0.6579686139337618,null,0.1716349180255756,0.08064538055291112,0.8146200327725304,0.8146200327725304,null,40]
["3703001515",{"$f":"'DBH-Upgrade'!$K$8-$CL3868","v":60},15,3,70,300,15,16.5,0,26,30,48.9,{"v":4732.8,"d":"4733"},{"$f":"IF($B3868>$F3868,0,IF($C3868>$G3868,0,ROUND((((($F3868-$B3868)/100)*IF('DBH-Upgrade'!$K$6='DBH-Upgrade'!$K$8,$BZ3882,($BE3868/(($F3868-18)/100))))+((($B3868-18)/100)*$CA3882))*$CE3882,0)))","v":3446},{"$f":"IF($B3868>$F3868,0,IF($C3868>$G3868,0,ROUND((((($F3868-$B3868)/100)*IF('DBH-Upgrade'!$K$6='DBH-Upgrade'!$K$8,$BZ3882,($BE3868/(($F3868-18)/100))))+((($B3868-18)/100)*$CA3882))*$CD3882,0)))","v":3523},{"$f":"IF($B3868>$F3868,0,IF($C3868>$G3868,0,ROUND(((($F3868-$B3868)/100)*IF('DBH-Upgrade'!$K$6='DBH-Upgrade'!$K$8,$BZ3882,($BE3868/(($F3868-18)/100))))+((($B3868-18)/100)*$CA3882),0)))","v":5236},{"v":1.5,"d":"1.500"},1.08,1.08,1.08,382,{"$f":"IF($B3868>$F3868,0,IF($C3868>$G3868,0,ROUND(((($F3868-$B3868)/100)*(IF('DBH-Upgrade'!$K$6='DBH-Upgrade'!$K$8,$BZ3882,($BE3868/(($F3868-18)/100))))*$CH3882)+((($B3868-18)/100)*$CA3882*$CE3882*$CG3882),0)))","v":459},{"$f":"IF($B3868>$F3868,0,IF($C3868>$G3868,0,ROUND(((($F3868-$B3868)/100)*(IF('DBH-Upgrade'!$K$6='DBH-Upgrade'!$K$8,$BZ3882,($BE3868/(($F3868-18)/100))))*$CH3882)+((($B3868-18)/100)*$CA3882*$CD3882*$CG3882),0)))","v":462},{"$f":"IF($B3868>$F3868,0,IF($C3868>$G3868,0,ROUND(((($F3868-$B3868)/100)*(IF('DBH-Upgrade'!$K$6='DBH-Upgrade'!$K$8,$BZ3882,($BE3868/(($F3868-18)/100))))*$CH3882)+((($B3868-18)/100)*$CA3882*$CG3882),0)))","v":535},20,24,24,28,{"v":3.8506002798779563E-3,"d":"0.00"},{"v":0.005400683526981442,"d":"0.01"},{"v":0.005400683526981442,"d":"0.01"},{"v":7.1925395647958554E-3,"d":"0.01"},0.0002083,1.724,2,0.000461829,{"$f":"IF($B3868>$F3868,0,IF($C3868>$G3868,0,ROUND((((($F3868-$B3868)/100)*IF('DBH-Upgrade'!$K$6='DBH-Upgrade'!$K$8,$CC3882,($BF3868/(($F3868-18)/100))))+((($B3868-18)/100)*$CB3882))*IF($E3868>50,IF($G3868=11,(1-(($E3868-50)*0.005)),IF($G3868=16,(1-(($E3868-50)*0.005)),IF($G3868=21,(1-(($E3868-50)*0.005)),1))),1)*$CE3882,0)))","v":222},{"$f":"IF($B3868>$F3868,0,IF($C3868>$G3868,0,ROUND((((($F3868-$B3868)/100)*IF('DBH-Upgrade'!$K$6='DBH-Upgrade'!$K$8,$CC3882,($BF3868/(($F3868-18)/100))))+((($B3868-18)/100)*$CB3882))*IF($E3868>50,IF($G3868=11,(1-(($E3868-50)*0.005)),IF($G3868=16,(1-(($E3868-50)*0.005)),IF($G3868=21,(1-(($E3868-50)*0.005)),1))),1)*$CD3882,0)))","v":227},{"$f":"IF($B3868>$F3868,0,IF($C3868>$G3868,0,ROUND((((($F3868-$B3868)/100)*IF('DBH-Upgrade'!$K$6='DBH-Upgrade'!$K$8,$CC3882,($BF3868/(($F3868-18)/100))))+((($B3868-18)/100)*$CB3882))*IF($E3868>50,IF($G3868=11,(1-(($E3868-50)*0.005)),IF($G3868=16,(1-(($E3868-50)*0.005)),IF($G3868=21,(1-(($E3868-50)*0.005)),1))),1),0)))","v":337},1.01,1.01,1.01,{"$f":"AK3868*POWER(CF_cool,AN3868)","v":173.9989648931548},{"$f":"AL3868*POWER(CF_cool,AO3868)","v":177.9178604988565},{"$f":"AM3868*POWER(CF_cool,AP3868)","v":264.13356382429356},37,38,57,{"v":0.012088269421850872,"d":"0.01"},{"v":0.012704941596717123,"d":"0.01"},{"v":0.027116442751749563,"d":"0.03"},{"v":3,"d":"3.0"},6,6.7,9,null,5916,null,{"v":0.8,"d":"80%"},null,null,0,11.8,13.7,21.85,null,1,1,1,173.9989648931548,177.9178604988565,264.13356382429356,null,0,0,0,1,{"$error":"#VALUE!"},0,0,{"$error":"#VALUE!"},0.75,0.68,null,0.16320641939358696,0.08064538055291112,0.7894714915956607,0.7894714915956607,null,20]
["3703001615",{"$f":"'DBH-Upgrade'!$K$8-$CL3869","v":60},15,3,70,300,16,16.5,0,26,30,48.9,{"v":4610.400000000001,"d":"4610"},{"$f":"IF($B3869>$F3869,0,IF($C3869>$G3869,0,ROUND((((($F3869-$B3869)/100)*IF('DBH-Upgrade'!$K$6='DBH-Upgrade'!$K$8,$BZ3883,($BE3869/(($F3869-18)/100))))+((($B3869-18)/100)*$CA3883))*$CE3883,0)))","v":6424},{"$f":"IF($B3869>$F3869,0,IF($C3869>$G3869,0,ROUND((((($F3869-$B3869)/100)*IF('DBH-Upgrade'!$K$6='DBH-Upgrade'!$K$8,$BZ3883,($BE3869/(($F3869-18)/100))))+((($B3869-18)/100)*$CA3883))*$CD3883,0)))","v":6568},{"$f":"IF($B3869>$F3869,0,IF($C3869>$G3869,0,ROUND(((($F3869-$B3869)/100)*IF('DBH-Upgrade'!$K$6='DBH-Upgrade'!$K$8,$BZ3883,($BE3869/(($F3869-18)/100))))+((($B3869-18)/100)*$CA3883),0)))","v":9760},{"v":1.5,"d":"1.500"},1.1,1.1,1.1,372,{"$f":"IF($B3869>$F3869,0,IF($C3869>$G3869,0,ROUND(((($F3869-$B3869)/100)*(IF('DBH-Upgrade'!$K$6='DBH-Upgrade'!$K$8,$BZ3883,($BE3869/(($F3869-18)/100))))*$CH3883)+((($B3869-18)/100)*$CA3883*$CE3883*$CG3883),0)))","v":833},{"$f":"IF($B3869>$F3869,0,IF($C3869>$G3869,0,ROUND(((($F3869-$B3869)/100)*(IF('DBH-Upgrade'!$K$6='DBH-Upgrade'!$K$8,$BZ3883,($BE3869/(($F3869-18)/100))))*$CH3883)+((($B3869-18)/100)*$CA3883*$CD3883*$CG3883),0)))","v":838},{"$f":"IF($B3869>$F3869,0,IF($C3869>$G3869,0,ROUND(((($F3869-$B3869)/100)*(IF('DBH-Upgrade'!$K$6='DBH-Upgrade'!$K$8,$BZ3883,($BE3869/(($F3869-18)/100))))*$CH3883)+((($B3869-18)/100)*$CA3883*$CG3883),0)))","v":941},19,43,43,49,{"v":0.008662555313863748,"d":"0.01"},{"v":0.0405075353523093,"d":"0.04"},{"v":0.0405075353523093,"d":"0.04"},{"v":0.05189853856165177,"d":"0.05"},0.0002083,1.724,4,1.392796E-3,{"$f":"IF($B3869>$F3869,0,IF($C3869>$G3869,0,ROUND((((($F3869-$B3869)/100)*IF('DBH-Upgrade'!$K$6='DBH-Upgrade'!$K$8,$CC3883,($BF3869/(($F3869-18)/100))))+((($B3869-18)/100)*$CB3883))*IF($E3869>50,IF($G3869=11,(1-(($E3869-50)*0.005)),IF($G3869=16,(1-(($E3869-50)*0.005)),IF($G3869=21,(1-(($E3869-50)*0.005)),1))),1)*$CE3883,0)))","v":287},{"$f":"IF($B3869>$F3869,0,IF($C3869>$G3869,0,ROUND((((($F3869-$B3869)/100)*IF('DBH-Upgrade'!$K$6='DBH-Upgrade'!$K$8,$CC3883,($BF3869/(($F3869-18)/100))))+((($B3869-18)/100)*$CB3883))*IF($E3869>50,IF($G3869=11,(1-(($E3869-50)*0.005)),IF($G3869=16,(1-(($E3869-50)*0.005)),IF($G3869=21,(1-(($E3869-50)*0.005)),1))),1)*$CD3883,0)))","v":293},{"$f":"IF($B3869>$F3869,0,IF($C3869>$G3869,0,ROUND((((($F3869-$B3869)/100)*IF('DBH-Upgrade'!$K$6='DBH-Upgrade'!$K$8,$CC3883,($BF3869/(($F3869-18)/100))))+((($B3869-18)/100)*$CB3883))*IF($E3869>50,IF($G3869=11,(1-(($E3869-50)*0.005)),IF($G3869=16,(1-(($E3869-50)*0.005)),IF($G3869=21,(1-(($E3869-50)*0.005)),1))),1),0)))","v":436},0.95,0.95,0.95,{"$f":"AK3869*POWER(CF_cool,AN3869)","v":228.223893593748},{"$f":"AL3869*POWER(CF_cool,AO3869)","v":232.9951248187044},{"$f":"AM3869*POWER(CF_cool,AP3869)","v":346.7094690134987},49,50,75,{"v":0.05189853856165177,"d":"0.05"},{"v":0.053927725894107346,"d":"0.05"},{"v":0.11661969850033325,"d":"0.12"},{"v":6,"d":"6.0"},6,6.7,9,null,6780,null,{"v":0.68,"d":"68%"},null,null,0,11.8,13.7,21.85,null,1,1,1,228.223893593748,232.9951248187044,346.7094690134987,null,0,0,0,1,{"$error":"#VALUE!"},0,0,{"$error":"#VALUE!"},0.75,0.68,null,0.15781864009190116,0.08064538055291112,0.7952052041594007,0.7952052041594007,null,20]
["3703002015",{"$f":"'DBH-Upgrade'!$K$8-$CL3870","v":60},15,3,70,300,20,21.5,0,26,30,48.9,{"v":6607.200000000001,"d":"6607"},{"$f":"IF($B3870>$F3870,0,IF($C3870>$G3870,0,ROUND((((($F3870-$B3870)/100)*IF('DBH-Upgrade'!$K$6='DBH-Upgrade'!$K$8,$BZ3884,($BE3870/(($F3870-18)/100))))+((($B3870-18)/100)*$CA3884))*$CE3884,0)))","v":4910},{"$f":"IF($B3870>$F3870,0,IF($C3870>$G3870,0,ROUND((((($F3870-$B3870)/100)*IF('DBH-Upgrade'!$K$6='DBH-Upgrade'!$K$8,$BZ3884,($BE3870/(($F3870-18)/100))))+((($B3870-18)/100)*$CA3884))*$CD3884,0)))","v":5422},{"$f":"IF($B3870>$F3870,0,IF($C3870>$G3870,0,ROUND(((($F3870-$B3870)/100)*IF('DBH-Upgrade'!$K$6='DBH-Upgrade'!$K$8,$BZ3884,($BE3870/(($F3870-18)/100))))+((($B3870-18)/100)*$CA3884),0)))","v":7221},{"v":1.5,"d":"1.500"},1.08,1.08,1.08,533,{"$f":"IF($B3870>$F3870,0,IF($C3870>$G3870,0,ROUND(((($F3870-$B3870)/100)*(IF('DBH-Upgrade'!$K$6='DBH-Upgrade'!$K$8,$BZ3884,($BE3870/(($F3870-18)/100))))*$CH3884)+((($B3870-18)/100)*$CA3884*$CE3884*$CG3884),0)))","v":634},{"$f":"IF($B3870>$F3870,0,IF($C3870>$G3870,0,ROUND(((($F3870-$B3870)/100)*(IF('DBH-Upgrade'!$K$6='DBH-Upgrade'!$K$8,$BZ3884,($BE3870/(($F3870-18)/100))))*$CH3884)+((($B3870-18)/100)*$CA3884*$CD3884*$CG3884),0)))","v":654},{"$f":"IF($B3870>$F3870,0,IF($C3870>$G3870,0,ROUND(((($F3870-$B3870)/100)*(IF('DBH-Upgrade'!$K$6='DBH-Upgrade'!$K$8,$BZ3884,($BE3870/(($F3870-18)/100))))*$CH3884)+((($B3870-18)/100)*$CA3884*$CG3884),0)))","v":723},28,33,34,37,{"v":0.005110376870768302,"d":"0.01"},{"v":0.006960938933354317,"d":"0.01"},{"v":0.007363388758921643,"d":"0.01"},{"v":0.008634902256143004,"d":"0.01"},0.0001276,1.7219,2,3.76611E-4,{"$f":"IF($B3870>$F3870,0,IF($C3870>$G3870,0,ROUND((((($F3870-$B3870)/100)*IF('DBH-Upgrade'!$K$6='DBH-Upgrade'!$K$8,$CC3884,($BF3870/(($F3870-18)/100))))+((($B3870-18)/100)*$CB3884))*IF($E3870>50,IF($G3870=11,(1-(($E3870-50)*0.005)),IF($G3870=16,(1-(($E3870-50)*0.005)),IF($G3870=21,(1-(($E3870-50)*0.005)),1))),1)*$CE3884,0)))","v":271},{"$f":"IF($B3870>$F3870,0,IF($C3870>$G3870,0,ROUND((((($F3870-$B3870)/100)*IF('DBH-Upgrade'!$K$6='DBH-Upgrade'!$K$8,$CC3884,($BF3870/(($F3870-18)/100))))+((($B3870-18)/100)*$CB3884))*IF($E3870>50,IF($G3870=11,(1-(($E3870-50)*0.005)),IF($G3870=16,(1-(($E3870-50)*0.005)),IF($G3870=21,(1-(($E3870-50)*0.005)),1))),1)*$CD3884,0)))","v":299},{"$f":"IF($B3870>$F3870,0,IF($C3870>$G3870,0,ROUND((((($F3870-$B3870)/100)*IF('DBH-Upgrade'!$K$6='DBH-Upgrade'!$K$8,$CC3884,($BF3870/(($F3870-18)/100))))+((($B3870-18)/100)*$CB3884))*IF($E3870>50,IF($G3870=11,(1-(($E3870-50)*0.005)),IF($G3870=16,(1-(($E3870-50)*0.005)),IF($G3870=21,(1-(($E3870-50)*0.005)),1))),1),0)))","v":398},0.95,0.95,0.95,{"$f":"AK3870*POWER(CF_cool,AN3870)","v":215.5006103271976},{"$f":"AL3870*POWER(CF_cool,AO3870)","v":237.7663560436608},{"$f":"AM3870*POWER(CF_cool,AP3870)","v":316.4916712554415},46,51,68,{"v":0.013021265990141228,"d":"0.01"},{"v":0.015824605470135374,"d":"0.02"},{"v":0.027281759651992487,"d":"0.03"},{"v":4,"d":"4.0"},6,6.7,9,null,8259,null,{"v":0.8,"d":"80%"},null,null,0,11.8,13.7,21.85,null,1,1,1,215.5006103271976,237.7663560436608,316.4916712554415,null,0,0,0,1,1615,3238,442,63,0.681904493845304,0.6579686139337618,null,0.16320641939358696,0.08064538055291112,0.783779121140337,0.783779121140337,null,20]
["3703002115",{"$f":"'DBH-Upgrade'!$K$8-$CL3871","v":60},15,3,70,300,21,21.5,0,26,30,48.9,{"v":7624.8,"d":"7625"},{"$f":"IF($B3871>$F3871,0,IF($C3871>$G3871,0,ROUND((((($F3871-$B3871)/100)*IF('DBH-Upgrade'!$K$6='DBH-Upgrade'!$K$8,$BZ3885,($BE3871/(($F3871-18)/100))))+((($B3871-18)/100)*$CA3885))*$CE3885,0)))","v":5618},{"$f":"IF($B3871>$F3871,0,IF($C3871>$G3871,0,ROUND((((($F3871-$B3871)/100)*IF('DBH-Upgrade'!$K$6='DBH-Upgrade'!$K$8,$BZ3885,($BE3871/(($F3871-18)/100))))+((($B3871-18)/100)*$CA3885))*$CD3885,0)))","v":5743},{"$f":"IF($B3871>$F3871,0,IF($C3871>$G3871,0,ROUND(((($F3871-$B3871)/100)*IF('DBH-Upgrade'!$K$6='DBH-Upgrade'!$K$8,$BZ3885,($BE3871/(($F3871-18)/100))))+((($B3871-18)/100)*$CA3885),0)))","v":8535},{"v":1.5,"d":"1.500"},1.05,1.05,1.05,615,{"$f":"IF($B3871>$F3871,0,IF($C3871>$G3871,0,ROUND(((($F3871-$B3871)/100)*(IF('DBH-Upgrade'!$K$6='DBH-Upgrade'!$K$8,$BZ3885,($BE3871/(($F3871-18)/100))))*$CH3885)+((($B3871-18)/100)*$CA3885*$CE3885*$CG3885),0)))","v":771},{"$f":"IF($B3871>$F3871,0,IF($C3871>$G3871,0,ROUND(((($F3871-$B3871)/100)*(IF('DBH-Upgrade'!$K$6='DBH-Upgrade'!$K$8,$BZ3885,($BE3871/(($F3871-18)/100))))*$CH3885)+((($B3871-18)/100)*$CA3885*$CD3885*$CG3885),0)))","v":778},{"$f":"IF($B3871>$F3871,0,IF($C3871>$G3871,0,ROUND(((($F3871-$B3871)/100)*(IF('DBH-Upgrade'!$K$6='DBH-Upgrade'!$K$8,$BZ3885,($BE3871/(($F3871-18)/100))))*$CH3885)+((($B3871-18)/100)*$CA3885*$CG3885),0)))","v":921},32,40,40,48,{"v":0.010739833554068448,"d":"0.01"},{"v":0.016256409124964805,"d":"0.02"},{"v":0.016256409124964805,"d":"0.02"},{"v":0.022825891617185665,"d":"0.02"},0.0001276,1.7219,4,0.000514201,{"$f":"IF($B3871>$F3871,0,IF($C3871>$G3871,0,ROUND((((($F3871-$B3871)/100)*IF('DBH-Upgrade'!$K$6='DBH-Upgrade'!$K$8,$CC3885,($BF3871/(($F3871-18)/100))))+((($B3871-18)/100)*$CB3885))*IF($E3871>50,IF($G3871=11,(1-(($E3871-50)*0.005)),IF($G3871=16,(1-(($E3871-50)*0.005)),IF($G3871=21,(1-(($E3871-50)*0.005)),1))),1)*$CE3885,0)))","v":328},{"$f":"IF($B3871>$F3871,0,IF($C3871>$G3871,0,ROUND((((($F3871-$B3871)/100)*IF('DBH-Upgrade'!$K$6='DBH-Upgrade'!$K$8,$CC3885,($BF3871/(($F3871-18)/100))))+((($B3871-18)/100)*$CB3885))*IF($E3871>50,IF($G3871=11,(1-(($E3871-50)*0.005)),IF($G3871=16,(1-(($E3871-50)*0.005)),IF($G3871=21,(1-(($E3871-50)*0.005)),1))),1)*$CD3885,0)))","v":335},{"$f":"IF($B3871>$F3871,0,IF($C3871>$G3871,0,ROUND((((($F3871-$B3871)/100)*IF('DBH-Upgrade'!$K$6='DBH-Upgrade'!$K$8,$CC3885,($BF3871/(($F3871-18)/100))))+((($B3871-18)/100)*$CB3885))*IF($E3871>50,IF($G3871=11,(1-(($E3871-50)*0.005)),IF($G3871=16,(1-(($E3871-50)*0.005)),IF($G3871=21,(1-(($E3871-50)*0.005)),1))),1),0)))","v":498},0.85,0.85,0.85,{"$f":"AK3871*POWER(CF_cool,AN3871)","v":267.19537074938995},{"$f":"AL3871*POWER(CF_cool,AO3871)","v":272.89771097879765},{"$f":"AM3871*POWER(CF_cool,AP3871)","v":405.6807763207201},57,59,87,{"v":0.03144998908505902,"d":"0.03"},{"v":0.03354153578114408,"d":"0.03"},{"v":0.0693701215642732,"d":"0.07"},{"v":8,"d":"8.0"},6,6.7,9,null,{"$f":"$BE1239","v":9531},null,{"v":0.8,"d":"80%"},null,null,0,11.8,13.7,21.85,null,1,1,1,267.19537074938995,272.89771097879765,405.6807763207201,null,0,0,0,1,3238,4735,725,75,0.681904493845304,0.6579686139337618,null,0.15781864009190116,0.08064538055291112,0.7952052041594007,0.7952052041594007,null,20]
["390601015",{"$f":"'DBH-Upgrade'!$K$8-$CL3872","v":80},15,3,90,60,10,11.5,0,26,30,41.1,{"v":738.9,"d":"739"},{"$f":"IF($B3872>$F3872,0,IF($C3872>$G3872,0,ROUND((((($F3872-$B3872)/100)*IF('DBH-Upgrade'!$K$6='DBH-Upgrade'!$K$8,$BZ3886,($BE3872/(($F3872-18)/100))))+((($B3872-18)/100)*$CA3886))*$CE3886,0)))","v":0},{"$f":"IF($B3872>$F3872,0,IF($C3872>$G3872,0,ROUND((((($F3872-$B3872)/100)*IF('DBH-Upgrade'!$K$6='DBH-Upgrade'!$K$8,$BZ3886,($BE3872/(($F3872-18)/100))))+((($B3872-18)/100)*$CA3886))*$CD3886,0)))","v":0},{"$f":"IF($B3872>$F3872,0,IF($C3872>$G3872,0,ROUND(((($F3872-$B3872)/100)*IF('DBH-Upgrade'!$K$6='DBH-Upgrade'!$K$8,$BZ3886,($BE3872/(($F3872-18)/100))))+((($B3872-18)/100)*$CA3886),0)))","v":0},{"v":1.5,"d":"1.500"},1.08,1.08,1.08,60,{"$f":"IF($B3872>$F3872,0,IF($C3872>$G3872,0,ROUND(((($F3872-$B3872)/100)*(IF('DBH-Upgrade'!$K$6='DBH-Upgrade'!$K$8,$BZ3886,($BE3872/(($F3872-18)/100))))*$CH3886)+((($B3872-18)/100)*$CA3886*$CE3886*$CG3886),0)))","v":0},{"$f":"IF($B3872>$F3872,0,IF($C3872>$G3872,0,ROUND(((($F3872-$B3872)/100)*(IF('DBH-Upgrade'!$K$6='DBH-Upgrade'!$K$8,$BZ3886,($BE3872/(($F3872-18)/100))))*$CH3886)+((($B3872-18)/100)*$CA3886*$CD3886*$CG3886),0)))","v":0},{"$f":"IF($B3872>$F3872,0,IF($C3872>$G3872,0,ROUND(((($F3872-$B3872)/100)*(IF('DBH-Upgrade'!$K$6='DBH-Upgrade'!$K$8,$BZ3886,($BE3872/(($F3872-18)/100))))*$CH3886)+((($B3872-18)/100)*$CA3886*$CG3886),0)))","v":0},3,0,0,0,{"v":5.625155179266475E-5,"d":"0.00"},{"v":0,"d":"0.00"},{"v":0,"d":"0.00"},{"v":0,"d":"0.00"},3.969E-4,1.7346,2,0.000367347,{"$f":"IF($B3872>$F3872,0,IF($C3872>$G3872,0,ROUND((((($F3872-$B3872)/100)*IF('DBH-Upgrade'!$K$6='DBH-Upgrade'!$K$8,$CC3886,($BF3872/(($F3872-18)/100))))+((($B3872-18)/100)*$CB3886))*IF($E3872>50,IF($G3872=11,(1-(($E3872-50)*0.005)),IF($G3872=16,(1-(($E3872-50)*0.005)),IF($G3872=21,(1-(($E3872-50)*0.005)),1))),1)*$CE3886,0)))","v":0},{"$f":"IF($B3872>$F3872,0,IF($C3872>$G3872,0,ROUND((((($F3872-$B3872)/100)*IF('DBH-Upgrade'!$K$6='DBH-Upgrade'!$K$8,$CC3886,($BF3872/(($F3872-18)/100))))+((($B3872-18)/100)*$CB3886))*IF($E3872>50,IF($G3872=11,(1-(($E3872-50)*0.005)),IF($G3872=16,(1-(($E3872-50)*0.005)),IF($G3872=21,(1-(($E3872-50)*0.005)),1))),1)*$CD3886,0)))","v":0},{"$f":"IF($B3872>$F3872,0,IF($C3872>$G3872,0,ROUND((((($F3872-$B3872)/100)*IF('DBH-Upgrade'!$K$6='DBH-Upgrade'!$K$8,$CC3886,($BF3872/(($F3872-18)/100))))+((($B3872-18)/100)*$CB3886))*IF($E3872>50,IF($G3872=11,(1-(($E3872-50)*0.005)),IF($G3872=16,(1-(($E3872-50)*0.005)),IF($G3872=21,(1-(($E3872-50)*0.005)),1))),1),0)))","v":0},0.98,0.98,0.98,{"$f":"AK3872*POWER(CF_cool,AN3872)","v":0},{"$f":"AL3872*POWER(CF_cool,AO3872)","v":0},{"$f":"AM3872*POWER(CF_cool,AP3872)","v":0},0,0,0,{"v":0,"d":"0.00"},{"v":0,"d":"0.00"},{"v":0,"d":"0.00"},0.4,"DBH-unit is te lang!","DBH-unit is te lang!","DBH-unit is te lang!",null,{"$f":"$BE1242","v":821},null,{"v":0.9,"d":"90%"},null,null,0,"DBH-unit is te lang!","DBH-unit is te lang!","DBH-unit is te lang!",null,1,1,1,0,0,0,null,0,0,0,1,2298,4062,502,78,0.75,0.68,null,0.16320641939358696,0.08064538055291112,0.7952052041594007,0.7952052041594007,null,0]
["390601115",{"$f":"'DBH-Upgrade'!$K$8-$CL3873","v":80},15,3,90,60,11,11.5,0,26,30,41.1,{"v":717.4000000000001,"d":"717"},{"$f":"IF($B3873>$F3873,0,IF($C3873>$G3873,0,ROUND((((($F3873-$B3873)/100)*IF('DBH-Upgrade'!$K$6='DBH-Upgrade'!$K$8,$BZ3887,($BE3873/(($F3873-18)/100))))+((($B3873-18)/100)*$CA3887))*$CE3887,0)))","v":0},{"$f":"IF($B3873>$F3873,0,IF($C3873>$G3873,0,ROUND((((($F3873-$B3873)/100)*IF('DBH-Upgrade'!$K$6='DBH-Upgrade'!$K$8,$BZ3887,($BE3873/(($F3873-18)/100))))+((($B3873-18)/100)*$CA3887))*$CD3887,0)))","v":0},{"$f":"IF($B3873>$F3873,0,IF($C3873>$G3873,0,ROUND(((($F3873-$B3873)/100)*IF('DBH-Upgrade'!$K$6='DBH-Upgrade'!$K$8,$BZ3887,($BE3873/(($F3873-18)/100))))+((($B3873-18)/100)*$CA3887),0)))","v":0},{"v":1.5,"d":"1.500"},1.1,1.1,1.1,58,{"$f":"IF($B3873>$F3873,0,IF($C3873>$G3873,0,ROUND(((($F3873-$B3873)/100)*(IF('DBH-Upgrade'!$K$6='DBH-Upgrade'!$K$8,$BZ3887,($BE3873/(($F3873-18)/100))))*$CH3887)+((($B3873-18)/100)*$CA3887*$CE3887*$CG3887),0)))","v":0},{"$f":"IF($B3873>$F3873,0,IF($C3873>$G3873,0,ROUND(((($F3873-$B3873)/100)*(IF('DBH-Upgrade'!$K$6='DBH-Upgrade'!$K$8,$BZ3887,($BE3873/(($F3873-18)/100))))*$CH3887)+((($B3873-18)/100)*$CA3887*$CD3887*$CG3887),0)))","v":0},{"$f":"IF($B3873>$F3873,0,IF($C3873>$G3873,0,ROUND(((($F3873-$B3873)/100)*(IF('DBH-Upgrade'!$K$6='DBH-Upgrade'!$K$8,$BZ3887,($BE3873/(($F3873-18)/100))))*$CH3887)+((($B3873-18)/100)*$CA3887*$CG3887),0)))","v":0},3,0,0,0,{"v":9.83552943853295e-05,"d":"0.00"},{"v":0,"d":"0.00"},{"v":0,"d":"0.00"},{"v":0,"d":"0.00"},3.969E-4,1.7346,4,0.000574288,{"$f":"IF($B3873>$F3873,0,IF($C3873>$G3873,0,ROUND((((($F3873-$B3873)/100)*IF('DBH-Upgrade'!$K$6='DBH-Upgrade'!$K$8,$CC3887,($BF3873/(($F3873-18)/100))))+((($B3873-18)/100)*$CB3887))*IF($E3873>50,IF($G3873=11,(1-(($E3873-50)*0.005)),IF($G3873=16,(1-(($E3873-50)*0.005)),IF($G3873=21,(1-(($E3873-50)*0.005)),1))),1)*$CE3887,0)))","v":0},{"$f":"IF($B3873>$F3873,0,IF($C3873>$G3873,0,ROUND((((($F3873-$B3873)/100)*IF('DBH-Upgrade'!$K$6='DBH-Upgrade'!$K$8,$CC3887,($BF3873/(($F3873-18)/100))))+((($B3873-18)/100)*$CB3887))*IF($E3873>50,IF($G3873=11,(1-(($E3873-50)*0.005)),IF($G3873=16,(1-(($E3873-50)*0.005)),IF($G3873=21,(1-(($E3873-50)*0.005)),1))),1)*$CD3887,0)))","v":0},{"$f":"IF($B3873>$F3873,0,IF($C3873>$G3873,0,ROUND((((($F3873-$B3873)/100)*IF('DBH-Upgrade'!$K$6='DBH-Upgrade'!$K$8,$CC3887,($BF3873/(($F3873-18)/100))))+((($B3873-18)/100)*$CB3887))*IF($E3873>50,IF($G3873=11,(1-(($E3873-50)*0.005)),IF($G3873=16,(1-(($E3873-50)*0.005)),IF($G3873=21,(1-(($E3873-50)*0.005)),1))),1),0)))","v":0},0.95,0.95,0.95,{"$f":"AK3873*POWER(CF_cool,AN3873)","v":0},{"$f":"AL3873*POWER(CF_cool,AO3873)","v":0},{"$f":"AM3873*POWER(CF_cool,AP3873)","v":0},0,0,0,{"v":0,"d":"0.00"},{"v":0,"d":"0.00"},{"v":0,"d":"0.00"},0.8,"DBH-unit is te lang!","DBH-unit is te lang!","DBH-unit is te lang!",null,1055,null,{"v":0.68,"d":"68%"},null,null,0,"DBH-unit is te lang!","DBH-unit is te lang!","DBH-unit is te lang!",null,1,1,1,0,0,0,null,0,0,0,1,2489,6098,791,92,0.681904493845304,0.6579686139337618,null,0.1716349180255756,0.08064538055291112,0.8146200327725304,0.8146200327725304,null,0]
["390601515",{"$f":"'DBH-Upgrade'!$K$8-$CL3874","v":80},15,3,90,60,15,16.5,0,26,30,41.1,{"v":1017.6,"d":"1018"},{"$f":"IF($B3874>$F3874,0,IF($C3874>$G3874,0,ROUND((((($F3874-$B3874)/100)*IF('DBH-Upgrade'!$K$6='DBH-Upgrade'!$K$8,$BZ3888,($BE3874/(($F3874-18)/100))))+((($B3874-18)/100)*$CA3888))*$CE3888,0)))","v":0},{"$f":"IF($B3874>$F3874,0,IF($C3874>$G3874,0,ROUND((((($F3874-$B3874)/100)*IF('DBH-Upgrade'!$K$6='DBH-Upgrade'!$K$8,$BZ3888,($BE3874/(($F3874-18)/100))))+((($B3874-18)/100)*$CA3888))*$CD3888,0)))","v":0},{"$f":"IF($B3874>$F3874,0,IF($C3874>$G3874,0,ROUND(((($F3874-$B3874)/100)*IF('DBH-Upgrade'!$K$6='DBH-Upgrade'!$K$8,$BZ3888,($BE3874/(($F3874-18)/100))))+((($B3874-18)/100)*$CA3888),0)))","v":0},{"v":1.5,"d":"1.500"},1.08,1.08,1.08,82,{"$f":"IF($B3874>$F3874,0,IF($C3874>$G3874,0,ROUND(((($F3874-$B3874)/100)*(IF('DBH-Upgrade'!$K$6='DBH-Upgrade'!$K$8,$BZ3888,($BE3874/(($F3874-18)/100))))*$CH3888)+((($B3874-18)/100)*$CA3888*$CE3888*$CG3888),0)))","v":0},{"$f":"IF($B3874>$F3874,0,IF($C3874>$G3874,0,ROUND(((($F3874-$B3874)/100)*(IF('DBH-Upgrade'!$K$6='DBH-Upgrade'!$K$8,$BZ3888,($BE3874/(($F3874-18)/100))))*$CH3888)+((($B3874-18)/100)*$CA3888*$CD3888*$CG3888),0)))","v":0},{"$f":"IF($B3874>$F3874,0,IF($C3874>$G3874,0,ROUND(((($F3874-$B3874)/100)*(IF('DBH-Upgrade'!$K$6='DBH-Upgrade'!$K$8,$BZ3888,($BE3874/(($F3874-18)/100))))*$CH3888)+((($B3874-18)/100)*$CA3888*$CG3888),0)))","v":0},4,0,0,0,{"v":9.2731882092979121E-5,"d":"0.00"},{"v":0,"d":"0.00"},{"v":0,"d":"0.00"},{"v":0,"d":"0.00"},0.0002083,1.724,2,0.000461829,{"$f":"IF($B3874>$F3874,0,IF($C3874>$G3874,0,ROUND((((($F3874-$B3874)/100)*IF('DBH-Upgrade'!$K$6='DBH-Upgrade'!$K$8,$CC3888,($BF3874/(($F3874-18)/100))))+((($B3874-18)/100)*$CB3888))*IF($E3874>50,IF($G3874=11,(1-(($E3874-50)*0.005)),IF($G3874=16,(1-(($E3874-50)*0.005)),IF($G3874=21,(1-(($E3874-50)*0.005)),1))),1)*$CE3888,0)))","v":0},{"$f":"IF($B3874>$F3874,0,IF($C3874>$G3874,0,ROUND((((($F3874-$B3874)/100)*IF('DBH-Upgrade'!$K$6='DBH-Upgrade'!$K$8,$CC3888,($BF3874/(($F3874-18)/100))))+((($B3874-18)/100)*$CB3888))*IF($E3874>50,IF($G3874=11,(1-(($E3874-50)*0.005)),IF($G3874=16,(1-(($E3874-50)*0.005)),IF($G3874=21,(1-(($E3874-50)*0.005)),1))),1)*$CD3888,0)))","v":0},{"$f":"IF($B3874>$F3874,0,IF($C3874>$G3874,0,ROUND((((($F3874-$B3874)/100)*IF('DBH-Upgrade'!$K$6='DBH-Upgrade'!$K$8,$CC3888,($BF3874/(($F3874-18)/100))))+((($B3874-18)/100)*$CB3888))*IF($E3874>50,IF($G3874=11,(1-(($E3874-50)*0.005)),IF($G3874=16,(1-(($E3874-50)*0.005)),IF($G3874=21,(1-(($E3874-50)*0.005)),1))),1),0)))","v":0},1.01,1.01,1.01,{"$f":"AK3874*POWER(CF_cool,AN3874)","v":0},{"$f":"AL3874*POWER(CF_cool,AO3874)","v":0},{"$f":"AM3874*POWER(CF_cool,AP3874)","v":0},0,0,0,{"v":0,"d":"0.00"},{"v":0,"d":"0.00"},{"v":0,"d":"0.00"},0.6,"DBH-unit is te lang!","DBH-unit is te lang!","DBH-unit is te lang!",null,1272,null,{"v":0.8,"d":"80%"},null,null,0,"DBH-unit is te lang!","DBH-unit is te lang!","DBH-unit is te lang!",null,1,1,1,0,0,0,null,0,0,0,1,{"$error":"#VALUE!"},0,0,{"$error":"#VALUE!"},0.7507794609544182,0.68,null,0.16320641939358696,0.08064538055291112,0.7894714915956607,0.7894714915956607,null,0]
["390601615",{"$f":"'DBH-Upgrade'!$K$8-$CL3875","v":80},15,3,90,60,16,16.5,0,26,30,41.1,{"v":1059.44,"d":"1059"},{"$f":"IF($B3875>$F3875,0,IF($C3875>$G3875,0,ROUND((((($F3875-$B3875)/100)*IF('DBH-Upgrade'!$K$6='DBH-Upgrade'!$K$8,$BZ3889,($BE3875/(($F3875-18)/100))))+((($B3875-18)/100)*$CA3889))*$CE3889,0)))","v":0},{"$f":"IF($B3875>$F3875,0,IF($C3875>$G3875,0,ROUND((((($F3875-$B3875)/100)*IF('DBH-Upgrade'!$K$6='DBH-Upgrade'!$K$8,$BZ3889,($BE3875/(($F3875-18)/100))))+((($B3875-18)/100)*$CA3889))*$CD3889,0)))","v":0},{"$f":"IF($B3875>$F3875,0,IF($C3875>$G3875,0,ROUND(((($F3875-$B3875)/100)*IF('DBH-Upgrade'!$K$6='DBH-Upgrade'!$K$8,$BZ3889,($BE3875/(($F3875-18)/100))))+((($B3875-18)/100)*$CA3889),0)))","v":0},{"v":1.5,"d":"1.500"},1.1,1.1,1.1,85,{"$f":"IF($B3875>$F3875,0,IF($C3875>$G3875,0,ROUND(((($F3875-$B3875)/100)*(IF('DBH-Upgrade'!$K$6='DBH-Upgrade'!$K$8,$BZ3889,($BE3875/(($F3875-18)/100))))*$CH3889)+((($B3875-18)/100)*$CA3889*$CE3889*$CG3889),0)))","v":0},{"$f":"IF($B3875>$F3875,0,IF($C3875>$G3875,0,ROUND(((($F3875-$B3875)/100)*(IF('DBH-Upgrade'!$K$6='DBH-Upgrade'!$K$8,$BZ3889,($BE3875/(($F3875-18)/100))))*$CH3889)+((($B3875-18)/100)*$CA3889*$CD3889*$CG3889),0)))","v":0},{"$f":"IF($B3875>$F3875,0,IF($C3875>$G3875,0,ROUND(((($F3875-$B3875)/100)*(IF('DBH-Upgrade'!$K$6='DBH-Upgrade'!$K$8,$BZ3889,($BE3875/(($F3875-18)/100))))*$CH3889)+((($B3875-18)/100)*$CA3889*$CG3889),0)))","v":0},4,0,0,0,{"v":2.5902460258595824E-4,"d":"0.00"},{"v":0,"d":"0.00"},{"v":0,"d":"0.00"},{"v":0,"d":"0.00"},0.0002083,1.724,4,1.392796E-3,{"$f":"IF($B3875>$F3875,0,IF($C3875>$G3875,0,ROUND((((($F3875-$B3875)/100)*IF('DBH-Upgrade'!$K$6='DBH-Upgrade'!$K$8,$CC3889,($BF3875/(($F3875-18)/100))))+((($B3875-18)/100)*$CB3889))*IF($E3875>50,IF($G3875=11,(1-(($E3875-50)*0.005)),IF($G3875=16,(1-(($E3875-50)*0.005)),IF($G3875=21,(1-(($E3875-50)*0.005)),1))),1)*$CE3889,0)))","v":0},{"$f":"IF($B3875>$F3875,0,IF($C3875>$G3875,0,ROUND((((($F3875-$B3875)/100)*IF('DBH-Upgrade'!$K$6='DBH-Upgrade'!$K$8,$CC3889,($BF3875/(($F3875-18)/100))))+((($B3875-18)/100)*$CB3889))*IF($E3875>50,IF($G3875=11,(1-(($E3875-50)*0.005)),IF($G3875=16,(1-(($E3875-50)*0.005)),IF($G3875=21,(1-(($E3875-50)*0.005)),1))),1)*$CD3889,0)))","v":0},{"$f":"IF($B3875>$F3875,0,IF($C3875>$G3875,0,ROUND((((($F3875-$B3875)/100)*IF('DBH-Upgrade'!$K$6='DBH-Upgrade'!$K$8,$CC3889,($BF3875/(($F3875-18)/100))))+((($B3875-18)/100)*$CB3889))*IF($E3875>50,IF($G3875=11,(1-(($E3875-50)*0.005)),IF($G3875=16,(1-(($E3875-50)*0.005)),IF($G3875=21,(1-(($E3875-50)*0.005)),1))),1),0)))","v":0},0.95,0.95,0.95,{"$f":"AK3875*POWER(CF_cool,AN3875)","v":0},{"$f":"AL3875*POWER(CF_cool,AO3875)","v":0},{"$f":"AM3875*POWER(CF_cool,AP3875)","v":0},0,0,0,{"v":0,"d":"0.00"},{"v":0,"d":"0.00"},{"v":0,"d":"0.00"},1.2,"DBH-unit is te lang!","DBH-unit is te lang!","DBH-unit is te lang!",null,1558,null,{"v":0.68,"d":"68%"},null,null,0,"DBH-unit is te lang!","DBH-unit is te lang!","DBH-unit is te lang!",null,1,1,1,0,0,0,null,0,0,0,1,{"$error":"#VALUE!"},0,0,{"$error":"#VALUE!"},0.7507794609544182,0.68,null,0.15781864009190116,0.08064538055291112,0.7952052041594007,0.7952052041594007,null,0]
["390602015",{"$f":"'DBH-Upgrade'!$K$8-$CL3876","v":80},15,3,90,60,20,21.5,0,26,30,41.1,{"v":1419.2,"d":"1419"},{"$f":"IF($B3876>$F3876,0,IF($C3876>$G3876,0,ROUND((((($F3876-$B3876)/100)*IF('DBH-Upgrade'!$K$6='DBH-Upgrade'!$K$8,$BZ3890,($BE3876/(($F3876-18)/100))))+((($B3876-18)/100)*$CA3890))*$CE3890,0)))","v":0},{"$f":"IF($B3876>$F3876,0,IF($C3876>$G3876,0,ROUND((((($F3876-$B3876)/100)*IF('DBH-Upgrade'!$K$6='DBH-Upgrade'!$K$8,$BZ3890,($BE3876/(($F3876-18)/100))))+((($B3876-18)/100)*$CA3890))*$CD3890,0)))","v":0},{"$f":"IF($B3876>$F3876,0,IF($C3876>$G3876,0,ROUND(((($F3876-$B3876)/100)*IF('DBH-Upgrade'!$K$6='DBH-Upgrade'!$K$8,$BZ3890,($BE3876/(($F3876-18)/100))))+((($B3876-18)/100)*$CA3890),0)))","v":0},{"v":1.5,"d":"1.500"},1.08,1.08,1.08,114,{"$f":"IF($B3876>$F3876,0,IF($C3876>$G3876,0,ROUND(((($F3876-$B3876)/100)*(IF('DBH-Upgrade'!$K$6='DBH-Upgrade'!$K$8,$BZ3890,($BE3876/(($F3876-18)/100))))*$CH3890)+((($B3876-18)/100)*$CA3890*$CE3890*$CG3890),0)))","v":0},{"$f":"IF($B3876>$F3876,0,IF($C3876>$G3876,0,ROUND(((($F3876-$B3876)/100)*(IF('DBH-Upgrade'!$K$6='DBH-Upgrade'!$K$8,$BZ3890,($BE3876/(($F3876-18)/100))))*$CH3890)+((($B3876-18)/100)*$CA3890*$CD3890*$CG3890),0)))","v":0},{"$f":"IF($B3876>$F3876,0,IF($C3876>$G3876,0,ROUND(((($F3876-$B3876)/100)*(IF('DBH-Upgrade'!$K$6='DBH-Upgrade'!$K$8,$BZ3890,($BE3876/(($F3876-18)/100))))*$CH3890)+((($B3876-18)/100)*$CA3890*$CG3890),0)))","v":0},6,0,0,0,{"v":1.5781259792990715E-4,"d":"0.00"},{"v":0,"d":"0.00"},{"v":0,"d":"0.00"},{"v":0,"d":"0.00"},0.0001276,1.7219,2,3.76611E-4,{"$f":"IF($B3876>$F3876,0,IF($C3876>$G3876,0,ROUND((((($F3876-$B3876)/100)*IF('DBH-Upgrade'!$K$6='DBH-Upgrade'!$K$8,$CC3890,($BF3876/(($F3876-18)/100))))+((($B3876-18)/100)*$CB3890))*IF($E3876>50,IF($G3876=11,(1-(($E3876-50)*0.005)),IF($G3876=16,(1-(($E3876-50)*0.005)),IF($G3876=21,(1-(($E3876-50)*0.005)),1))),1)*$CE3890,0)))","v":0},{"$f":"IF($B3876>$F3876,0,IF($C3876>$G3876,0,ROUND((((($F3876-$B3876)/100)*IF('DBH-Upgrade'!$K$6='DBH-Upgrade'!$K$8,$CC3890,($BF3876/(($F3876-18)/100))))+((($B3876-18)/100)*$CB3890))*IF($E3876>50,IF($G3876=11,(1-(($E3876-50)*0.005)),IF($G3876=16,(1-(($E3876-50)*0.005)),IF($G3876=21,(1-(($E3876-50)*0.005)),1))),1)*$CD3890,0)))","v":0},{"$f":"IF($B3876>$F3876,0,IF($C3876>$G3876,0,ROUND((((($F3876-$B3876)/100)*IF('DBH-Upgrade'!$K$6='DBH-Upgrade'!$K$8,$CC3890,($BF3876/(($F3876-18)/100))))+((($B3876-18)/100)*$CB3890))*IF($E3876>50,IF($G3876=11,(1-(($E3876-50)*0.005)),IF($G3876=16,(1-(($E3876-50)*0.005)),IF($G3876=21,(1-(($E3876-50)*0.005)),1))),1),0)))","v":0},0.95,0.95,0.95,{"$f":"AK3876*POWER(CF_cool,AN3876)","v":0},{"$f":"AL3876*POWER(CF_cool,AO3876)","v":0},{"$f":"AM3876*POWER(CF_cool,AP3876)","v":0},0,0,0,{"v":0,"d":"0.00"},{"v":0,"d":"0.00"},{"v":0,"d":"0.00"},0.8,"DBH-unit is te lang!","DBH-unit is te lang!","DBH-unit is te lang!",null,1774,null,{"v":0.8,"d":"80%"},null,null,0,"DBH-unit is te lang!","DBH-unit is te lang!","DBH-unit is te lang!",null,1,1,1,0,0,0,null,0,0,0,1,1615,3238,442,63,0.6729424377054166,0.6582099452827469,null,0.16320641939358696,0.08064538055291112,0.783779121140337,0.783779121140337,null,0]
["390602115",{"$f":"'DBH-Upgrade'!$K$8-$CL3877","v":80},15,3,90,60,21,21.5,0,26,30,41.1,{"v":1809.6000000000001,"d":"1810"},{"$f":"IF($B3877>$F3877,0,IF($C3877>$G3877,0,ROUND((((($F3877-$B3877)/100)*IF('DBH-Upgrade'!$K$6='DBH-Upgrade'!$K$8,$BZ3891,($BE3877/(($F3877-18)/100))))+((($B3877-18)/100)*$CA3891))*$CE3891,0)))","v":0},{"$f":"IF($B3877>$F3877,0,IF($C3877>$G3877,0,ROUND((((($F3877-$B3877)/100)*IF('DBH-Upgrade'!$K$6='DBH-Upgrade'!$K$8,$BZ3891,($BE3877/(($F3877-18)/100))))+((($B3877-18)/100)*$CA3891))*$CD3891,0)))","v":0},{"$f":"IF($B3877>$F3877,0,IF($C3877>$G3877,0,ROUND(((($F3877-$B3877)/100)*IF('DBH-Upgrade'!$K$6='DBH-Upgrade'!$K$8,$BZ3891,($BE3877/(($F3877-18)/100))))+((($B3877-18)/100)*$CA3891),0)))","v":0},{"v":1.5,"d":"1.500"},1.05,1.05,1.05,146,{"$f":"IF($B3877>$F3877,0,IF($C3877>$G3877,0,ROUND(((($F3877-$B3877)/100)*(IF('DBH-Upgrade'!$K$6='DBH-Upgrade'!$K$8,$BZ3891,($BE3877/(($F3877-18)/100))))*$CH3891)+((($B3877-18)/100)*$CA3891*$CE3891*$CG3891),0)))","v":0},{"$f":"IF($B3877>$F3877,0,IF($C3877>$G3877,0,ROUND(((($F3877-$B3877)/100)*(IF('DBH-Upgrade'!$K$6='DBH-Upgrade'!$K$8,$BZ3891,($BE3877/(($F3877-18)/100))))*$CH3891)+((($B3877-18)/100)*$CA3891*$CD3891*$CG3891),0)))","v":0},{"$f":"IF($B3877>$F3877,0,IF($C3877>$G3877,0,ROUND(((($F3877-$B3877)/100)*(IF('DBH-Upgrade'!$K$6='DBH-Upgrade'!$K$8,$BZ3891,($BE3877/(($F3877-18)/100))))*$CH3891)+((($B3877-18)/100)*$CA3891*$CG3891),0)))","v":0},8,0,0,0,{"v":4.0437827017624211E-4,"d":"0.00"},{"v":0,"d":"0.00"},{"v":0,"d":"0.00"},{"v":0,"d":"0.00"},0.0001276,1.7219,4,0.000514201,{"$f":"IF($B3877>$F3877,0,IF($C3877>$G3877,0,ROUND((((($F3877-$B3877)/100)*IF('DBH-Upgrade'!$K$6='DBH-Upgrade'!$K$8,$CC3891,($BF3877/(($F3877-18)/100))))+((($B3877-18)/100)*$CB3891))*IF($E3877>50,IF($G3877=11,(1-(($E3877-50)*0.005)),IF($G3877=16,(1-(($E3877-50)*0.005)),IF($G3877=21,(1-(($E3877-50)*0.005)),1))),1)*$CE3891,0)))","v":0},{"$f":"IF($B3877>$F3877,0,IF($C3877>$G3877,0,ROUND((((($F3877-$B3877)/100)*IF('DBH-Upgrade'!$K$6='DBH-Upgrade'!$K$8,$CC3891,($BF3877/(($F3877-18)/100))))+((($B3877-18)/100)*$CB3891))*IF($E3877>50,IF($G3877=11,(1-(($E3877-50)*0.005)),IF($G3877=16,(1-(($E3877-50)*0.005)),IF($G3877=21,(1-(($E3877-50)*0.005)),1))),1)*$CD3891,0)))","v":0},{"$f":"IF($B3877>$F3877,0,IF($C3877>$G3877,0,ROUND((((($F3877-$B3877)/100)*IF('DBH-Upgrade'!$K$6='DBH-Upgrade'!$K$8,$CC3891,($BF3877/(($F3877-18)/100))))+((($B3877-18)/100)*$CB3891))*IF($E3877>50,IF($G3877=11,(1-(($E3877-50)*0.005)),IF($G3877=16,(1-(($E3877-50)*0.005)),IF($G3877=21,(1-(($E3877-50)*0.005)),1))),1),0)))","v":0},0.85,0.85,0.85,{"$f":"AK3877*POWER(CF_cool,AN3877)","v":0},{"$f":"AL3877*POWER(CF_cool,AO3877)","v":0},{"$f":"AM3877*POWER(CF_cool,AP3877)","v":0},0,0,0,{"v":0,"d":"0.00"},{"v":0,"d":"0.00"},{"v":0,"d":"0.00"},1.6,"DBH-unit is te lang!","DBH-unit is te lang!","DBH-unit is te lang!",null,2262,null,{"v":0.8,"d":"80%"},null,null,0,"DBH-unit is te lang!","DBH-unit is te lang!","DBH-unit is te lang!",null,1,1,1,0,0,0,null,0,0,0,1,3238,4735,725,75,0.6729424377054166,0.6582099452827469,null,0.15781864009190116,0.08064538055291112,0.7952052041594007,0.7952052041594007,null,0]
["390701015",{"$f":"'DBH-Upgrade'!$K$8-$CL3878","v":80},15,3,90,70,10,11.5,0,26,30,41.1,{"v":862.2,"d":"862"},{"$f":"IF($B3878>$F3878,0,IF($C3878>$G3878,0,ROUND((((($F3878-$B3878)/100)*IF('DBH-Upgrade'!$K$6='DBH-Upgrade'!$K$8,$BZ3892,($BE3878/(($F3878-18)/100))))+((($B3878-18)/100)*$CA3892))*$CE3892,0)))","v":0},{"$f":"IF($B3878>$F3878,0,IF($C3878>$G3878,0,ROUND((((($F3878-$B3878)/100)*IF('DBH-Upgrade'!$K$6='DBH-Upgrade'!$K$8,$BZ3892,($BE3878/(($F3878-18)/100))))+((($B3878-18)/100)*$CA3892))*$CD3892,0)))","v":0},{"$f":"IF($B3878>$F3878,0,IF($C3878>$G3878,0,ROUND(((($F3878-$B3878)/100)*IF('DBH-Upgrade'!$K$6='DBH-Upgrade'!$K$8,$BZ3892,($BE3878/(($F3878-18)/100))))+((($B3878-18)/100)*$CA3892),0)))","v":0},{"v":1.5,"d":"1.500"},1.08,1.08,1.08,70,{"$f":"IF($B3878>$F3878,0,IF($C3878>$G3878,0,ROUND(((($F3878-$B3878)/100)*(IF('DBH-Upgrade'!$K$6='DBH-Upgrade'!$K$8,$BZ3892,($BE3878/(($F3878-18)/100))))*$CH3892)+((($B3878-18)/100)*$CA3892*$CE3892*$CG3892),0)))","v":0},{"$f":"IF($B3878>$F3878,0,IF($C3878>$G3878,0,ROUND(((($F3878-$B3878)/100)*(IF('DBH-Upgrade'!$K$6='DBH-Upgrade'!$K$8,$BZ3892,($BE3878/(($F3878-18)/100))))*$CH3892)+((($B3878-18)/100)*$CA3892*$CD3892*$CG3892),0)))","v":0},{"$f":"IF($B3878>$F3878,0,IF($C3878>$G3878,0,ROUND(((($F3878-$B3878)/100)*(IF('DBH-Upgrade'!$K$6='DBH-Upgrade'!$K$8,$BZ3892,($BE3878/(($F3878-18)/100))))*$CH3892)+((($B3878-18)/100)*$CA3892*$CG3892),0)))","v":0},4,0,0,0,{"v":1.055010804975891E-4,"d":"0.00"},{"v":0,"d":"0.00"},{"v":0,"d":"0.00"},{"v":0,"d":"0.00"},3.969E-4,1.7346,2,0.000367347,{"$f":"IF($B3878>$F3878,0,IF($C3878>$G3878,0,ROUND((((($F3878-$B3878)/100)*IF('DBH-Upgrade'!$K$6='DBH-Upgrade'!$K$8,$CC3892,($BF3878/(($F3878-18)/100))))+((($B3878-18)/100)*$CB3892))*IF($E3878>50,IF($G3878=11,(1-(($E3878-50)*0.005)),IF($G3878=16,(1-(($E3878-50)*0.005)),IF($G3878=21,(1-(($E3878-50)*0.005)),1))),1)*$CE3892,0)))","v":0},{"$f":"IF($B3878>$F3878,0,IF($C3878>$G3878,0,ROUND((((($F3878-$B3878)/100)*IF('DBH-Upgrade'!$K$6='DBH-Upgrade'!$K$8,$CC3892,($BF3878/(($F3878-18)/100))))+((($B3878-18)/100)*$CB3892))*IF($E3878>50,IF($G3878=11,(1-(($E3878-50)*0.005)),IF($G3878=16,(1-(($E3878-50)*0.005)),IF($G3878=21,(1-(($E3878-50)*0.005)),1))),1)*$CD3892,0)))","v":0},{"$f":"IF($B3878>$F3878,0,IF($C3878>$G3878,0,ROUND((((($F3878-$B3878)/100)*IF('DBH-Upgrade'!$K$6='DBH-Upgrade'!$K$8,$CC3892,($BF3878/(($F3878-18)/100))))+((($B3878-18)/100)*$CB3892))*IF($E3878>50,IF($G3878=11,(1-(($E3878-50)*0.005)),IF($G3878=16,(1-(($E3878-50)*0.005)),IF($G3878=21,(1-(($E3878-50)*0.005)),1))),1),0)))","v":0},0.98,0.98,0.98,{"$f":"AK3878*POWER(CF_cool,AN3878)","v":0},{"$f":"AL3878*POWER(CF_cool,AO3878)","v":0},{"$f":"AM3878*POWER(CF_cool,AP3878)","v":0},0,0,0,{"v":0,"d":"0.00"},{"v":0,"d":"0.00"},{"v":0,"d":"0.00"},0.5,"DBH-unit is te lang!","DBH-unit is te lang!","DBH-unit is te lang!",null,958,null,{"v":0.9,"d":"90%"},null,null,0,"DBH-unit is te lang!","DBH-unit is te lang!","DBH-unit is te lang!",null,1,1,1,0,0,0,null,0,0,0,1,2298,4062,502,78,0.7507794609544182,0.68,null,0.16320641939358696,0.08064538055291112,0.7952052041594007,0.7952052041594007,null,0]
["390701115",{"$f":"'DBH-Upgrade'!$K$8-$CL3879","v":80},15,3,90,70,11,11.5,0,26,30,41.1,{"v":837.08,"d":"837"},{"$f":"IF($B3879>$F3879,0,IF($C3879>$G3879,0,ROUND((((($F3879-$B3879)/100)*IF('DBH-Upgrade'!$K$6='DBH-Upgrade'!$K$8,$BZ3893,($BE3879/(($F3879-18)/100))))+((($B3879-18)/100)*$CA3893))*$CE3893,0)))","v":0},{"$f":"IF($B3879>$F3879,0,IF($C3879>$G3879,0,ROUND((((($F3879-$B3879)/100)*IF('DBH-Upgrade'!$K$6='DBH-Upgrade'!$K$8,$BZ3893,($BE3879/(($F3879-18)/100))))+((($B3879-18)/100)*$CA3893))*$CD3893,0)))","v":0},{"$f":"IF($B3879>$F3879,0,IF($C3879>$G3879,0,ROUND(((($F3879-$B3879)/100)*IF('DBH-Upgrade'!$K$6='DBH-Upgrade'!$K$8,$BZ3893,($BE3879/(($F3879-18)/100))))+((($B3879-18)/100)*$CA3893),0)))","v":0},{"v":1.5,"d":"1.500"},1.1,1.1,1.1,68,{"$f":"IF($B3879>$F3879,0,IF($C3879>$G3879,0,ROUND(((($F3879-$B3879)/100)*(IF('DBH-Upgrade'!$K$6='DBH-Upgrade'!$K$8,$BZ3893,($BE3879/(($F3879-18)/100))))*$CH3893)+((($B3879-18)/100)*$CA3893*$CE3893*$CG3893),0)))","v":0},{"$f":"IF($B3879>$F3879,0,IF($C3879>$G3879,0,ROUND(((($F3879-$B3879)/100)*(IF('DBH-Upgrade'!$K$6='DBH-Upgrade'!$K$8,$BZ3893,($BE3879/(($F3879-18)/100))))*$CH3893)+((($B3879-18)/100)*$CA3893*$CD3893*$CG3893),0)))","v":0},{"$f":"IF($B3879>$F3879,0,IF($C3879>$G3879,0,ROUND(((($F3879-$B3879)/100)*(IF('DBH-Upgrade'!$K$6='DBH-Upgrade'!$K$8,$BZ3893,($BE3879/(($F3879-18)/100))))*$CH3893)+((($B3879-18)/100)*$CA3893*$CG3893),0)))","v":0},4,0,0,0,{"v":1.8585050019517818E-4,"d":"0.00"},{"v":0,"d":"0.00"},{"v":0,"d":"0.00"},{"v":0,"d":"0.00"},3.969E-4,1.7346,4,0.000574288,{"$f":"IF($B3879>$F3879,0,IF($C3879>$G3879,0,ROUND((((($F3879-$B3879)/100)*IF('DBH-Upgrade'!$K$6='DBH-Upgrade'!$K$8,$CC3893,($BF3879/(($F3879-18)/100))))+((($B3879-18)/100)*$CB3893))*IF($E3879>50,IF($G3879=11,(1-(($E3879-50)*0.005)),IF($G3879=16,(1-(($E3879-50)*0.005)),IF($G3879=21,(1-(($E3879-50)*0.005)),1))),1)*$CE3893,0)))","v":0},{"$f":"IF($B3879>$F3879,0,IF($C3879>$G3879,0,ROUND((((($F3879-$B3879)/100)*IF('DBH-Upgrade'!$K$6='DBH-Upgrade'!$K$8,$CC3893,($BF3879/(($F3879-18)/100))))+((($B3879-18)/100)*$CB3893))*IF($E3879>50,IF($G3879=11,(1-(($E3879-50)*0.005)),IF($G3879=16,(1-(($E3879-50)*0.005)),IF($G3879=21,(1-(($E3879-50)*0.005)),1))),1)*$CD3893,0)))","v":0},{"$f":"IF($B3879>$F3879,0,IF($C3879>$G3879,0,ROUND((((($F3879-$B3879)/100)*IF('DBH-Upgrade'!$K$6='DBH-Upgrade'!$K$8,$CC3893,($BF3879/(($F3879-18)/100))))+((($B3879-18)/100)*$CB3893))*IF($E3879>50,IF($G3879=11,(1-(($E3879-50)*0.005)),IF($G3879=16,(1-(($E3879-50)*0.005)),IF($G3879=21,(1-(($E3879-50)*0.005)),1))),1),0)))","v":0},0.95,0.95,0.95,{"$f":"AK3879*POWER(CF_cool,AN3879)","v":0},{"$f":"AL3879*POWER(CF_cool,AO3879)","v":0},{"$f":"AM3879*POWER(CF_cool,AP3879)","v":0},0,0,0,{"v":0,"d":"0.00"},{"v":0,"d":"0.00"},{"v":0,"d":"0.00"},0.9,"DBH-unit is te lang!","DBH-unit is te lang!","DBH-unit is te lang!",null,1231,null,{"v":0.68,"d":"68%"},null,null,0,"DBH-unit is te lang!","DBH-unit is te lang!","DBH-unit is te lang!",null,1,1,1,0,0,0,null,0,0,0,1,2489,6098,791,92,0.6729424377054166,0.6582099452827469,null,0.1716349180255756,0.08064538055291112,0.8146200327725304,0.8146200327725304,null,0]
["390701515",{"$f":"'DBH-Upgrade'!$K$8-$CL3880","v":70},15,3,90,70,15,16.5,0,26,30,41.1,{"v":1187.2,"d":"1187"},{"$f":"IF($B3880>$F3880,0,IF($C3880>$G3880,0,ROUND((((($F3880-$B3880)/100)*IF('DBH-Upgrade'!$K$6='DBH-Upgrade'!$K$8,$BZ3894,($BE3880/(($F3880-18)/100))))+((($B3880-18)/100)*$CA3894))*$CE3894,0)))","v":1185},{"$f":"IF($B3880>$F3880,0,IF($C3880>$G3880,0,ROUND((((($F3880-$B3880)/100)*IF('DBH-Upgrade'!$K$6='DBH-Upgrade'!$K$8,$BZ3894,($BE3880/(($F3880-18)/100))))+((($B3880-18)/100)*$CA3894))*$CD3894,0)))","v":1272},{"$f":"IF($B3880>$F3880,0,IF($C3880>$G3880,0,ROUND(((($F3880-$B3880)/100)*IF('DBH-Upgrade'!$K$6='DBH-Upgrade'!$K$8,$BZ3894,($BE3880/(($F3880-18)/100))))+((($B3880-18)/100)*$CA3894),0)))","v":1684},{"v":1.5,"d":"1.500"},1.08,1.08,1.08,96,{"$f":"IF($B3880>$F3880,0,IF($C3880>$G3880,0,ROUND(((($F3880-$B3880)/100)*(IF('DBH-Upgrade'!$K$6='DBH-Upgrade'!$K$8,$BZ3894,($BE3880/(($F3880-18)/100))))*$CH3894)+((($B3880-18)/100)*$CA3894*$CE3894*$CG3894),0)))","v":193},{"$f":"IF($B3880>$F3880,0,IF($C3880>$G3880,0,ROUND(((($F3880-$B3880)/100)*(IF('DBH-Upgrade'!$K$6='DBH-Upgrade'!$K$8,$BZ3894,($BE3880/(($F3880-18)/100))))*$CH3894)+((($B3880-18)/100)*$CA3894*$CD3894*$CG3894),0)))","v":208},{"$f":"IF($B3880>$F3880,0,IF($C3880>$G3880,0,ROUND(((($F3880-$B3880)/100)*(IF('DBH-Upgrade'!$K$6='DBH-Upgrade'!$K$8,$BZ3894,($BE3880/(($F3880-18)/100))))*$CH3894)+((($B3880-18)/100)*$CA3894*$CG3894),0)))","v":275},5,10,11,14,{"v":1.4954333098656913E-4,"d":"0.00"},{"v":5.728244370103823E-4,"d":"0.00"},{"v":6.8934050598584761E-4,"d":"0.00"},{"v":1.1018369256754442E-3,"d":"0.00"},0.0002083,1.724,2,0.000461829,{"$f":"IF($B3880>$F3880,0,IF($C3880>$G3880,0,ROUND((((($F3880-$B3880)/100)*IF('DBH-Upgrade'!$K$6='DBH-Upgrade'!$K$8,$CC3894,($BF3880/(($F3880-18)/100))))+((($B3880-18)/100)*$CB3894))*IF($E3880>50,IF($G3880=11,(1-(($E3880-50)*0.005)),IF($G3880=16,(1-(($E3880-50)*0.005)),IF($G3880=21,(1-(($E3880-50)*0.005)),1))),1)*$CE3894,0)))","v":162},{"$f":"IF($B3880>$F3880,0,IF($C3880>$G3880,0,ROUND((((($F3880-$B3880)/100)*IF('DBH-Upgrade'!$K$6='DBH-Upgrade'!$K$8,$CC3894,($BF3880/(($F3880-18)/100))))+((($B3880-18)/100)*$CB3894))*IF($E3880>50,IF($G3880=11,(1-(($E3880-50)*0.005)),IF($G3880=16,(1-(($E3880-50)*0.005)),IF($G3880=21,(1-(($E3880-50)*0.005)),1))),1)*$CD3894,0)))","v":174},{"$f":"IF($B3880>$F3880,0,IF($C3880>$G3880,0,ROUND((((($F3880-$B3880)/100)*IF('DBH-Upgrade'!$K$6='DBH-Upgrade'!$K$8,$CC3894,($BF3880/(($F3880-18)/100))))+((($B3880-18)/100)*$CB3894))*IF($E3880>50,IF($G3880=11,(1-(($E3880-50)*0.005)),IF($G3880=16,(1-(($E3880-50)*0.005)),IF($G3880=21,(1-(($E3880-50)*0.005)),1))),1),0)))","v":230},1.01,1.01,1.01,{"$f":"AK3880*POWER(CF_cool,AN3880)","v":126.9722176247346},{"$f":"AL3880*POWER(CF_cool,AO3880)","v":136.37756707841862},{"$f":"AM3880*POWER(CF_cool,AP3880)","v":180.2691978622775},27,29,39,{"v":3.9657316499787385E-3,"d":"0.00"},{"v":0.004559994904291638,"d":"0.00"},{"v":0.008140005545030905,"d":"0.01"},0.7,6,6.7,9,null,1484,null,{"v":0.8,"d":"80%"},null,null,0,11.8,13.7,21.85,null,1,1,1,126.9722176247346,136.37756707841862,180.2691978622775,null,0,0,0,1,{"$error":"#VALUE!"},0,0,{"$error":"#VALUE!"},0.7507794609544182,0.68,null,0.16320641939358696,0.08064538055291112,0.7894714915956607,0.7894714915956607,null,10]
["390701615",{"$f":"'DBH-Upgrade'!$K$8-$CL3881","v":70},15,3,90,70,16,16.5,0,26,30,41.1,{"v":1235.5600000000002,"d":"1236"},{"$f":"IF($B3881>$F3881,0,IF($C3881>$G3881,0,ROUND((((($F3881-$B3881)/100)*IF('DBH-Upgrade'!$K$6='DBH-Upgrade'!$K$8,$BZ3895,($BE3881/(($F3881-18)/100))))+((($B3881-18)/100)*$CA3895))*$CE3895,0)))","v":1733},{"$f":"IF($B3881>$F3881,0,IF($C3881>$G3881,0,ROUND((((($F3881-$B3881)/100)*IF('DBH-Upgrade'!$K$6='DBH-Upgrade'!$K$8,$BZ3895,($BE3881/(($F3881-18)/100))))+((($B3881-18)/100)*$CA3895))*$CD3895,0)))","v":1860},{"$f":"IF($B3881>$F3881,0,IF($C3881>$G3881,0,ROUND(((($F3881-$B3881)/100)*IF('DBH-Upgrade'!$K$6='DBH-Upgrade'!$K$8,$BZ3895,($BE3881/(($F3881-18)/100))))+((($B3881-18)/100)*$CA3895),0)))","v":2462},{"v":1.5,"d":"1.500"},1.1,1.1,1.1,100,{"$f":"IF($B3881>$F3881,0,IF($C3881>$G3881,0,ROUND(((($F3881-$B3881)/100)*(IF('DBH-Upgrade'!$K$6='DBH-Upgrade'!$K$8,$BZ3895,($BE3881/(($F3881-18)/100))))*$CH3895)+((($B3881-18)/100)*$CA3895*$CE3895*$CG3895),0)))","v":273},{"$f":"IF($B3881>$F3881,0,IF($C3881>$G3881,0,ROUND(((($F3881-$B3881)/100)*(IF('DBH-Upgrade'!$K$6='DBH-Upgrade'!$K$8,$BZ3895,($BE3881/(($F3881-18)/100))))*$CH3895)+((($B3881-18)/100)*$CA3895*$CD3895*$CG3895),0)))","v":294},{"$f":"IF($B3881>$F3881,0,IF($C3881>$G3881,0,ROUND(((($F3881-$B3881)/100)*(IF('DBH-Upgrade'!$K$6='DBH-Upgrade'!$K$8,$BZ3895,($BE3881/(($F3881-18)/100))))*$CH3895)+((($B3881-18)/100)*$CA3895*$CG3895),0)))","v":389},5,14,15,20,{"v":4.1402547197313825E-4,"d":"0.00"},{"v":0.003104794121750888,"d":"0.00"},{"v":3.5548768548210917E-3,"d":"0.00"},{"v":6.25413581967237E-3,"d":"0.01"},0.0002083,1.724,4,1.392796E-3,{"$f":"IF($B3881>$F3881,0,IF($C3881>$G3881,0,ROUND((((($F3881-$B3881)/100)*IF('DBH-Upgrade'!$K$6='DBH-Upgrade'!$K$8,$CC3895,($BF3881/(($F3881-18)/100))))+((($B3881-18)/100)*$CB3895))*IF($E3881>50,IF($G3881=11,(1-(($E3881-50)*0.005)),IF($G3881=16,(1-(($E3881-50)*0.005)),IF($G3881=21,(1-(($E3881-50)*0.005)),1))),1)*$CE3895,0)))","v":212},{"$f":"IF($B3881>$F3881,0,IF($C3881>$G3881,0,ROUND((((($F3881-$B3881)/100)*IF('DBH-Upgrade'!$K$6='DBH-Upgrade'!$K$8,$CC3895,($BF3881/(($F3881-18)/100))))+((($B3881-18)/100)*$CB3895))*IF($E3881>50,IF($G3881=11,(1-(($E3881-50)*0.005)),IF($G3881=16,(1-(($E3881-50)*0.005)),IF($G3881=21,(1-(($E3881-50)*0.005)),1))),1)*$CD3895,0)))","v":228},{"$f":"IF($B3881>$F3881,0,IF($C3881>$G3881,0,ROUND((((($F3881-$B3881)/100)*IF('DBH-Upgrade'!$K$6='DBH-Upgrade'!$K$8,$CC3895,($BF3881/(($F3881-18)/100))))+((($B3881-18)/100)*$CB3895))*IF($E3881>50,IF($G3881=11,(1-(($E3881-50)*0.005)),IF($G3881=16,(1-(($E3881-50)*0.005)),IF($G3881=21,(1-(($E3881-50)*0.005)),1))),1),0)))","v":302},0.95,0.95,0.95,{"$f":"AK3881*POWER(CF_cool,AN3881)","v":168.58350328179293},{"$f":"AL3881*POWER(CF_cool,AO3881)","v":181.30678654834335},{"$f":"AM3881*POWER(CF_cool,AP3881)","v":240.151971656139},36,39,52,{"v":0.01987796767501765,"d":"0.02"},{"v":0.02327288829046181,"d":"0.02"},{"v":0.04103313116756641,"d":"0.04"},1.4,6,6.7,9,null,1817,null,{"v":0.68,"d":"68%"},null,null,0,11.8,13.7,21.85,null,1,1,1,168.58350328179293,181.30678654834335,240.151971656139,null,0,0,0,1,{"$error":"#VALUE!"},0,0,{"$error":"#VALUE!"},0.7507794609544182,0.68,null,0.15781864009190116,0.08064538055291112,0.7952052041594007,0.7952052041594007,null,10]
["390702015",{"$f":"'DBH-Upgrade'!$K$8-$CL3882","v":70},15,3,90,70,20,21.5,0,26,30,41.1,1656,{"$f":"IF($B3882>$F3882,0,IF($C3882>$G3882,0,ROUND((((($F3882-$B3882)/100)*IF('DBH-Upgrade'!$K$6='DBH-Upgrade'!$K$8,$BZ3896,($BE3882/(($F3882-18)/100))))+((($B3882-18)/100)*$CA3896))*$CE3896,0)))","v":1647},{"$f":"IF($B3882>$F3882,0,IF($C3882>$G3882,0,ROUND((((($F3882-$B3882)/100)*IF('DBH-Upgrade'!$K$6='DBH-Upgrade'!$K$8,$BZ3896,($BE3882/(($F3882-18)/100))))+((($B3882-18)/100)*$CA3896))*$CD3896,0)))","v":1767},{"$f":"IF($B3882>$F3882,0,IF($C3882>$G3882,0,ROUND(((($F3882-$B3882)/100)*IF('DBH-Upgrade'!$K$6='DBH-Upgrade'!$K$8,$BZ3896,($BE3882/(($F3882-18)/100))))+((($B3882-18)/100)*$CA3896),0)))","v":2112},{"v":1.5,"d":"1.500"},1.08,1.08,1.08,134,{"$f":"IF($B3882>$F3882,0,IF($C3882>$G3882,0,ROUND(((($F3882-$B3882)/100)*(IF('DBH-Upgrade'!$K$6='DBH-Upgrade'!$K$8,$BZ3896,($BE3882/(($F3882-18)/100))))*$CH3896)+((($B3882-18)/100)*$CA3896*$CE3896*$CG3896),0)))","v":269},{"$f":"IF($B3882>$F3882,0,IF($C3882>$G3882,0,ROUND(((($F3882-$B3882)/100)*(IF('DBH-Upgrade'!$K$6='DBH-Upgrade'!$K$8,$BZ3896,($BE3882/(($F3882-18)/100))))*$CH3896)+((($B3882-18)/100)*$CA3896*$CD3896*$CG3896),0)))","v":288},{"$f":"IF($B3882>$F3882,0,IF($C3882>$G3882,0,ROUND(((($F3882-$B3882)/100)*(IF('DBH-Upgrade'!$K$6='DBH-Upgrade'!$K$8,$BZ3896,($BE3882/(($F3882-18)/100))))*$CH3896)+((($B3882-18)/100)*$CA3896*$CG3896),0)))","v":345},7,14,15,18,{"v":2.2050888918080479E-4,"d":"0.00"},{"v":0.000854222017089221,"d":"0.00"},{"v":9.7775789529640786E-4,"d":"0.00"},{"v":1.3974824450557817E-3,"d":"0.00"},0.0001276,1.7219,2,3.76611E-4,{"$f":"IF($B3882>$F3882,0,IF($C3882>$G3882,0,ROUND((((($F3882-$B3882)/100)*IF('DBH-Upgrade'!$K$6='DBH-Upgrade'!$K$8,$CC3896,($BF3882/(($F3882-18)/100))))+((($B3882-18)/100)*$CB3896))*IF($E3882>50,IF($G3882=11,(1-(($E3882-50)*0.005)),IF($G3882=16,(1-(($E3882-50)*0.005)),IF($G3882=21,(1-(($E3882-50)*0.005)),1))),1)*$CE3896,0)))","v":204},{"$f":"IF($B3882>$F3882,0,IF($C3882>$G3882,0,ROUND((((($F3882-$B3882)/100)*IF('DBH-Upgrade'!$K$6='DBH-Upgrade'!$K$8,$CC3896,($BF3882/(($F3882-18)/100))))+((($B3882-18)/100)*$CB3896))*IF($E3882>50,IF($G3882=11,(1-(($E3882-50)*0.005)),IF($G3882=16,(1-(($E3882-50)*0.005)),IF($G3882=21,(1-(($E3882-50)*0.005)),1))),1)*$CD3896,0)))","v":218},{"$f":"IF($B3882>$F3882,0,IF($C3882>$G3882,0,ROUND((((($F3882-$B3882)/100)*IF('DBH-Upgrade'!$K$6='DBH-Upgrade'!$K$8,$CC3896,($BF3882/(($F3882-18)/100))))+((($B3882-18)/100)*$CB3896))*IF($E3882>50,IF($G3882=11,(1-(($E3882-50)*0.005)),IF($G3882=16,(1-(($E3882-50)*0.005)),IF($G3882=21,(1-(($E3882-50)*0.005)),1))),1),0)))","v":261},0.95,0.95,0.95,{"$f":"AK3882*POWER(CF_cool,AN3882)","v":162.22186164851774},{"$f":"AL3882*POWER(CF_cool,AO3882)","v":173.35473450674934},{"$f":"AM3882*POWER(CF_cool,AP3882)","v":207.54855828560358},35,37,45,{"v":0.005154956781832244,"d":"0.01"},{"v":0.005750066246595067,"d":"0.01"},{"v":0.008450740920363757,"d":"0.01"},0.9,6,6.7,9,null,2070,null,{"v":0.8,"d":"80%"},null,null,0,11.8,13.7,21.85,null,1,1,1,162.22186164851774,173.35473450674934,207.54855828560358,null,0,0,0,1,1615,3238,442,63,0.6729424377054166,0.6582099452827469,null,0.16320641939358696,0.08064538055291112,0.783779121140337,0.783779121140337,null,10]
["390702115",{"$f":"'DBH-Upgrade'!$K$8-$CL3883","v":70},15,3,90,70,21,21.5,0,26,30,41.1,{"v":2111.2000000000003,"d":"2111"},{"$f":"IF($B3883>$F3883,0,IF($C3883>$G3883,0,ROUND((((($F3883-$B3883)/100)*IF('DBH-Upgrade'!$K$6='DBH-Upgrade'!$K$8,$BZ3897,($BE3883/(($F3883-18)/100))))+((($B3883-18)/100)*$CA3897))*$CE3897,0)))","v":2232},{"$f":"IF($B3883>$F3883,0,IF($C3883>$G3883,0,ROUND((((($F3883-$B3883)/100)*IF('DBH-Upgrade'!$K$6='DBH-Upgrade'!$K$8,$BZ3897,($BE3883/(($F3883-18)/100))))+((($B3883-18)/100)*$CA3897))*$CD3897,0)))","v":2396},{"$f":"IF($B3883>$F3883,0,IF($C3883>$G3883,0,ROUND(((($F3883-$B3883)/100)*IF('DBH-Upgrade'!$K$6='DBH-Upgrade'!$K$8,$BZ3897,($BE3883/(($F3883-18)/100))))+((($B3883-18)/100)*$CA3897),0)))","v":3171},{"v":1.5,"d":"1.500"},1.05,1.05,1.05,170,{"$f":"IF($B3883>$F3883,0,IF($C3883>$G3883,0,ROUND(((($F3883-$B3883)/100)*(IF('DBH-Upgrade'!$K$6='DBH-Upgrade'!$K$8,$BZ3897,($BE3883/(($F3883-18)/100))))*$CH3897)+((($B3883-18)/100)*$CA3897*$CE3897*$CG3897),0)))","v":383},{"$f":"IF($B3883>$F3883,0,IF($C3883>$G3883,0,ROUND(((($F3883-$B3883)/100)*(IF('DBH-Upgrade'!$K$6='DBH-Upgrade'!$K$8,$BZ3897,($BE3883/(($F3883-18)/100))))*$CH3897)+((($B3883-18)/100)*$CA3897*$CD3897*$CG3897),0)))","v":411},{"$f":"IF($B3883>$F3883,0,IF($C3883>$G3883,0,ROUND(((($F3883-$B3883)/100)*(IF('DBH-Upgrade'!$K$6='DBH-Upgrade'!$K$8,$BZ3897,($BE3883/(($F3883-18)/100))))*$CH3897)+((($B3883-18)/100)*$CA3897*$CG3897),0)))","v":544},9,20,21,28,{"v":5.3044325994413817E-4,"d":"0.00"},{"v":0.002499233168343189,"d":"0.00"},{"v":2.7482196154813604E-3,"d":"0.00"},{"v":4.8138326350879385E-3,"d":"0.00"},0.0001276,1.7219,4,0.000514201,{"$f":"IF($B3883>$F3883,0,IF($C3883>$G3883,0,ROUND((((($F3883-$B3883)/100)*IF('DBH-Upgrade'!$K$6='DBH-Upgrade'!$K$8,$CC3897,($BF3883/(($F3883-18)/100))))+((($B3883-18)/100)*$CB3897))*IF($E3883>50,IF($G3883=11,(1-(($E3883-50)*0.005)),IF($G3883=16,(1-(($E3883-50)*0.005)),IF($G3883=21,(1-(($E3883-50)*0.005)),1))),1)*$CE3897,0)))","v":232},{"$f":"IF($B3883>$F3883,0,IF($C3883>$G3883,0,ROUND((((($F3883-$B3883)/100)*IF('DBH-Upgrade'!$K$6='DBH-Upgrade'!$K$8,$CC3897,($BF3883/(($F3883-18)/100))))+((($B3883-18)/100)*$CB3897))*IF($E3883>50,IF($G3883=11,(1-(($E3883-50)*0.005)),IF($G3883=16,(1-(($E3883-50)*0.005)),IF($G3883=21,(1-(($E3883-50)*0.005)),1))),1)*$CD3897,0)))","v":249},{"$f":"IF($B3883>$F3883,0,IF($C3883>$G3883,0,ROUND((((($F3883-$B3883)/100)*IF('DBH-Upgrade'!$K$6='DBH-Upgrade'!$K$8,$CC3897,($BF3883/(($F3883-18)/100))))+((($B3883-18)/100)*$CB3897))*IF($E3883>50,IF($G3883=11,(1-(($E3883-50)*0.005)),IF($G3883=16,(1-(($E3883-50)*0.005)),IF($G3883=21,(1-(($E3883-50)*0.005)),1))),1),0)))","v":329},0.85,0.85,0.85,{"$f":"AK3883*POWER(CF_cool,AN3883)","v":188.99184760322706},{"$f":"AL3883*POWER(CF_cool,AO3883)","v":202.84038816036005},{"$f":"AM3883*POWER(CF_cool,AP3883)","v":268.0099907821625},41,44,58,{"v":0.010135268765080441,"d":"0.01"},{"v":0.011635464155103869,"d":"0.01"},{"v":0.0199762992861436,"d":"0.02"},1.9,6,6.7,9,null,2639,null,{"v":0.8,"d":"80%"},null,null,0,11.8,13.7,21.85,null,1,1,1,188.99184760322706,202.84038816036005,268.0099907821625,null,0,0,0,1,3238,4735,725,75,0.6729424377054166,0.6582099452827469,null,0.15781864009190116,0.08064538055291112,0.7952052041594007,0.7952052041594007,null,10]
["390801015",{"$f":"'DBH-Upgrade'!$K$8-$CL3884","v":80},15,3,90,80,10,11.5,0,26,30,42.4,{"v":985.5,"d":"986"},{"$f":"IF($B3884>$F3884,0,IF($C3884>$G3884,0,ROUND((((($F3884-$B3884)/100)*IF('DBH-Upgrade'!$K$6='DBH-Upgrade'!$K$8,$BZ3898,($BE3884/(($F3884-18)/100))))+((($B3884-18)/100)*$CA3898))*$CE3898,0)))","v":0},{"$f":"IF($B3884>$F3884,0,IF($C3884>$G3884,0,ROUND((((($F3884-$B3884)/100)*IF('DBH-Upgrade'!$K$6='DBH-Upgrade'!$K$8,$BZ3898,($BE3884/(($F3884-18)/100))))+((($B3884-18)/100)*$CA3898))*$CD3898,0)))","v":0},{"$f":"IF($B3884>$F3884,0,IF($C3884>$G3884,0,ROUND(((($F3884-$B3884)/100)*IF('DBH-Upgrade'!$K$6='DBH-Upgrade'!$K$8,$BZ3898,($BE3884/(($F3884-18)/100))))+((($B3884-18)/100)*$CA3898),0)))","v":0},{"v":1.5,"d":"1.500"},1.08,1.08,1.08,79,{"$f":"IF($B3884>$F3884,0,IF($C3884>$G3884,0,ROUND(((($F3884-$B3884)/100)*(IF('DBH-Upgrade'!$K$6='DBH-Upgrade'!$K$8,$BZ3898,($BE3884/(($F3884-18)/100))))*$CH3898)+((($B3884-18)/100)*$CA3898*$CE3898*$CG3898),0)))","v":0},{"$f":"IF($B3884>$F3884,0,IF($C3884>$G3884,0,ROUND(((($F3884-$B3884)/100)*(IF('DBH-Upgrade'!$K$6='DBH-Upgrade'!$K$8,$BZ3898,($BE3884/(($F3884-18)/100))))*$CH3898)+((($B3884-18)/100)*$CA3898*$CD3898*$CG3898),0)))","v":0},{"$f":"IF($B3884>$F3884,0,IF($C3884>$G3884,0,ROUND(((($F3884-$B3884)/100)*(IF('DBH-Upgrade'!$K$6='DBH-Upgrade'!$K$8,$BZ3898,($BE3884/(($F3884-18)/100))))*$CH3898)+((($B3884-18)/100)*$CA3898*$CG3898),0)))","v":0},4,0,0,0,{"v":1.1411638101873821E-4,"d":"0.00"},{"v":0,"d":"0.00"},{"v":0,"d":"0.00"},{"v":0,"d":"0.00"},3.969E-4,1.7346,2,0.000367347,{"$f":"IF($B3884>$F3884,0,IF($C3884>$G3884,0,ROUND((((($F3884-$B3884)/100)*IF('DBH-Upgrade'!$K$6='DBH-Upgrade'!$K$8,$CC3898,($BF3884/(($F3884-18)/100))))+((($B3884-18)/100)*$CB3898))*IF($E3884>50,IF($G3884=11,(1-(($E3884-50)*0.005)),IF($G3884=16,(1-(($E3884-50)*0.005)),IF($G3884=21,(1-(($E3884-50)*0.005)),1))),1)*$CE3898,0)))","v":0},{"$f":"IF($B3884>$F3884,0,IF($C3884>$G3884,0,ROUND((((($F3884-$B3884)/100)*IF('DBH-Upgrade'!$K$6='DBH-Upgrade'!$K$8,$CC3898,($BF3884/(($F3884-18)/100))))+((($B3884-18)/100)*$CB3898))*IF($E3884>50,IF($G3884=11,(1-(($E3884-50)*0.005)),IF($G3884=16,(1-(($E3884-50)*0.005)),IF($G3884=21,(1-(($E3884-50)*0.005)),1))),1)*$CD3898,0)))","v":0},{"$f":"IF($B3884>$F3884,0,IF($C3884>$G3884,0,ROUND((((($F3884-$B3884)/100)*IF('DBH-Upgrade'!$K$6='DBH-Upgrade'!$K$8,$CC3898,($BF3884/(($F3884-18)/100))))+((($B3884-18)/100)*$CB3898))*IF($E3884>50,IF($G3884=11,(1-(($E3884-50)*0.005)),IF($G3884=16,(1-(($E3884-50)*0.005)),IF($G3884=21,(1-(($E3884-50)*0.005)),1))),1),0)))","v":0},0.98,0.98,0.98,{"$f":"AK3884*POWER(CF_cool,AN3884)","v":0},{"$f":"AL3884*POWER(CF_cool,AO3884)","v":0},{"$f":"AM3884*POWER(CF_cool,AP3884)","v":0},0,0,0,{"v":0,"d":"0.00"},{"v":0,"d":"0.00"},{"v":0,"d":"0.00"},0.5,6,6.7,9,null,1095,null,{"v":0.9,"d":"90%"},null,null,0,11.8,13.7,21.85,null,1,1,1,0,0,0,null,0,0,0,1,2298,4062,502,78,0.7507794609544182,0.68,null,0.16320641939358696,0.08064538055291112,0.7952052041594007,0.7952052041594007,null,0]
["390801115",{"$f":"'DBH-Upgrade'!$K$8-$CL3885","v":80},15,3,90,80,11,11.5,0,26,30,42.4,{"v":956.08,"d":"956"},{"$f":"IF($B3885>$F3885,0,IF($C3885>$G3885,0,ROUND((((($F3885-$B3885)/100)*IF('DBH-Upgrade'!$K$6='DBH-Upgrade'!$K$8,$BZ3899,($BE3885/(($F3885-18)/100))))+((($B3885-18)/100)*$CA3899))*$CE3899,0)))","v":0},{"$f":"IF($B3885>$F3885,0,IF($C3885>$G3885,0,ROUND((((($F3885-$B3885)/100)*IF('DBH-Upgrade'!$K$6='DBH-Upgrade'!$K$8,$BZ3899,($BE3885/(($F3885-18)/100))))+((($B3885-18)/100)*$CA3899))*$CD3899,0)))","v":0},{"$f":"IF($B3885>$F3885,0,IF($C3885>$G3885,0,ROUND(((($F3885-$B3885)/100)*IF('DBH-Upgrade'!$K$6='DBH-Upgrade'!$K$8,$BZ3899,($BE3885/(($F3885-18)/100))))+((($B3885-18)/100)*$CA3899),0)))","v":0},{"v":1.5,"d":"1.500"},1.1,1.1,1.1,77,{"$f":"IF($B3885>$F3885,0,IF($C3885>$G3885,0,ROUND(((($F3885-$B3885)/100)*(IF('DBH-Upgrade'!$K$6='DBH-Upgrade'!$K$8,$BZ3899,($BE3885/(($F3885-18)/100))))*$CH3899)+((($B3885-18)/100)*$CA3899*$CE3899*$CG3899),0)))","v":0},{"$f":"IF($B3885>$F3885,0,IF($C3885>$G3885,0,ROUND(((($F3885-$B3885)/100)*(IF('DBH-Upgrade'!$K$6='DBH-Upgrade'!$K$8,$BZ3899,($BE3885/(($F3885-18)/100))))*$CH3899)+((($B3885-18)/100)*$CA3899*$CD3899*$CG3899),0)))","v":0},{"$f":"IF($B3885>$F3885,0,IF($C3885>$G3885,0,ROUND(((($F3885-$B3885)/100)*(IF('DBH-Upgrade'!$K$6='DBH-Upgrade'!$K$8,$BZ3899,($BE3885/(($F3885-18)/100))))*$CH3899)+((($B3885-18)/100)*$CA3899*$CG3899),0)))","v":0},4,0,0,0,{"v":2.0308110123747639E-4,"d":"0.00"},{"v":0,"d":"0.00"},{"v":0,"d":"0.00"},{"v":0,"d":"0.00"},3.969E-4,1.7346,4,0.000574288,{"$f":"IF($B3885>$F3885,0,IF($C3885>$G3885,0,ROUND((((($F3885-$B3885)/100)*IF('DBH-Upgrade'!$K$6='DBH-Upgrade'!$K$8,$CC3899,($BF3885/(($F3885-18)/100))))+((($B3885-18)/100)*$CB3899))*IF($E3885>50,IF($G3885=11,(1-(($E3885-50)*0.005)),IF($G3885=16,(1-(($E3885-50)*0.005)),IF($G3885=21,(1-(($E3885-50)*0.005)),1))),1)*$CE3899,0)))","v":0},{"$f":"IF($B3885>$F3885,0,IF($C3885>$G3885,0,ROUND((((($F3885-$B3885)/100)*IF('DBH-Upgrade'!$K$6='DBH-Upgrade'!$K$8,$CC3899,($BF3885/(($F3885-18)/100))))+((($B3885-18)/100)*$CB3899))*IF($E3885>50,IF($G3885=11,(1-(($E3885-50)*0.005)),IF($G3885=16,(1-(($E3885-50)*0.005)),IF($G3885=21,(1-(($E3885-50)*0.005)),1))),1)*$CD3899,0)))","v":0},{"$f":"IF($B3885>$F3885,0,IF($C3885>$G3885,0,ROUND((((($F3885-$B3885)/100)*IF('DBH-Upgrade'!$K$6='DBH-Upgrade'!$K$8,$CC3899,($BF3885/(($F3885-18)/100))))+((($B3885-18)/100)*$CB3899))*IF($E3885>50,IF($G3885=11,(1-(($E3885-50)*0.005)),IF($G3885=16,(1-(($E3885-50)*0.005)),IF($G3885=21,(1-(($E3885-50)*0.005)),1))),1),0)))","v":0},0.95,0.95,0.95,{"$f":"AK3885*POWER(CF_cool,AN3885)","v":0},{"$f":"AL3885*POWER(CF_cool,AO3885)","v":0},{"$f":"AM3885*POWER(CF_cool,AP3885)","v":0},0,0,0,{"v":0,"d":"0.00"},{"v":0,"d":"0.00"},{"v":0,"d":"0.00"},1.1,6,6.7,9,null,1406,null,{"v":0.68,"d":"68%"},null,null,0,11.8,13.7,21.85,null,1,1,1,0,0,0,null,0,0,0,1,2489,6098,791,92,0.6729424377054166,0.6582099452827469,null,0.1716349180255756,0.08064538055291112,0.8146200327725304,0.8146200327725304,null,0]
["390801515",{"$f":"'DBH-Upgrade'!$K$8-$CL3886","v":80},15,3,90,80,15,16.5,0,26,30,42.4,{"v":1356.8000000000002,"d":"1357"},{"$f":"IF($B3886>$F3886,0,IF($C3886>$G3886,0,ROUND((((($F3886-$B3886)/100)*IF('DBH-Upgrade'!$K$6='DBH-Upgrade'!$K$8,$BZ3900,($BE3886/(($F3886-18)/100))))+((($B3886-18)/100)*$CA3900))*$CE3900,0)))","v":1395},{"$f":"IF($B3886>$F3886,0,IF($C3886>$G3886,0,ROUND((((($F3886-$B3886)/100)*IF('DBH-Upgrade'!$K$6='DBH-Upgrade'!$K$8,$BZ3900,($BE3886/(($F3886-18)/100))))+((($B3886-18)/100)*$CA3900))*$CD3900,0)))","v":1496},{"$f":"IF($B3886>$F3886,0,IF($C3886>$G3886,0,ROUND(((($F3886-$B3886)/100)*IF('DBH-Upgrade'!$K$6='DBH-Upgrade'!$K$8,$BZ3900,($BE3886/(($F3886-18)/100))))+((($B3886-18)/100)*$CA3900),0)))","v":2008},{"v":1.5,"d":"1.500"},1.08,1.08,1.08,109,{"$f":"IF($B3886>$F3886,0,IF($C3886>$G3886,0,ROUND(((($F3886-$B3886)/100)*(IF('DBH-Upgrade'!$K$6='DBH-Upgrade'!$K$8,$BZ3900,($BE3886/(($F3886-18)/100))))*$CH3900)+((($B3886-18)/100)*$CA3900*$CE3900*$CG3900),0)))","v":228},{"$f":"IF($B3886>$F3886,0,IF($C3886>$G3886,0,ROUND(((($F3886-$B3886)/100)*(IF('DBH-Upgrade'!$K$6='DBH-Upgrade'!$K$8,$BZ3900,($BE3886/(($F3886-18)/100))))*$CH3900)+((($B3886-18)/100)*$CA3900*$CD3900*$CG3900),0)))","v":244},{"$f":"IF($B3886>$F3886,0,IF($C3886>$G3886,0,ROUND(((($F3886-$B3886)/100)*(IF('DBH-Upgrade'!$K$6='DBH-Upgrade'!$K$8,$BZ3900,($BE3886/(($F3886-18)/100))))*$CH3900)+((($B3886-18)/100)*$CA3900*$CG3900),0)))","v":328},6,12,13,17,{"v":2.2173389539634762E-4,"d":"0.00"},{"v":8.4598157363216932E-4,"d":"0.00"},{"v":9.8787228475975949E-4,"d":"0.00"},{"v":1.6621061134341473E-3,"d":"0.00"},0.0002083,1.724,2,0.000461829,{"$f":"IF($B3886>$F3886,0,IF($C3886>$G3886,0,ROUND((((($F3886-$B3886)/100)*IF('DBH-Upgrade'!$K$6='DBH-Upgrade'!$K$8,$CC3900,($BF3886/(($F3886-18)/100))))+((($B3886-18)/100)*$CB3900))*IF($E3886>50,IF($G3886=11,(1-(($E3886-50)*0.005)),IF($G3886=16,(1-(($E3886-50)*0.005)),IF($G3886=21,(1-(($E3886-50)*0.005)),1))),1)*$CE3900,0)))","v":190},{"$f":"IF($B3886>$F3886,0,IF($C3886>$G3886,0,ROUND((((($F3886-$B3886)/100)*IF('DBH-Upgrade'!$K$6='DBH-Upgrade'!$K$8,$CC3900,($BF3886/(($F3886-18)/100))))+((($B3886-18)/100)*$CB3900))*IF($E3886>50,IF($G3886=11,(1-(($E3886-50)*0.005)),IF($G3886=16,(1-(($E3886-50)*0.005)),IF($G3886=21,(1-(($E3886-50)*0.005)),1))),1)*$CD3900,0)))","v":204},{"$f":"IF($B3886>$F3886,0,IF($C3886>$G3886,0,ROUND((((($F3886-$B3886)/100)*IF('DBH-Upgrade'!$K$6='DBH-Upgrade'!$K$8,$CC3900,($BF3886/(($F3886-18)/100))))+((($B3886-18)/100)*$CB3900))*IF($E3886>50,IF($G3886=11,(1-(($E3886-50)*0.005)),IF($G3886=16,(1-(($E3886-50)*0.005)),IF($G3886=21,(1-(($E3886-50)*0.005)),1))),1),0)))","v":274},1.01,1.01,1.01,{"$f":"AK3886*POWER(CF_cool,AN3886)","v":148.91803301666403},{"$f":"AL3886*POWER(CF_cool,AO3886)","v":159.89094071262875},{"$f":"AM3886*POWER(CF_cool,AP3886)","v":214.75547919245233},32,34,46,{"v":5.6882724952915095E-3,"d":"0.01"},{"v":0.006401787813825805,"d":"0.01"},{"v":0.011546753349711855,"d":"0.01"},0.8,6,6.7,9,null,1696,null,{"v":0.8,"d":"80%"},null,null,0,11.8,13.7,21.85,null,1,1,1,148.91803301666403,159.89094071262875,214.75547919245233,null,0,0,0,1,{"$error":"#VALUE!"},0,0,{"$error":"#VALUE!"},0.8452517014716241,0.78929861482599,null,0.16320641939358696,0.08064538055291112,0.7894714915956607,0.7894714915956607,null,0]
["390801615",{"$f":"'DBH-Upgrade'!$K$8-$CL3887","v":80},15,3,90,80,16,16.5,0,26,30,42.4,{"v":1412.3600000000001,"d":"1412"},{"$f":"IF($B3887>$F3887,0,IF($C3887>$G3887,0,ROUND((((($F3887-$B3887)/100)*IF('DBH-Upgrade'!$K$6='DBH-Upgrade'!$K$8,$BZ3901,($BE3887/(($F3887-18)/100))))+((($B3887-18)/100)*$CA3901))*$CE3901,0)))","v":2040},{"$f":"IF($B3887>$F3887,0,IF($C3887>$G3887,0,ROUND((((($F3887-$B3887)/100)*IF('DBH-Upgrade'!$K$6='DBH-Upgrade'!$K$8,$BZ3901,($BE3887/(($F3887-18)/100))))+((($B3887-18)/100)*$CA3901))*$CD3901,0)))","v":2188},{"$f":"IF($B3887>$F3887,0,IF($C3887>$G3887,0,ROUND(((($F3887-$B3887)/100)*IF('DBH-Upgrade'!$K$6='DBH-Upgrade'!$K$8,$BZ3901,($BE3887/(($F3887-18)/100))))+((($B3887-18)/100)*$CA3901),0)))","v":2936},{"v":1.5,"d":"1.500"},1.1,1.1,1.1,114,{"$f":"IF($B3887>$F3887,0,IF($C3887>$G3887,0,ROUND(((($F3887-$B3887)/100)*(IF('DBH-Upgrade'!$K$6='DBH-Upgrade'!$K$8,$BZ3901,($BE3887/(($F3887-18)/100))))*$CH3901)+((($B3887-18)/100)*$CA3901*$CE3901*$CG3901),0)))","v":322},{"$f":"IF($B3887>$F3887,0,IF($C3887>$G3887,0,ROUND(((($F3887-$B3887)/100)*(IF('DBH-Upgrade'!$K$6='DBH-Upgrade'!$K$8,$BZ3901,($BE3887/(($F3887-18)/100))))*$CH3901)+((($B3887-18)/100)*$CA3901*$CD3901*$CG3901),0)))","v":345},{"$f":"IF($B3887>$F3887,0,IF($C3887>$G3887,0,ROUND(((($F3887-$B3887)/100)*(IF('DBH-Upgrade'!$K$6='DBH-Upgrade'!$K$8,$BZ3901,($BE3887/(($F3887-18)/100))))*$CH3901)+((($B3887-18)/100)*$CA3901*$CG3901),0)))","v":463},6,17,18,24,{"v":6.089796771926952E-4,"d":"0.00"},{"v":4.652904870468294E-3,"d":"0.00"},{"v":0.005203977828343644,"d":"0.01"},{"v":0.009145458767792035,"d":"0.01"},0.0002083,1.724,4,1.392796E-3,{"$f":"IF($B3887>$F3887,0,IF($C3887>$G3887,0,ROUND((((($F3887-$B3887)/100)*IF('DBH-Upgrade'!$K$6='DBH-Upgrade'!$K$8,$CC3901,($BF3887/(($F3887-18)/100))))+((($B3887-18)/100)*$CB3901))*IF($E3887>50,IF($G3887=11,(1-(($E3887-50)*0.005)),IF($G3887=16,(1-(($E3887-50)*0.005)),IF($G3887=21,(1-(($E3887-50)*0.005)),1))),1)*$CE3901,0)))","v":250},{"$f":"IF($B3887>$F3887,0,IF($C3887>$G3887,0,ROUND((((($F3887-$B3887)/100)*IF('DBH-Upgrade'!$K$6='DBH-Upgrade'!$K$8,$CC3901,($BF3887/(($F3887-18)/100))))+((($B3887-18)/100)*$CB3901))*IF($E3887>50,IF($G3887=11,(1-(($E3887-50)*0.005)),IF($G3887=16,(1-(($E3887-50)*0.005)),IF($G3887=21,(1-(($E3887-50)*0.005)),1))),1)*$CD3901,0)))","v":268},{"$f":"IF($B3887>$F3887,0,IF($C3887>$G3887,0,ROUND((((($F3887-$B3887)/100)*IF('DBH-Upgrade'!$K$6='DBH-Upgrade'!$K$8,$CC3901,($BF3887/(($F3887-18)/100))))+((($B3887-18)/100)*$CB3901))*IF($E3887>50,IF($G3887=11,(1-(($E3887-50)*0.005)),IF($G3887=16,(1-(($E3887-50)*0.005)),IF($G3887=21,(1-(($E3887-50)*0.005)),1))),1),0)))","v":360},0.95,0.95,0.95,{"$f":"AK3887*POWER(CF_cool,AN3887)","v":198.80130103985016},{"$f":"AL3887*POWER(CF_cool,AO3887)","v":213.1149947147194},{"$f":"AM3887*POWER(CF_cool,AP3887)","v":286.2738734973842},43,46,62,{"v":0.02874508955369569,"d":"0.03"},{"v":0.032821927577823706,"d":"0.03"},{"v":0.05905946570229801,"d":"0.06"},1.6,6,6.7,9,null,2077,null,{"v":0.68,"d":"68%"},null,null,0,11.8,13.7,21.85,null,1,1,1,198.80130103985016,213.1149947147194,286.2738734973842,null,0,0,0,1,{"$error":"#VALUE!"},0,0,{"$error":"#VALUE!"},0.8452517014716241,0.78929861482599,null,0.15781864009190116,0.08064538055291112,0.7952052041594007,0.7952052041594007,null,0]
["390802015",{"$f":"'DBH-Upgrade'!$K$8-$CL3888","v":80},15,3,90,80,20,21.5,0,26,30,42.4,{"v":1892.8000000000002,"d":"1893"},{"$f":"IF($B3888>$F3888,0,IF($C3888>$G3888,0,ROUND((((($F3888-$B3888)/100)*IF('DBH-Upgrade'!$K$6='DBH-Upgrade'!$K$8,$BZ3902,($BE3888/(($F3888-18)/100))))+((($B3888-18)/100)*$CA3902))*$CE3902,0)))","v":1943},{"$f":"IF($B3888>$F3888,0,IF($C3888>$G3888,0,ROUND((((($F3888-$B3888)/100)*IF('DBH-Upgrade'!$K$6='DBH-Upgrade'!$K$8,$BZ3902,($BE3888/(($F3888-18)/100))))+((($B3888-18)/100)*$CA3902))*$CD3902,0)))","v":2086},{"$f":"IF($B3888>$F3888,0,IF($C3888>$G3888,0,ROUND(((($F3888-$B3888)/100)*IF('DBH-Upgrade'!$K$6='DBH-Upgrade'!$K$8,$BZ3902,($BE3888/(($F3888-18)/100))))+((($B3888-18)/100)*$CA3902),0)))","v":2518},{"v":1.5,"d":"1.500"},1.08,1.08,1.08,153,{"$f":"IF($B3888>$F3888,0,IF($C3888>$G3888,0,ROUND(((($F3888-$B3888)/100)*(IF('DBH-Upgrade'!$K$6='DBH-Upgrade'!$K$8,$BZ3902,($BE3888/(($F3888-18)/100))))*$CH3902)+((($B3888-18)/100)*$CA3902*$CE3902*$CG3902),0)))","v":317},{"$f":"IF($B3888>$F3888,0,IF($C3888>$G3888,0,ROUND(((($F3888-$B3888)/100)*(IF('DBH-Upgrade'!$K$6='DBH-Upgrade'!$K$8,$BZ3902,($BE3888/(($F3888-18)/100))))*$CH3902)+((($B3888-18)/100)*$CA3902*$CD3902*$CG3902),0)))","v":341},{"$f":"IF($B3888>$F3888,0,IF($C3888>$G3888,0,ROUND(((($F3888-$B3888)/100)*(IF('DBH-Upgrade'!$K$6='DBH-Upgrade'!$K$8,$BZ3902,($BE3888/(($F3888-18)/100))))*$CH3902)+((($B3888-18)/100)*$CA3902*$CG3902),0)))","v":411},8,16,18,21,{"v":2.9510037572677057E-4,"d":"0.00"},{"v":1.1391023025080912E-3,"d":"0.00"},{"v":1.4337535238068216E-3,"d":"0.00"},{"v":1.9379075648494355E-3,"d":"0.00"},0.0001276,1.7219,2,3.76611E-4,{"$f":"IF($B3888>$F3888,0,IF($C3888>$G3888,0,ROUND((((($F3888-$B3888)/100)*IF('DBH-Upgrade'!$K$6='DBH-Upgrade'!$K$8,$CC3902,($BF3888/(($F3888-18)/100))))+((($B3888-18)/100)*$CB3902))*IF($E3888>50,IF($G3888=11,(1-(($E3888-50)*0.005)),IF($G3888=16,(1-(($E3888-50)*0.005)),IF($G3888=21,(1-(($E3888-50)*0.005)),1))),1)*$CE3902,0)))","v":240},{"$f":"IF($B3888>$F3888,0,IF($C3888>$G3888,0,ROUND((((($F3888-$B3888)/100)*IF('DBH-Upgrade'!$K$6='DBH-Upgrade'!$K$8,$CC3902,($BF3888/(($F3888-18)/100))))+((($B3888-18)/100)*$CB3902))*IF($E3888>50,IF($G3888=11,(1-(($E3888-50)*0.005)),IF($G3888=16,(1-(($E3888-50)*0.005)),IF($G3888=21,(1-(($E3888-50)*0.005)),1))),1)*$CD3902,0)))","v":258},{"$f":"IF($B3888>$F3888,0,IF($C3888>$G3888,0,ROUND((((($F3888-$B3888)/100)*IF('DBH-Upgrade'!$K$6='DBH-Upgrade'!$K$8,$CC3902,($BF3888/(($F3888-18)/100))))+((($B3888-18)/100)*$CB3902))*IF($E3888>50,IF($G3888=11,(1-(($E3888-50)*0.005)),IF($G3888=16,(1-(($E3888-50)*0.005)),IF($G3888=21,(1-(($E3888-50)*0.005)),1))),1),0)))","v":311},0.95,0.95,0.95,{"$f":"AK3888*POWER(CF_cool,AN3888)","v":190.84924899825614},{"$f":"AL3888*POWER(CF_cool,AO3888)","v":205.16294267312537},{"$f":"AM3888*POWER(CF_cool,AP3888)","v":247.3088184935736},41,44,53,{"v":0.007186104904497814,"d":"0.01"},{"v":0.008254212494677102,"d":"0.01"},{"v":0.01189513392769464,"d":"0.01"},1.1,6,6.7,9,null,2366,null,{"v":0.8,"d":"80%"},null,null,0,11.8,13.7,21.85,null,1,1,1,190.84924899825614,205.16294267312537,247.3088184935736,null,0,0,0,1,1615,3238,442,63,0.7555553480649244,0.7038387772986681,null,0.16320641939358696,0.08064538055291112,0.783779121140337,0.783779121140337,null,0]
["390802115",{"$f":"'DBH-Upgrade'!$K$8-$CL3889","v":80},15,3,90,80,21,21.5,0,26,30,42.4,{"v":2412.8,"d":"2413"},{"$f":"IF($B3889>$F3889,0,IF($C3889>$G3889,0,ROUND((((($F3889-$B3889)/100)*IF('DBH-Upgrade'!$K$6='DBH-Upgrade'!$K$8,$BZ3903,($BE3889/(($F3889-18)/100))))+((($B3889-18)/100)*$CA3903))*$CE3903,0)))","v":2628},{"$f":"IF($B3889>$F3889,0,IF($C3889>$G3889,0,ROUND((((($F3889-$B3889)/100)*IF('DBH-Upgrade'!$K$6='DBH-Upgrade'!$K$8,$BZ3903,($BE3889/(($F3889-18)/100))))+((($B3889-18)/100)*$CA3903))*$CD3903,0)))","v":2818},{"$f":"IF($B3889>$F3889,0,IF($C3889>$G3889,0,ROUND(((($F3889-$B3889)/100)*IF('DBH-Upgrade'!$K$6='DBH-Upgrade'!$K$8,$BZ3903,($BE3889/(($F3889-18)/100))))+((($B3889-18)/100)*$CA3903),0)))","v":3781},{"v":1.5,"d":"1.500"},1.05,1.05,1.05,195,{"$f":"IF($B3889>$F3889,0,IF($C3889>$G3889,0,ROUND(((($F3889-$B3889)/100)*(IF('DBH-Upgrade'!$K$6='DBH-Upgrade'!$K$8,$BZ3903,($BE3889/(($F3889-18)/100))))*$CH3903)+((($B3889-18)/100)*$CA3903*$CE3903*$CG3903),0)))","v":451},{"$f":"IF($B3889>$F3889,0,IF($C3889>$G3889,0,ROUND(((($F3889-$B3889)/100)*(IF('DBH-Upgrade'!$K$6='DBH-Upgrade'!$K$8,$BZ3903,($BE3889/(($F3889-18)/100))))*$CH3903)+((($B3889-18)/100)*$CA3903*$CD3903*$CG3903),0)))","v":484},{"$f":"IF($B3889>$F3889,0,IF($C3889>$G3889,0,ROUND(((($F3889-$B3889)/100)*(IF('DBH-Upgrade'!$K$6='DBH-Upgrade'!$K$8,$BZ3903,($BE3889/(($F3889-18)/100))))*$CH3903)+((($B3889-18)/100)*$CA3903*$CG3903),0)))","v":649},10,23,25,33,{"v":6.7687495057233683E-4,"d":"0.00"},{"v":0.003391492042675489,"d":"0.00"},{"v":0.003987306446224223,"d":"0.00"},{"v":0.006839011786545401,"d":"0.01"},0.0001276,1.7219,4,0.000514201,{"$f":"IF($B3889>$F3889,0,IF($C3889>$G3889,0,ROUND((((($F3889-$B3889)/100)*IF('DBH-Upgrade'!$K$6='DBH-Upgrade'!$K$8,$CC3903,($BF3889/(($F3889-18)/100))))+((($B3889-18)/100)*$CB3903))*IF($E3889>50,IF($G3889=11,(1-(($E3889-50)*0.005)),IF($G3889=16,(1-(($E3889-50)*0.005)),IF($G3889=21,(1-(($E3889-50)*0.005)),1))),1)*$CE3903,0)))","v":273},{"$f":"IF($B3889>$F3889,0,IF($C3889>$G3889,0,ROUND((((($F3889-$B3889)/100)*IF('DBH-Upgrade'!$K$6='DBH-Upgrade'!$K$8,$CC3903,($BF3889/(($F3889-18)/100))))+((($B3889-18)/100)*$CB3903))*IF($E3889>50,IF($G3889=11,(1-(($E3889-50)*0.005)),IF($G3889=16,(1-(($E3889-50)*0.005)),IF($G3889=21,(1-(($E3889-50)*0.005)),1))),1)*$CD3903,0)))","v":292},{"$f":"IF($B3889>$F3889,0,IF($C3889>$G3889,0,ROUND((((($F3889-$B3889)/100)*IF('DBH-Upgrade'!$K$6='DBH-Upgrade'!$K$8,$CC3903,($BF3889/(($F3889-18)/100))))+((($B3889-18)/100)*$CB3903))*IF($E3889>50,IF($G3889=11,(1-(($E3889-50)*0.005)),IF($G3889=16,(1-(($E3889-50)*0.005)),IF($G3889=21,(1-(($E3889-50)*0.005)),1))),1),0)))","v":392},0.85,0.85,0.85,{"$f":"AK3889*POWER(CF_cool,AN3889)","v":222.3912689469008},{"$f":"AL3889*POWER(CF_cool,AO3889)","v":237.86904956957886},{"$f":"AM3889*POWER(CF_cool,AP3889)","v":319.3310528468319},48,51,69,{"v":0.014186389629941804,"d":"0.01"},{"v":0.015966483142749583,"d":"0.02"},{"v":0.02880381109274786,"d":"0.03"},2.1,6,6.7,9,null,3016,null,{"v":0.8,"d":"80%"},null,null,0,11.8,13.7,21.85,null,1,1,1,222.3912689469008,237.86904956957886,319.3310528468319,null,0,0,0,1,3238,4735,725,75,0.7555553480649244,0.7038387772986681,null,0.15781864009190116,0.08064538055291112,0.7952052041594007,0.7952052041594007,null,0]
["390901015",{"$f":"'DBH-Upgrade'!$K$8-$CL3890","v":80},15,3,90,90,10,11.5,0,26,30,43.3,{"v":1108.8,"d":"1109"},{"$f":"IF($B3890>$F3890,0,IF($C3890>$G3890,0,ROUND((((($F3890-$B3890)/100)*IF('DBH-Upgrade'!$K$6='DBH-Upgrade'!$K$8,$BZ3904,($BE3890/(($F3890-18)/100))))+((($B3890-18)/100)*$CA3904))*$CE3904,0)))","v":0},{"$f":"IF($B3890>$F3890,0,IF($C3890>$G3890,0,ROUND((((($F3890-$B3890)/100)*IF('DBH-Upgrade'!$K$6='DBH-Upgrade'!$K$8,$BZ3904,($BE3890/(($F3890-18)/100))))+((($B3890-18)/100)*$CA3904))*$CD3904,0)))","v":0},{"$f":"IF($B3890>$F3890,0,IF($C3890>$G3890,0,ROUND(((($F3890-$B3890)/100)*IF('DBH-Upgrade'!$K$6='DBH-Upgrade'!$K$8,$BZ3904,($BE3890/(($F3890-18)/100))))+((($B3890-18)/100)*$CA3904),0)))","v":0},{"v":1.5,"d":"1.500"},1.08,1.08,1.08,89,{"$f":"IF($B3890>$F3890,0,IF($C3890>$G3890,0,ROUND(((($F3890-$B3890)/100)*(IF('DBH-Upgrade'!$K$6='DBH-Upgrade'!$K$8,$BZ3904,($BE3890/(($F3890-18)/100))))*$CH3904)+((($B3890-18)/100)*$CA3904*$CE3904*$CG3904),0)))","v":0},{"$f":"IF($B3890>$F3890,0,IF($C3890>$G3890,0,ROUND(((($F3890-$B3890)/100)*(IF('DBH-Upgrade'!$K$6='DBH-Upgrade'!$K$8,$BZ3904,($BE3890/(($F3890-18)/100))))*$CH3904)+((($B3890-18)/100)*$CA3904*$CD3904*$CG3904),0)))","v":0},{"$f":"IF($B3890>$F3890,0,IF($C3890>$G3890,0,ROUND(((($F3890-$B3890)/100)*(IF('DBH-Upgrade'!$K$6='DBH-Upgrade'!$K$8,$BZ3904,($BE3890/(($F3890-18)/100))))*$CH3904)+((($B3890-18)/100)*$CA3904*$CG3904),0)))","v":0},5,0,0,0,{"v":1.8591629687039947E-4,"d":"0.00"},{"v":0,"d":"0.00"},{"v":0,"d":"0.00"},{"v":0,"d":"0.00"},3.969E-4,1.7346,2,0.000367347,{"$f":"IF($B3890>$F3890,0,IF($C3890>$G3890,0,ROUND((((($F3890-$B3890)/100)*IF('DBH-Upgrade'!$K$6='DBH-Upgrade'!$K$8,$CC3904,($BF3890/(($F3890-18)/100))))+((($B3890-18)/100)*$CB3904))*IF($E3890>50,IF($G3890=11,(1-(($E3890-50)*0.005)),IF($G3890=16,(1-(($E3890-50)*0.005)),IF($G3890=21,(1-(($E3890-50)*0.005)),1))),1)*$CE3904,0)))","v":0},{"$f":"IF($B3890>$F3890,0,IF($C3890>$G3890,0,ROUND((((($F3890-$B3890)/100)*IF('DBH-Upgrade'!$K$6='DBH-Upgrade'!$K$8,$CC3904,($BF3890/(($F3890-18)/100))))+((($B3890-18)/100)*$CB3904))*IF($E3890>50,IF($G3890=11,(1-(($E3890-50)*0.005)),IF($G3890=16,(1-(($E3890-50)*0.005)),IF($G3890=21,(1-(($E3890-50)*0.005)),1))),1)*$CD3904,0)))","v":0},{"$f":"IF($B3890>$F3890,0,IF($C3890>$G3890,0,ROUND((((($F3890-$B3890)/100)*IF('DBH-Upgrade'!$K$6='DBH-Upgrade'!$K$8,$CC3904,($BF3890/(($F3890-18)/100))))+((($B3890-18)/100)*$CB3904))*IF($E3890>50,IF($G3890=11,(1-(($E3890-50)*0.005)),IF($G3890=16,(1-(($E3890-50)*0.005)),IF($G3890=21,(1-(($E3890-50)*0.005)),1))),1),0)))","v":0},0.98,0.98,0.98,{"$f":"AK3890*POWER(CF_cool,AN3890)","v":0},{"$f":"AL3890*POWER(CF_cool,AO3890)","v":0},{"$f":"AM3890*POWER(CF_cool,AP3890)","v":0},0,0,0,{"v":0,"d":"0.00"},{"v":0,"d":"0.00"},{"v":0,"d":"0.00"},0.6,6,6.7,9,null,1232,null,{"v":0.9,"d":"90%"},null,null,0,11.8,13.7,21.85,null,1,1,1,0,0,0,null,0,0,0,1,2298,4062,502,78,0.8452517014716241,0.78929861482599,null,0.16320641939358696,0.08064538055291112,0.7952052041594007,0.7952052041594007,null,0]
["390901115",{"$f":"'DBH-Upgrade'!$K$8-$CL3891","v":80},15,3,90,90,11,11.5,0,26,30,43.3,{"v":1075.76,"d":"1076"},{"$f":"IF($B3891>$F3891,0,IF($C3891>$G3891,0,ROUND((((($F3891-$B3891)/100)*IF('DBH-Upgrade'!$K$6='DBH-Upgrade'!$K$8,$BZ3905,($BE3891/(($F3891-18)/100))))+((($B3891-18)/100)*$CA3905))*$CE3905,0)))","v":0},{"$f":"IF($B3891>$F3891,0,IF($C3891>$G3891,0,ROUND((((($F3891-$B3891)/100)*IF('DBH-Upgrade'!$K$6='DBH-Upgrade'!$K$8,$BZ3905,($BE3891/(($F3891-18)/100))))+((($B3891-18)/100)*$CA3905))*$CD3905,0)))","v":0},{"$f":"IF($B3891>$F3891,0,IF($C3891>$G3891,0,ROUND(((($F3891-$B3891)/100)*IF('DBH-Upgrade'!$K$6='DBH-Upgrade'!$K$8,$BZ3905,($BE3891/(($F3891-18)/100))))+((($B3891-18)/100)*$CA3905),0)))","v":0},{"v":1.5,"d":"1.500"},1.1,1.1,1.1,87,{"$f":"IF($B3891>$F3891,0,IF($C3891>$G3891,0,ROUND(((($F3891-$B3891)/100)*(IF('DBH-Upgrade'!$K$6='DBH-Upgrade'!$K$8,$BZ3905,($BE3891/(($F3891-18)/100))))*$CH3905)+((($B3891-18)/100)*$CA3905*$CE3905*$CG3905),0)))","v":0},{"$f":"IF($B3891>$F3891,0,IF($C3891>$G3891,0,ROUND(((($F3891-$B3891)/100)*(IF('DBH-Upgrade'!$K$6='DBH-Upgrade'!$K$8,$BZ3905,($BE3891/(($F3891-18)/100))))*$CH3905)+((($B3891-18)/100)*$CA3905*$CD3905*$CG3905),0)))","v":0},{"$f":"IF($B3891>$F3891,0,IF($C3891>$G3891,0,ROUND(((($F3891-$B3891)/100)*(IF('DBH-Upgrade'!$K$6='DBH-Upgrade'!$K$8,$BZ3905,($BE3891/(($F3891-18)/100))))*$CH3905)+((($B3891-18)/100)*$CA3905*$CG3905),0)))","v":0},4,0,0,0,{"v":2.2031170227977464E-4,"d":"0.00"},{"v":0,"d":"0.00"},{"v":0,"d":"0.00"},{"v":0,"d":"0.00"},3.969E-4,1.7346,4,0.000574288,{"$f":"IF($B3891>$F3891,0,IF($C3891>$G3891,0,ROUND((((($F3891-$B3891)/100)*IF('DBH-Upgrade'!$K$6='DBH-Upgrade'!$K$8,$CC3905,($BF3891/(($F3891-18)/100))))+((($B3891-18)/100)*$CB3905))*IF($E3891>50,IF($G3891=11,(1-(($E3891-50)*0.005)),IF($G3891=16,(1-(($E3891-50)*0.005)),IF($G3891=21,(1-(($E3891-50)*0.005)),1))),1)*$CE3905,0)))","v":0},{"$f":"IF($B3891>$F3891,0,IF($C3891>$G3891,0,ROUND((((($F3891-$B3891)/100)*IF('DBH-Upgrade'!$K$6='DBH-Upgrade'!$K$8,$CC3905,($BF3891/(($F3891-18)/100))))+((($B3891-18)/100)*$CB3905))*IF($E3891>50,IF($G3891=11,(1-(($E3891-50)*0.005)),IF($G3891=16,(1-(($E3891-50)*0.005)),IF($G3891=21,(1-(($E3891-50)*0.005)),1))),1)*$CD3905,0)))","v":0},{"$f":"IF($B3891>$F3891,0,IF($C3891>$G3891,0,ROUND((((($F3891-$B3891)/100)*IF('DBH-Upgrade'!$K$6='DBH-Upgrade'!$K$8,$CC3905,($BF3891/(($F3891-18)/100))))+((($B3891-18)/100)*$CB3905))*IF($E3891>50,IF($G3891=11,(1-(($E3891-50)*0.005)),IF($G3891=16,(1-(($E3891-50)*0.005)),IF($G3891=21,(1-(($E3891-50)*0.005)),1))),1),0)))","v":0},0.95,0.95,0.95,{"$f":"AK3891*POWER(CF_cool,AN3891)","v":0},{"$f":"AL3891*POWER(CF_cool,AO3891)","v":0},{"$f":"AM3891*POWER(CF_cool,AP3891)","v":0},0,0,0,{"v":0,"d":"0.00"},{"v":0,"d":"0.00"},{"v":0,"d":"0.00"},1.2,6,6.7,9,null,1582,null,{"v":0.68,"d":"68%"},null,null,0,11.8,13.7,21.85,null,1,1,1,0,0,0,null,0,0,0,1,2489,6098,791,92,0.7555553480649244,0.7038387772986681,null,0.1716349180255756,0.08064538055291112,0.8146200327725304,0.8146200327725304,null,0]
["390901515",{"$f":"'DBH-Upgrade'!$K$8-$CL3892","v":80},15,3,90,90,15,16.5,0,26,30,43.3,{"v":1526.4,"d":"1526"},{"$f":"IF($B3892>$F3892,0,IF($C3892>$G3892,0,ROUND((((($F3892-$B3892)/100)*IF('DBH-Upgrade'!$K$6='DBH-Upgrade'!$K$8,$BZ3906,($BE3892/(($F3892-18)/100))))+((($B3892-18)/100)*$CA3906))*$CE3906,0)))","v":1487},{"$f":"IF($B3892>$F3892,0,IF($C3892>$G3892,0,ROUND((((($F3892-$B3892)/100)*IF('DBH-Upgrade'!$K$6='DBH-Upgrade'!$K$8,$BZ3906,($BE3892/(($F3892-18)/100))))+((($B3892-18)/100)*$CA3906))*$CD3906,0)))","v":1593},{"$f":"IF($B3892>$F3892,0,IF($C3892>$G3892,0,ROUND(((($F3892-$B3892)/100)*IF('DBH-Upgrade'!$K$6='DBH-Upgrade'!$K$8,$BZ3906,($BE3892/(($F3892-18)/100))))+((($B3892-18)/100)*$CA3906),0)))","v":2169},{"v":1.5,"d":"1.500"},1.08,1.08,1.08,123,{"$f":"IF($B3892>$F3892,0,IF($C3892>$G3892,0,ROUND(((($F3892-$B3892)/100)*(IF('DBH-Upgrade'!$K$6='DBH-Upgrade'!$K$8,$BZ3906,($BE3892/(($F3892-18)/100))))*$CH3906)+((($B3892-18)/100)*$CA3906*$CE3906*$CG3906),0)))","v":238},{"$f":"IF($B3892>$F3892,0,IF($C3892>$G3892,0,ROUND(((($F3892-$B3892)/100)*(IF('DBH-Upgrade'!$K$6='DBH-Upgrade'!$K$8,$BZ3906,($BE3892/(($F3892-18)/100))))*$CH3906)+((($B3892-18)/100)*$CA3906*$CD3906*$CG3906),0)))","v":254},{"$f":"IF($B3892>$F3892,0,IF($C3892>$G3892,0,ROUND(((($F3892-$B3892)/100)*(IF('DBH-Upgrade'!$K$6='DBH-Upgrade'!$K$8,$BZ3906,($BE3892/(($F3892-18)/100))))*$CH3906)+((($B3892-18)/100)*$CA3906*$CG3906),0)))","v":341},6,12,13,18,{"v":2.3069740518237621E-4,"d":"0.00"},{"v":8.7559262375902448E-4,"d":"0.00"},{"v":1.0218648297231376E-3,"d":"0.00"},{"v":1.9167564596053314E-3,"d":"0.00"},0.0002083,1.724,2,0.000461829,{"$f":"IF($B3892>$F3892,0,IF($C3892>$G3892,0,ROUND((((($F3892-$B3892)/100)*IF('DBH-Upgrade'!$K$6='DBH-Upgrade'!$K$8,$CC3906,($BF3892/(($F3892-18)/100))))+((($B3892-18)/100)*$CB3906))*IF($E3892>50,IF($G3892=11,(1-(($E3892-50)*0.005)),IF($G3892=16,(1-(($E3892-50)*0.005)),IF($G3892=21,(1-(($E3892-50)*0.005)),1))),1)*$CE3906,0)))","v":192},{"$f":"IF($B3892>$F3892,0,IF($C3892>$G3892,0,ROUND((((($F3892-$B3892)/100)*IF('DBH-Upgrade'!$K$6='DBH-Upgrade'!$K$8,$CC3906,($BF3892/(($F3892-18)/100))))+((($B3892-18)/100)*$CB3906))*IF($E3892>50,IF($G3892=11,(1-(($E3892-50)*0.005)),IF($G3892=16,(1-(($E3892-50)*0.005)),IF($G3892=21,(1-(($E3892-50)*0.005)),1))),1)*$CD3906,0)))","v":206},{"$f":"IF($B3892>$F3892,0,IF($C3892>$G3892,0,ROUND((((($F3892-$B3892)/100)*IF('DBH-Upgrade'!$K$6='DBH-Upgrade'!$K$8,$CC3906,($BF3892/(($F3892-18)/100))))+((($B3892-18)/100)*$CB3906))*IF($E3892>50,IF($G3892=11,(1-(($E3892-50)*0.005)),IF($G3892=16,(1-(($E3892-50)*0.005)),IF($G3892=21,(1-(($E3892-50)*0.005)),1))),1),0)))","v":280},1.01,1.01,1.01,{"$f":"AK3892*POWER(CF_cool,AN3892)","v":150.4855912589447},{"$f":"AL3892*POWER(CF_cool,AO3892)","v":161.45849895490943},{"$f":"AM3892*POWER(CF_cool,AP3892)","v":219.45815391929435},32,35,47,{"v":0.005848901476159117,"d":"0.01"},{"v":0.006961487498539217,"d":"0.01"},{"v":0.012353704485781476,"d":"0.01"},0.9,6,6.7,9,null,1908,null,{"v":0.8,"d":"80%"},null,null,0,11.8,13.7,21.85,null,1,1,1,150.4855912589447,161.45849895490943,219.45815391929435,null,0,0,0,1,{"$error":"#VALUE!"},0,0,{"$error":"#VALUE!"},0.8364028566594162,0.7799409143899563,null,0.16320641939358696,0.08064538055291112,0.7894714915956607,0.7894714915956607,null,0]
["390901615",{"$f":"'DBH-Upgrade'!$K$8-$CL3893","v":80},15,3,90,90,16,16.5,0,26,30,43.3,{"v":1588.48,"d":"1588"},{"$f":"IF($B3893>$F3893,0,IF($C3893>$G3893,0,ROUND((((($F3893-$B3893)/100)*IF('DBH-Upgrade'!$K$6='DBH-Upgrade'!$K$8,$BZ3907,($BE3893/(($F3893-18)/100))))+((($B3893-18)/100)*$CA3907))*$CE3907,0)))","v":2234},{"$f":"IF($B3893>$F3893,0,IF($C3893>$G3893,0,ROUND((((($F3893-$B3893)/100)*IF('DBH-Upgrade'!$K$6='DBH-Upgrade'!$K$8,$BZ3907,($BE3893/(($F3893-18)/100))))+((($B3893-18)/100)*$CA3907))*$CD3907,0)))","v":2393},{"$f":"IF($B3893>$F3893,0,IF($C3893>$G3893,0,ROUND(((($F3893-$B3893)/100)*IF('DBH-Upgrade'!$K$6='DBH-Upgrade'!$K$8,$BZ3907,($BE3893/(($F3893-18)/100))))+((($B3893-18)/100)*$CA3907),0)))","v":3260},{"v":1.5,"d":"1.500"},1.1,1.1,1.1,128,{"$f":"IF($B3893>$F3893,0,IF($C3893>$G3893,0,ROUND(((($F3893-$B3893)/100)*(IF('DBH-Upgrade'!$K$6='DBH-Upgrade'!$K$8,$BZ3907,($BE3893/(($F3893-18)/100))))*$CH3907)+((($B3893-18)/100)*$CA3907*$CE3907*$CG3907),0)))","v":344},{"$f":"IF($B3893>$F3893,0,IF($C3893>$G3893,0,ROUND(((($F3893-$B3893)/100)*(IF('DBH-Upgrade'!$K$6='DBH-Upgrade'!$K$8,$BZ3907,($BE3893/(($F3893-18)/100))))*$CH3907)+((($B3893-18)/100)*$CA3907*$CD3907*$CG3907),0)))","v":366},{"$f":"IF($B3893>$F3893,0,IF($C3893>$G3893,0,ROUND(((($F3893-$B3893)/100)*(IF('DBH-Upgrade'!$K$6='DBH-Upgrade'!$K$8,$BZ3907,($BE3893/(($F3893-18)/100))))*$CH3907)+((($B3893-18)/100)*$CA3907*$CG3907),0)))","v":489},7,18,19,25,{"v":8.4560594066723294E-4,"d":"0.00"},{"v":0.005323119896810663,"d":"0.01"},{"v":0.005916142354258051,"d":"0.01"},{"v":0.010117761422327523,"d":"0.01"},0.0002083,1.724,4,1.392796E-3,{"$f":"IF($B3893>$F3893,0,IF($C3893>$G3893,0,ROUND((((($F3893-$B3893)/100)*IF('DBH-Upgrade'!$K$6='DBH-Upgrade'!$K$8,$CC3907,($BF3893/(($F3893-18)/100))))+((($B3893-18)/100)*$CB3907))*IF($E3893>50,IF($G3893=11,(1-(($E3893-50)*0.005)),IF($G3893=16,(1-(($E3893-50)*0.005)),IF($G3893=21,(1-(($E3893-50)*0.005)),1))),1)*$CE3907,0)))","v":251},{"$f":"IF($B3893>$F3893,0,IF($C3893>$G3893,0,ROUND((((($F3893-$B3893)/100)*IF('DBH-Upgrade'!$K$6='DBH-Upgrade'!$K$8,$CC3907,($BF3893/(($F3893-18)/100))))+((($B3893-18)/100)*$CB3907))*IF($E3893>50,IF($G3893=11,(1-(($E3893-50)*0.005)),IF($G3893=16,(1-(($E3893-50)*0.005)),IF($G3893=21,(1-(($E3893-50)*0.005)),1))),1)*$CD3907,0)))","v":268},{"$f":"IF($B3893>$F3893,0,IF($C3893>$G3893,0,ROUND((((($F3893-$B3893)/100)*IF('DBH-Upgrade'!$K$6='DBH-Upgrade'!$K$8,$CC3907,($BF3893/(($F3893-18)/100))))+((($B3893-18)/100)*$CB3907))*IF($E3893>50,IF($G3893=11,(1-(($E3893-50)*0.005)),IF($G3893=16,(1-(($E3893-50)*0.005)),IF($G3893=21,(1-(($E3893-50)*0.005)),1))),1),0)))","v":366},0.95,0.95,0.95,{"$f":"AK3893*POWER(CF_cool,AN3893)","v":199.59650624400956},{"$f":"AL3893*POWER(CF_cool,AO3893)","v":213.1149947147194},{"$f":"AM3893*POWER(CF_cool,AP3893)","v":291.0451047223406},43,46,63,{"v":0.0292797461809054,"d":"0.03"},{"v":0.03342250615785781,"d":"0.03"},{"v":0.06198283917745205,"d":"0.06"},1.8,6,6.7,9,null,2336,null,{"v":0.68,"d":"68%"},null,null,0,11.8,13.7,21.85,null,1,1,1,199.59650624400956,213.1149947147194,291.0451047223406,null,0,0,0,1,{"$error":"#VALUE!"},0,0,{"$error":"#VALUE!"},0.8364028566594162,0.7799409143899563,null,0.15781864009190116,0.08064538055291112,0.7952052041594007,0.7952052041594007,null,0]
["390902015",{"$f":"'DBH-Upgrade'!$K$8-$CL3894","v":80},15,3,90,90,20,21.5,0,26,30,43.3,{"v":2128.8,"d":"2129"},{"$f":"IF($B3894>$F3894,0,IF($C3894>$G3894,0,ROUND((((($F3894-$B3894)/100)*IF('DBH-Upgrade'!$K$6='DBH-Upgrade'!$K$8,$BZ3908,($BE3894/(($F3894-18)/100))))+((($B3894-18)/100)*$CA3908))*$CE3908,0)))","v":2098},{"$f":"IF($B3894>$F3894,0,IF($C3894>$G3894,0,ROUND((((($F3894-$B3894)/100)*IF('DBH-Upgrade'!$K$6='DBH-Upgrade'!$K$8,$BZ3908,($BE3894/(($F3894-18)/100))))+((($B3894-18)/100)*$CA3908))*$CD3908,0)))","v":2257},{"$f":"IF($B3894>$F3894,0,IF($C3894>$G3894,0,ROUND(((($F3894-$B3894)/100)*IF('DBH-Upgrade'!$K$6='DBH-Upgrade'!$K$8,$BZ3908,($BE3894/(($F3894-18)/100))))+((($B3894-18)/100)*$CA3908),0)))","v":2748},{"v":1.5,"d":"1.500"},1.08,1.08,1.08,172,{"$f":"IF($B3894>$F3894,0,IF($C3894>$G3894,0,ROUND(((($F3894-$B3894)/100)*(IF('DBH-Upgrade'!$K$6='DBH-Upgrade'!$K$8,$BZ3908,($BE3894/(($F3894-18)/100))))*$CH3908)+((($B3894-18)/100)*$CA3908*$CE3908*$CG3908),0)))","v":332},{"$f":"IF($B3894>$F3894,0,IF($C3894>$G3894,0,ROUND(((($F3894-$B3894)/100)*(IF('DBH-Upgrade'!$K$6='DBH-Upgrade'!$K$8,$BZ3908,($BE3894/(($F3894-18)/100))))*$CH3908)+((($B3894-18)/100)*$CA3908*$CD3908*$CG3908),0)))","v":356},{"$f":"IF($B3894>$F3894,0,IF($C3894>$G3894,0,ROUND(((($F3894-$B3894)/100)*(IF('DBH-Upgrade'!$K$6='DBH-Upgrade'!$K$8,$BZ3908,($BE3894/(($F3894-18)/100))))*$CH3908)+((($B3894-18)/100)*$CA3908*$CG3908),0)))","v":430},9,17,18,22,{"v":3.8208016309943205E-4,"d":"0.00"},{"v":1.3151446240857827E-3,"d":"0.00"},{"v":1.4700246025578616E-3,"d":"0.00"},{"v":0.002173729287856146,"d":"0.00"},0.0001276,1.7219,2,3.76611E-4,{"$f":"IF($B3894>$F3894,0,IF($C3894>$G3894,0,ROUND((((($F3894-$B3894)/100)*IF('DBH-Upgrade'!$K$6='DBH-Upgrade'!$K$8,$CC3908,($BF3894/(($F3894-18)/100))))+((($B3894-18)/100)*$CB3908))*IF($E3894>50,IF($G3894=11,(1-(($E3894-50)*0.005)),IF($G3894=16,(1-(($E3894-50)*0.005)),IF($G3894=21,(1-(($E3894-50)*0.005)),1))),1)*$CE3908,0)))","v":244},{"$f":"IF($B3894>$F3894,0,IF($C3894>$G3894,0,ROUND((((($F3894-$B3894)/100)*IF('DBH-Upgrade'!$K$6='DBH-Upgrade'!$K$8,$CC3908,($BF3894/(($F3894-18)/100))))+((($B3894-18)/100)*$CB3908))*IF($E3894>50,IF($G3894=11,(1-(($E3894-50)*0.005)),IF($G3894=16,(1-(($E3894-50)*0.005)),IF($G3894=21,(1-(($E3894-50)*0.005)),1))),1)*$CD3908,0)))","v":262},{"$f":"IF($B3894>$F3894,0,IF($C3894>$G3894,0,ROUND((((($F3894-$B3894)/100)*IF('DBH-Upgrade'!$K$6='DBH-Upgrade'!$K$8,$CC3908,($BF3894/(($F3894-18)/100))))+((($B3894-18)/100)*$CB3908))*IF($E3894>50,IF($G3894=11,(1-(($E3894-50)*0.005)),IF($G3894=16,(1-(($E3894-50)*0.005)),IF($G3894=21,(1-(($E3894-50)*0.005)),1))),1),0)))","v":319},0.95,0.95,0.95,{"$f":"AK3894*POWER(CF_cool,AN3894)","v":194.03006981489375},{"$f":"AL3894*POWER(CF_cool,AO3894)","v":208.34376348976298},{"$f":"AM3894*POWER(CF_cool,AP3894)","v":253.6704601268488},42,45,55,{"v":0.007690059318392718,"d":"0.01"},{"v":0.00880214222445144,"d":"0.01"},{"v":0.013041178410093179,"d":"0.01"},1.2,6,6.7,9,null,2661,null,{"v":0.8,"d":"80%"},null,null,0,11.8,13.7,21.85,null,1,1,1,194.03006981489375,208.34376348976298,253.6704601268488,null,0,0,0,1,1615,3238,442,63,0.7555553480649244,0.7038387772986681,null,0.16320641939358696,0.08064538055291112,0.783779121140337,0.783779121140337,null,0]
["390902115",{"$f":"'DBH-Upgrade'!$K$8-$CL3895","v":80},15,3,90,90,21,21.5,0,26,30,43.3,{"v":2714.4,"d":"2714"},{"$f":"IF($B3895>$F3895,0,IF($C3895>$G3895,0,ROUND((((($F3895-$B3895)/100)*IF('DBH-Upgrade'!$K$6='DBH-Upgrade'!$K$8,$BZ3909,($BE3895/(($F3895-18)/100))))+((($B3895-18)/100)*$CA3909))*$CE3909,0)))","v":2762},{"$f":"IF($B3895>$F3895,0,IF($C3895>$G3895,0,ROUND((((($F3895-$B3895)/100)*IF('DBH-Upgrade'!$K$6='DBH-Upgrade'!$K$8,$BZ3909,($BE3895/(($F3895-18)/100))))+((($B3895-18)/100)*$CA3909))*$CD3909,0)))","v":2959},{"$f":"IF($B3895>$F3895,0,IF($C3895>$G3895,0,ROUND(((($F3895-$B3895)/100)*IF('DBH-Upgrade'!$K$6='DBH-Upgrade'!$K$8,$BZ3909,($BE3895/(($F3895-18)/100))))+((($B3895-18)/100)*$CA3909),0)))","v":4030},{"v":1.5,"d":"1.500"},1.05,1.05,1.05,219,{"$f":"IF($B3895>$F3895,0,IF($C3895>$G3895,0,ROUND(((($F3895-$B3895)/100)*(IF('DBH-Upgrade'!$K$6='DBH-Upgrade'!$K$8,$BZ3909,($BE3895/(($F3895-18)/100))))*$CH3909)+((($B3895-18)/100)*$CA3909*$CE3909*$CG3909),0)))","v":465},{"$f":"IF($B3895>$F3895,0,IF($C3895>$G3895,0,ROUND(((($F3895-$B3895)/100)*(IF('DBH-Upgrade'!$K$6='DBH-Upgrade'!$K$8,$BZ3909,($BE3895/(($F3895-18)/100))))*$CH3909)+((($B3895-18)/100)*$CA3909*$CD3909*$CG3909),0)))","v":497},{"$f":"IF($B3895>$F3895,0,IF($C3895>$G3895,0,ROUND(((($F3895-$B3895)/100)*(IF('DBH-Upgrade'!$K$6='DBH-Upgrade'!$K$8,$BZ3909,($BE3895/(($F3895-18)/100))))*$CH3909)+((($B3895-18)/100)*$CA3909*$CG3909),0)))","v":669},11,24,26,35,{"v":0.000844612278896146,"d":"0.00"},{"v":0.003802565461574193,"d":"0.00"},{"v":0.004439480742979296,"d":"0.00"},{"v":0.007896395758543805,"d":"0.01"},0.0001276,1.7219,4,0.000514201,{"$f":"IF($B3895>$F3895,0,IF($C3895>$G3895,0,ROUND((((($F3895-$B3895)/100)*IF('DBH-Upgrade'!$K$6='DBH-Upgrade'!$K$8,$CC3909,($BF3895/(($F3895-18)/100))))+((($B3895-18)/100)*$CB3909))*IF($E3895>50,IF($G3895=11,(1-(($E3895-50)*0.005)),IF($G3895=16,(1-(($E3895-50)*0.005)),IF($G3895=21,(1-(($E3895-50)*0.005)),1))),1)*$CE3909,0)))","v":274},{"$f":"IF($B3895>$F3895,0,IF($C3895>$G3895,0,ROUND((((($F3895-$B3895)/100)*IF('DBH-Upgrade'!$K$6='DBH-Upgrade'!$K$8,$CC3909,($BF3895/(($F3895-18)/100))))+((($B3895-18)/100)*$CB3909))*IF($E3895>50,IF($G3895=11,(1-(($E3895-50)*0.005)),IF($G3895=16,(1-(($E3895-50)*0.005)),IF($G3895=21,(1-(($E3895-50)*0.005)),1))),1)*$CD3909,0)))","v":293},{"$f":"IF($B3895>$F3895,0,IF($C3895>$G3895,0,ROUND((((($F3895-$B3895)/100)*IF('DBH-Upgrade'!$K$6='DBH-Upgrade'!$K$8,$CC3909,($BF3895/(($F3895-18)/100))))+((($B3895-18)/100)*$CB3909))*IF($E3895>50,IF($G3895=11,(1-(($E3895-50)*0.005)),IF($G3895=16,(1-(($E3895-50)*0.005)),IF($G3895=21,(1-(($E3895-50)*0.005)),1))),1),0)))","v":400},0.85,0.85,0.85,{"$f":"AK3895*POWER(CF_cool,AN3895)","v":223.20588897967332},{"$f":"AL3895*POWER(CF_cool,AO3895)","v":238.6836696023514},{"$f":"AM3895*POWER(CF_cool,AP3895)","v":325.84801310901213},48,51,70,{"v":0.014579094265725616,"d":"0.01"},{"v":0.016402398156918727,"d":"0.02"},{"v":0.03037696321380861,"d":"0.03"},2.4,6,6.7,9,null,3393,null,{"v":0.8,"d":"80%"},null,null,0,11.8,13.7,21.85,null,1,1,1,223.20588897967332,238.6836696023514,325.84801310901213,null,0,0,0,1,3238,4735,725,75,0.7555553480649244,0.7038387772986681,null,0.15781864009190116,0.08064538055291112,0.7952052041594007,0.7952052041594007,null,0]
["3901001015",{"$f":"'DBH-Upgrade'!$K$8-$CL3896","v":80},15,3,90,100,10,11.5,0,26,30,44.1,{"v":1232.1000000000001,"d":"1232"},{"$f":"IF($B3896>$F3896,0,IF($C3896>$G3896,0,ROUND((((($F3896-$B3896)/100)*IF('DBH-Upgrade'!$K$6='DBH-Upgrade'!$K$8,$BZ3910,($BE3896/(($F3896-18)/100))))+((($B3896-18)/100)*$CA3910))*$CE3910,0)))","v":0},{"$f":"IF($B3896>$F3896,0,IF($C3896>$G3896,0,ROUND((((($F3896-$B3896)/100)*IF('DBH-Upgrade'!$K$6='DBH-Upgrade'!$K$8,$BZ3910,($BE3896/(($F3896-18)/100))))+((($B3896-18)/100)*$CA3910))*$CD3910,0)))","v":0},{"$f":"IF($B3896>$F3896,0,IF($C3896>$G3896,0,ROUND(((($F3896-$B3896)/100)*IF('DBH-Upgrade'!$K$6='DBH-Upgrade'!$K$8,$BZ3910,($BE3896/(($F3896-18)/100))))+((($B3896-18)/100)*$CA3910),0)))","v":0},{"v":1.5,"d":"1.500"},1.08,1.08,1.08,99,{"$f":"IF($B3896>$F3896,0,IF($C3896>$G3896,0,ROUND(((($F3896-$B3896)/100)*(IF('DBH-Upgrade'!$K$6='DBH-Upgrade'!$K$8,$BZ3910,($BE3896/(($F3896-18)/100))))*$CH3910)+((($B3896-18)/100)*$CA3910*$CE3910*$CG3910),0)))","v":0},{"$f":"IF($B3896>$F3896,0,IF($C3896>$G3896,0,ROUND(((($F3896-$B3896)/100)*(IF('DBH-Upgrade'!$K$6='DBH-Upgrade'!$K$8,$BZ3910,($BE3896/(($F3896-18)/100))))*$CH3910)+((($B3896-18)/100)*$CA3910*$CD3910*$CG3910),0)))","v":0},{"$f":"IF($B3896>$F3896,0,IF($C3896>$G3896,0,ROUND(((($F3896-$B3896)/100)*(IF('DBH-Upgrade'!$K$6='DBH-Upgrade'!$K$8,$BZ3910,($BE3896/(($F3896-18)/100))))*$CH3910)+((($B3896-18)/100)*$CA3910*$CG3910),0)))","v":0},5,0,0,0,{"v":1.9860363574214547E-4,"d":"0.00"},{"v":0,"d":"0.00"},{"v":0,"d":"0.00"},{"v":0,"d":"0.00"},3.969E-4,1.7346,2,0.000367347,{"$f":"IF($B3896>$F3896,0,IF($C3896>$G3896,0,ROUND((((($F3896-$B3896)/100)*IF('DBH-Upgrade'!$K$6='DBH-Upgrade'!$K$8,$CC3910,($BF3896/(($F3896-18)/100))))+((($B3896-18)/100)*$CB3910))*IF($E3896>50,IF($G3896=11,(1-(($E3896-50)*0.005)),IF($G3896=16,(1-(($E3896-50)*0.005)),IF($G3896=21,(1-(($E3896-50)*0.005)),1))),1)*$CE3910,0)))","v":0},{"$f":"IF($B3896>$F3896,0,IF($C3896>$G3896,0,ROUND((((($F3896-$B3896)/100)*IF('DBH-Upgrade'!$K$6='DBH-Upgrade'!$K$8,$CC3910,($BF3896/(($F3896-18)/100))))+((($B3896-18)/100)*$CB3910))*IF($E3896>50,IF($G3896=11,(1-(($E3896-50)*0.005)),IF($G3896=16,(1-(($E3896-50)*0.005)),IF($G3896=21,(1-(($E3896-50)*0.005)),1))),1)*$CD3910,0)))","v":0},{"$f":"IF($B3896>$F3896,0,IF($C3896>$G3896,0,ROUND((((($F3896-$B3896)/100)*IF('DBH-Upgrade'!$K$6='DBH-Upgrade'!$K$8,$CC3910,($BF3896/(($F3896-18)/100))))+((($B3896-18)/100)*$CB3910))*IF($E3896>50,IF($G3896=11,(1-(($E3896-50)*0.005)),IF($G3896=16,(1-(($E3896-50)*0.005)),IF($G3896=21,(1-(($E3896-50)*0.005)),1))),1),0)))","v":0},0.98,0.98,0.98,{"$f":"AK3896*POWER(CF_cool,AN3896)","v":0},{"$f":"AL3896*POWER(CF_cool,AO3896)","v":0},{"$f":"AM3896*POWER(CF_cool,AP3896)","v":0},0,0,0,{"v":0,"d":"0.00"},{"v":0,"d":"0.00"},{"v":0,"d":"0.00"},0.7,6,6.7,9,null,1369,null,{"v":0.9,"d":"90%"},null,null,0,11.8,13.7,21.85,null,1,1,1,0,0,0,null,0,0,0,1,2298,4062,502,78,0.8364028566594162,0.7799409143899563,null,0.16320641939358696,0.08064538055291112,0.7952052041594007,0.7952052041594007,null,0]
["3901001115",{"$f":"'DBH-Upgrade'!$K$8-$CL3897","v":80},15,3,90,100,11,11.5,0,26,30,44.1,{"v":1195.44,"d":"1195"},{"$f":"IF($B3897>$F3897,0,IF($C3897>$G3897,0,ROUND((((($F3897-$B3897)/100)*IF('DBH-Upgrade'!$K$6='DBH-Upgrade'!$K$8,$BZ3911,($BE3897/(($F3897-18)/100))))+((($B3897-18)/100)*$CA3911))*$CE3911,0)))","v":0},{"$f":"IF($B3897>$F3897,0,IF($C3897>$G3897,0,ROUND((((($F3897-$B3897)/100)*IF('DBH-Upgrade'!$K$6='DBH-Upgrade'!$K$8,$BZ3911,($BE3897/(($F3897-18)/100))))+((($B3897-18)/100)*$CA3911))*$CD3911,0)))","v":0},{"$f":"IF($B3897>$F3897,0,IF($C3897>$G3897,0,ROUND(((($F3897-$B3897)/100)*IF('DBH-Upgrade'!$K$6='DBH-Upgrade'!$K$8,$BZ3911,($BE3897/(($F3897-18)/100))))+((($B3897-18)/100)*$CA3911),0)))","v":0},{"v":1.5,"d":"1.500"},1.1,1.1,1.1,96,{"$f":"IF($B3897>$F3897,0,IF($C3897>$G3897,0,ROUND(((($F3897-$B3897)/100)*(IF('DBH-Upgrade'!$K$6='DBH-Upgrade'!$K$8,$BZ3911,($BE3897/(($F3897-18)/100))))*$CH3911)+((($B3897-18)/100)*$CA3911*$CE3911*$CG3911),0)))","v":0},{"$f":"IF($B3897>$F3897,0,IF($C3897>$G3897,0,ROUND(((($F3897-$B3897)/100)*(IF('DBH-Upgrade'!$K$6='DBH-Upgrade'!$K$8,$BZ3911,($BE3897/(($F3897-18)/100))))*$CH3911)+((($B3897-18)/100)*$CA3911*$CD3911*$CG3911),0)))","v":0},{"$f":"IF($B3897>$F3897,0,IF($C3897>$G3897,0,ROUND(((($F3897-$B3897)/100)*(IF('DBH-Upgrade'!$K$6='DBH-Upgrade'!$K$8,$BZ3911,($BE3897/(($F3897-18)/100))))*$CH3911)+((($B3897-18)/100)*$CA3911*$CG3911),0)))","v":0},5,0,0,0,{"v":3.5790780148429091E-4,"d":"0.00"},{"v":0,"d":"0.00"},{"v":0,"d":"0.00"},{"v":0,"d":"0.00"},3.969E-4,1.7346,4,0.000574288,{"$f":"IF($B3897>$F3897,0,IF($C3897>$G3897,0,ROUND((((($F3897-$B3897)/100)*IF('DBH-Upgrade'!$K$6='DBH-Upgrade'!$K$8,$CC3911,($BF3897/(($F3897-18)/100))))+((($B3897-18)/100)*$CB3911))*IF($E3897>50,IF($G3897=11,(1-(($E3897-50)*0.005)),IF($G3897=16,(1-(($E3897-50)*0.005)),IF($G3897=21,(1-(($E3897-50)*0.005)),1))),1)*$CE3911,0)))","v":0},{"$f":"IF($B3897>$F3897,0,IF($C3897>$G3897,0,ROUND((((($F3897-$B3897)/100)*IF('DBH-Upgrade'!$K$6='DBH-Upgrade'!$K$8,$CC3911,($BF3897/(($F3897-18)/100))))+((($B3897-18)/100)*$CB3911))*IF($E3897>50,IF($G3897=11,(1-(($E3897-50)*0.005)),IF($G3897=16,(1-(($E3897-50)*0.005)),IF($G3897=21,(1-(($E3897-50)*0.005)),1))),1)*$CD3911,0)))","v":0},{"$f":"IF($B3897>$F3897,0,IF($C3897>$G3897,0,ROUND((((($F3897-$B3897)/100)*IF('DBH-Upgrade'!$K$6='DBH-Upgrade'!$K$8,$CC3911,($BF3897/(($F3897-18)/100))))+((($B3897-18)/100)*$CB3911))*IF($E3897>50,IF($G3897=11,(1-(($E3897-50)*0.005)),IF($G3897=16,(1-(($E3897-50)*0.005)),IF($G3897=21,(1-(($E3897-50)*0.005)),1))),1),0)))","v":0},0.95,0.95,0.95,{"$f":"AK3897*POWER(CF_cool,AN3897)","v":0},{"$f":"AL3897*POWER(CF_cool,AO3897)","v":0},{"$f":"AM3897*POWER(CF_cool,AP3897)","v":0},0,0,0,{"v":0,"d":"0.00"},{"v":0,"d":"0.00"},{"v":0,"d":"0.00"},1.3,6,6.7,9,null,1758,null,{"v":0.68,"d":"68%"},null,null,0,11.8,13.7,21.85,null,{"$f":"IF((237.3*LN(($AV$1*EXP(17.27*($AS$3/($AS$3+237.3))))))/(17.27-LN(($AV$1*EXP(17.27*($AS$3/($AS$3+237.3))))))<(($AS$1+$AS$2)/2),1,IF(1/(1+((2258*((0.622/((101325/(1*611*EXP(17.27*((($AS$1+$AS$2)/2)/((($AS$1+$AS$2)/2)+237.3))))))-1)*1000-(0.622/((101325/($AV$1*611*EXP(17.27*($AS$3/($AS$3+237.3))))))-1)*1000))/(1005*((($AS$1+$AS$2)/2)-$AS$3))))>1,1,1/(1+((2258*((0.622/((101325/(1*611*EXP(17.27*((($AT$1+$AT$2)/2)/((($AT$1+$AT$2)/2)+237.3))))))-1)*1000-(0.622/((101325/($AV$1*611*EXP(17.27*($AT$3/($AT$3+237.3))))))-1)*1000))/(1005*((($AT$1+$AT$2)/2)-$AT$3))))))","v":1},1,1,{"$f":"AQ3897/BO3897","v":0},0,0,null,0,0,0,1,2489,6098,791,92,0.7555553480649244,0.7038387772986681,null,0.1716349180255756,0.08064538055291112,0.8146200327725304,0.8146200327725304,null,0]
["3901001515",{"$f":"'DBH-Upgrade'!$K$8-$CL3898","v":80},15,3,90,100,15,16.5,0,26,30,44.1,1696,{"$f":"IF($B3898>$F3898,0,IF($C3898>$G3898,0,ROUND((((($F3898-$B3898)/100)*IF('DBH-Upgrade'!$K$6='DBH-Upgrade'!$K$8,$BZ3912,($BE3898/(($F3898-18)/100))))+((($B3898-18)/100)*$CA3912))*$CE3912,0)))","v":1579},{"$f":"IF($B3898>$F3898,0,IF($C3898>$G3898,0,ROUND((((($F3898-$B3898)/100)*IF('DBH-Upgrade'!$K$6='DBH-Upgrade'!$K$8,$BZ3912,($BE3898/(($F3898-18)/100))))+((($B3898-18)/100)*$CA3912))*$CD3912,0)))","v":1691},{"$f":"IF($B3898>$F3898,0,IF($C3898>$G3898,0,ROUND(((($F3898-$B3898)/100)*IF('DBH-Upgrade'!$K$6='DBH-Upgrade'!$K$8,$BZ3912,($BE3898/(($F3898-18)/100))))+((($B3898-18)/100)*$CA3912),0)))","v":2331},{"v":1.5,"d":"1.500"},1.08,1.08,1.08,137,{"$f":"IF($B3898>$F3898,0,IF($C3898>$G3898,0,ROUND(((($F3898-$B3898)/100)*(IF('DBH-Upgrade'!$K$6='DBH-Upgrade'!$K$8,$BZ3912,($BE3898/(($F3898-18)/100))))*$CH3912)+((($B3898-18)/100)*$CA3912*$CE3912*$CG3912),0)))","v":248},{"$f":"IF($B3898>$F3898,0,IF($C3898>$G3898,0,ROUND(((($F3898-$B3898)/100)*(IF('DBH-Upgrade'!$K$6='DBH-Upgrade'!$K$8,$BZ3912,($BE3898/(($F3898-18)/100))))*$CH3912)+((($B3898-18)/100)*$CA3912*$CD3912*$CG3912),0)))","v":264},{"$f":"IF($B3898>$F3898,0,IF($C3898>$G3898,0,ROUND(((($F3898-$B3898)/100)*(IF('DBH-Upgrade'!$K$6='DBH-Upgrade'!$K$8,$BZ3912,($BE3898/(($F3898-18)/100))))*$CH3912)+((($B3898-18)/100)*$CA3912*$CG3912),0)))","v":354},7,13,14,18,{"v":3.2185508610155521E-4,"d":"0.00"},{"v":1.0558573746865156E-3,"d":"0.00"},{"v":0.001217712347874425,"d":"0.00"},{"v":0.001976327493838841,"d":"0.00"},0.0002083,1.724,2,0.000461829,{"$f":"IF($B3898>$F3898,0,IF($C3898>$G3898,0,ROUND((((($F3898-$B3898)/100)*IF('DBH-Upgrade'!$K$6='DBH-Upgrade'!$K$8,$CC3912,($BF3898/(($F3898-18)/100))))+((($B3898-18)/100)*$CB3912))*IF($E3898>50,IF($G3898=11,(1-(($E3898-50)*0.005)),IF($G3898=16,(1-(($E3898-50)*0.005)),IF($G3898=21,(1-(($E3898-50)*0.005)),1))),1)*$CE3912,0)))","v":194},{"$f":"IF($B3898>$F3898,0,IF($C3898>$G3898,0,ROUND((((($F3898-$B3898)/100)*IF('DBH-Upgrade'!$K$6='DBH-Upgrade'!$K$8,$CC3912,($BF3898/(($F3898-18)/100))))+((($B3898-18)/100)*$CB3912))*IF($E3898>50,IF($G3898=11,(1-(($E3898-50)*0.005)),IF($G3898=16,(1-(($E3898-50)*0.005)),IF($G3898=21,(1-(($E3898-50)*0.005)),1))),1)*$CD3912,0)))","v":208},{"$f":"IF($B3898>$F3898,0,IF($C3898>$G3898,0,ROUND((((($F3898-$B3898)/100)*IF('DBH-Upgrade'!$K$6='DBH-Upgrade'!$K$8,$CC3912,($BF3898/(($F3898-18)/100))))+((($B3898-18)/100)*$CB3912))*IF($E3898>50,IF($G3898=11,(1-(($E3898-50)*0.005)),IF($G3898=16,(1-(($E3898-50)*0.005)),IF($G3898=21,(1-(($E3898-50)*0.005)),1))),1),0)))","v":287},1.01,1.01,1.01,{"$f":"AK3898*POWER(CF_cool,AN3898)","v":152.05314950122536},{"$f":"AL3898*POWER(CF_cool,AO3898)","v":163.02605719719008},{"$f":"AM3898*POWER(CF_cool,AP3898)","v":224.94460776727672},33,35,48,{"v":0.006378628410651479,"d":"0.01"},{"v":0.00714895183101795,"d":"0.01"},{"v":0.01319390019925678,"d":"0.01"},{"v":1,"d":"1.0"},{"$f":"IF($B3898>$F3898,$BM$1,CT$21)","v":6},{"$f":"IF($B3898>$F3898,$BM$1,CU$21)","v":6.7},{"$f":"IF($B3898>$F3898,$BM$1,CV$21)","v":9},null,2120,null,{"$f":"IF($G3898=10,$CU$61,IF($G3898=11,$CU$62,IF($G3898=15,$CU$63,IF($G3898=16,$CU$64,IF($G3898=20,$CU$65,IF($G3898=21,$CU$66))))))","v":{"v":0.8,"d":"80%"}},null,null,0,{"$f":"IF($B3898>$F3898,$BM$1,CQ$21)","v":11.8},{"$f":"IF($B3898>$F3898,$BM$1,CR$21)","v":13.7},{"$f":"IF($B3898>$F3898,$BM$1,CS$21)","v":21.85},null,1,1,1,152.05314950122536,163.02605719719008,224.94460776727672,null,0,0,0,{"$f":"IF(SUM(BV3898:BX3898)=0,1,0)","v":1},{"$error":"#VALUE!"},0,0,{"$error":"#VALUE!"},0.8284588613790702,0.7713393602007246,null,0.16320641939358696,0.08064538055291112,0.7894714915956607,0.7894714915956607,null,0]
["3901001615",{"$f":"'DBH-Upgrade'!$K$8-$CL3899","v":80},15,3,90,100,16,16.5,0,26,30,44.1,{"v":1765.2800000000002,"d":"1765"},{"$f":"IF($B3899>$F3899,0,IF($C3899>$G3899,0,ROUND((((($F3899-$B3899)/100)*IF('DBH-Upgrade'!$K$6='DBH-Upgrade'!$K$8,$BZ3913,($BE3899/(($F3899-18)/100))))+((($B3899-18)/100)*$CA3913))*$CE3913,0)))","v":2428},{"$f":"IF($B3899>$F3899,0,IF($C3899>$G3899,0,ROUND((((($F3899-$B3899)/100)*IF('DBH-Upgrade'!$K$6='DBH-Upgrade'!$K$8,$BZ3913,($BE3899/(($F3899-18)/100))))+((($B3899-18)/100)*$CA3913))*$CD3913,0)))","v":2599},{"$f":"IF($B3899>$F3899,0,IF($C3899>$G3899,0,ROUND(((($F3899-$B3899)/100)*IF('DBH-Upgrade'!$K$6='DBH-Upgrade'!$K$8,$BZ3913,($BE3899/(($F3899-18)/100))))+((($B3899-18)/100)*$CA3913),0)))","v":3583},{"v":1.5,"d":"1.500"},1.1,1.1,1.1,142,{"$f":"IF($B3899>$F3899,0,IF($C3899>$G3899,0,ROUND(((($F3899-$B3899)/100)*(IF('DBH-Upgrade'!$K$6='DBH-Upgrade'!$K$8,$BZ3913,($BE3899/(($F3899-18)/100))))*$CH3913)+((($B3899-18)/100)*$CA3913*$CE3913*$CG3913),0)))","v":366},{"$f":"IF($B3899>$F3899,0,IF($C3899>$G3899,0,ROUND(((($F3899-$B3899)/100)*(IF('DBH-Upgrade'!$K$6='DBH-Upgrade'!$K$8,$BZ3913,($BE3899/(($F3899-18)/100))))*$CH3913)+((($B3899-18)/100)*$CA3913*$CD3913*$CG3913),0)))","v":388},{"$f":"IF($B3899>$F3899,0,IF($C3899>$G3899,0,ROUND(((($F3899-$B3899)/100)*(IF('DBH-Upgrade'!$K$6='DBH-Upgrade'!$K$8,$BZ3913,($BE3899/(($F3899-18)/100))))*$CH3913)+((($B3899-18)/100)*$CA3913*$CG3913),0)))","v":516},7,19,20,27,{"v":8.6899023980311035E-4,"d":"0.00"},{"v":6.0469239237630834E-3,"d":"0.01"},{"v":6.68275569359631E-3,"d":"0.01"},{"v":0.012002143288958992,"d":"0.01"},0.0002083,1.724,4,1.392796E-3,{"$f":"IF($B3899>$F3899,0,IF($C3899>$G3899,0,ROUND((((($F3899-$B3899)/100)*IF('DBH-Upgrade'!$K$6='DBH-Upgrade'!$K$8,$CC3913,($BF3899/(($F3899-18)/100))))+((($B3899-18)/100)*$CB3913))*IF($E3899>50,IF($G3899=11,(1-(($E3899-50)*0.005)),IF($G3899=16,(1-(($E3899-50)*0.005)),IF($G3899=21,(1-(($E3899-50)*0.005)),1))),1)*$CE3913,0)))","v":252},{"$f":"IF($B3899>$F3899,0,IF($C3899>$G3899,0,ROUND((((($F3899-$B3899)/100)*IF('DBH-Upgrade'!$K$6='DBH-Upgrade'!$K$8,$CC3913,($BF3899/(($F3899-18)/100))))+((($B3899-18)/100)*$CB3913))*IF($E3899>50,IF($G3899=11,(1-(($E3899-50)*0.005)),IF($G3899=16,(1-(($E3899-50)*0.005)),IF($G3899=21,(1-(($E3899-50)*0.005)),1))),1)*$CD3913,0)))","v":270},{"$f":"IF($B3899>$F3899,0,IF($C3899>$G3899,0,ROUND((((($F3899-$B3899)/100)*IF('DBH-Upgrade'!$K$6='DBH-Upgrade'!$K$8,$CC3913,($BF3899/(($F3899-18)/100))))+((($B3899-18)/100)*$CB3913))*IF($E3899>50,IF($G3899=11,(1-(($E3899-50)*0.005)),IF($G3899=16,(1-(($E3899-50)*0.005)),IF($G3899=21,(1-(($E3899-50)*0.005)),1))),1),0)))","v":372},0.95,0.95,0.95,{"$f":"AK3899*POWER(CF_cool,AN3899)","v":200.39171144816896},{"$f":"AL3899*POWER(CF_cool,AO3899)","v":214.7054051230382},{"$f":"AM3899*POWER(CF_cool,AP3899)","v":295.81633594729703},43,46,64,{"v":0.02981440280811511,"d":"0.03"},{"v":0.03402308473789191,"d":"0.03"},{"v":0.06499249478238339,"d":"0.06"},{"v":2,"d":"2.0"},6,6.7,9,null,2596,null,{"v":0.68,"d":"68%"},null,null,0,11.8,13.7,21.85,null,1,1,1,200.39171144816896,214.7054051230382,295.81633594729703,null,0,0,0,1,{"$error":"#VALUE!"},0,0,{"$error":"#VALUE!"},0.8284588613790702,0.7713393602007246,null,0.15781864009190116,0.08064538055291112,0.7952052041594007,0.7952052041594007,null,{"$f":"IF($G3899=10,IF($F3899=280,20,IF($F3899=300,40,0)),IF($G3899=11,IF($F3899=280,20,IF($F3899=300,40,0)),IF($G3899=15,IF($F3899=70,10,IF($F3899=110,10,IF($F3899=180,20,IF($F3899=260,20,IF($F3899=300,20,0))))),IF($G3899=16,IF($F3899=70,10,IF($F3899=110,10,IF($F3899=180,20,IF($F3899=260,20,IF($F3899=300,20,0))))),IF($G3899=20,IF($F3899=70,10,IF($F3899=110,10,IF($F3899=180,20,IF($F3899=260,20,IF($F3899=300,20,0))))),IF($G3899=21,IF($F3899=70,10,IF($F3899=110,10,IF($F3899=180,20,IF($F3899=260,20,IF($F3899=300,20,0))))),\"Error\"))))))","v":0}]
["3901002015",{"$f":"'DBH-Upgrade'!$K$8-$CL3900","v":80},15,3,90,100,20,21.5,0,26,30,44.1,{"v":2365.6,"d":"2366"},{"$f":"IF($B3900>$F3900,0,IF($C3900>$G3900,0,ROUND((((($F3900-$B3900)/100)*IF('DBH-Upgrade'!$K$6='DBH-Upgrade'!$K$8,$BZ3914,($BE3900/(($F3900-18)/100))))+((($B3900-18)/100)*$CA3914))*$CE3914,0)))","v":2252},{"$f":"IF($B3900>$F3900,0,IF($C3900>$G3900,0,ROUND((((($F3900-$B3900)/100)*IF('DBH-Upgrade'!$K$6='DBH-Upgrade'!$K$8,$BZ3914,($BE3900/(($F3900-18)/100))))+((($B3900-18)/100)*$CA3914))*$CD3914,0)))","v":2426},{"$f":"IF($B3900>$F3900,0,IF($C3900>$G3900,0,ROUND(((($F3900-$B3900)/100)*IF('DBH-Upgrade'!$K$6='DBH-Upgrade'!$K$8,$BZ3914,($BE3900/(($F3900-18)/100))))+((($B3900-18)/100)*$CA3914),0)))","v":2978},{"v":1.5,"d":"1.500"},1.08,1.08,1.08,191,{"$f":"IF($B3900>$F3900,0,IF($C3900>$G3900,0,ROUND(((($F3900-$B3900)/100)*(IF('DBH-Upgrade'!$K$6='DBH-Upgrade'!$K$8,$BZ3914,($BE3900/(($F3900-18)/100))))*$CH3914)+((($B3900-18)/100)*$CA3914*$CE3914*$CG3914),0)))","v":348},{"$f":"IF($B3900>$F3900,0,IF($C3900>$G3900,0,ROUND(((($F3900-$B3900)/100)*(IF('DBH-Upgrade'!$K$6='DBH-Upgrade'!$K$8,$BZ3914,($BE3900/(($F3900-18)/100))))*$CH3914)+((($B3900-18)/100)*$CA3914*$CD3914*$CG3914),0)))","v":372},{"$f":"IF($B3900>$F3900,0,IF($C3900>$G3900,0,ROUND(((($F3900-$B3900)/100)*(IF('DBH-Upgrade'!$K$6='DBH-Upgrade'!$K$8,$BZ3914,($BE3900/(($F3900-18)/100))))*$CH3914)+((($B3900-18)/100)*$CA3914*$CG3914),0)))","v":448},10,18,19,23,{"v":4.8192330958073197E-4,"d":"0.00"},{"v":1.5062956813089014E-3,"d":"0.00"},{"v":1.6731483046723715E-3,"d":"0.00"},{"v":0.002425948211912667,"d":"0.00"},0.0001276,1.7219,2,3.76611E-4,{"$f":"IF($B3900>$F3900,0,IF($C3900>$G3900,0,ROUND((((($F3900-$B3900)/100)*IF('DBH-Upgrade'!$K$6='DBH-Upgrade'!$K$8,$CC3914,($BF3900/(($F3900-18)/100))))+((($B3900-18)/100)*$CB3914))*IF($E3900>50,IF($G3900=11,(1-(($E3900-50)*0.005)),IF($G3900=16,(1-(($E3900-50)*0.005)),IF($G3900=21,(1-(($E3900-50)*0.005)),1))),1)*$CE3914,0)))","v":247},{"$f":"IF($B3900>$F3900,0,IF($C3900>$G3900,0,ROUND((((($F3900-$B3900)/100)*IF('DBH-Upgrade'!$K$6='DBH-Upgrade'!$K$8,$CC3914,($BF3900/(($F3900-18)/100))))+((($B3900-18)/100)*$CB3914))*IF($E3900>50,IF($G3900=11,(1-(($E3900-50)*0.005)),IF($G3900=16,(1-(($E3900-50)*0.005)),IF($G3900=21,(1-(($E3900-50)*0.005)),1))),1)*$CD3914,0)))","v":266},{"$f":"IF($B3900>$F3900,0,IF($C3900>$G3900,0,ROUND((((($F3900-$B3900)/100)*IF('DBH-Upgrade'!$K$6='DBH-Upgrade'!$K$8,$CC3914,($BF3900/(($F3900-18)/100))))+((($B3900-18)/100)*$CB3914))*IF($E3900>50,IF($G3900=11,(1-(($E3900-50)*0.005)),IF($G3900=16,(1-(($E3900-50)*0.005)),IF($G3900=21,(1-(($E3900-50)*0.005)),1))),1),0)))","v":327},0.95,0.95,0.95,{"$f":"AK3900*POWER(CF_cool,AN3900)","v":196.41568542737195},{"$f":"AL3900*POWER(CF_cool,AO3900)","v":211.52458430640058},{"$f":"AM3900*POWER(CF_cool,AP3900)","v":260.032101760124},42,45,56,{"v":0.00784607911193673,"d":"0.01"},{"v":0.00897784287649528,"d":"0.01"},{"v":0.013766032576731183,"d":"0.01"},1.3,6,6.7,9,null,2957,null,{"v":0.8,"d":"80%"},null,null,0,11.8,13.7,21.85,null,1,1,1,196.41568542737195,211.52458430640058,260.032101760124,null,0,0,0,1,1615,3238,442,63,0.7453108993363179,0.6950414455205922,null,0.16320641939358696,0.08064538055291112,0.783779121140337,0.783779121140337,null,0]
["3901002115",{"$f":"'DBH-Upgrade'!$K$8-$CL3901","v":80},15,3,90,100,21,21.5,0,26,30,44.1,3016,{"$f":"IF($B3901>$F3901,0,IF($C3901>$G3901,0,ROUND((((($F3901-$B3901)/100)*IF('DBH-Upgrade'!$K$6='DBH-Upgrade'!$K$8,$BZ3915,($BE3901/(($F3901-18)/100))))+((($B3901-18)/100)*$CA3915))*$CE3915,0)))","v":2899},{"$f":"IF($B3901>$F3901,0,IF($C3901>$G3901,0,ROUND((((($F3901-$B3901)/100)*IF('DBH-Upgrade'!$K$6='DBH-Upgrade'!$K$8,$BZ3915,($BE3901/(($F3901-18)/100))))+((($B3901-18)/100)*$CA3915))*$CD3915,0)))","v":3104},{"$f":"IF($B3901>$F3901,0,IF($C3901>$G3901,0,ROUND(((($F3901-$B3901)/100)*IF('DBH-Upgrade'!$K$6='DBH-Upgrade'!$K$8,$BZ3915,($BE3901/(($F3901-18)/100))))+((($B3901-18)/100)*$CA3915),0)))","v":4279},{"v":1.5,"d":"1.500"},1.05,1.05,1.05,243,{"$f":"IF($B3901>$F3901,0,IF($C3901>$G3901,0,ROUND(((($F3901-$B3901)/100)*(IF('DBH-Upgrade'!$K$6='DBH-Upgrade'!$K$8,$BZ3915,($BE3901/(($F3901-18)/100))))*$CH3915)+((($B3901-18)/100)*$CA3915*$CE3915*$CG3915),0)))","v":480},{"$f":"IF($B3901>$F3901,0,IF($C3901>$G3901,0,ROUND(((($F3901-$B3901)/100)*(IF('DBH-Upgrade'!$K$6='DBH-Upgrade'!$K$8,$BZ3915,($BE3901/(($F3901-18)/100))))*$CH3915)+((($B3901-18)/100)*$CA3915*$CD3915*$CG3915),0)))","v":511},{"$f":"IF($B3901>$F3901,0,IF($C3901>$G3901,0,ROUND(((($F3901-$B3901)/100)*(IF('DBH-Upgrade'!$K$6='DBH-Upgrade'!$K$8,$BZ3915,($BE3901/(($F3901-18)/100))))*$CH3915)+((($B3901-18)/100)*$CA3915*$CG3915),0)))","v":689},13,25,26,36,{"v":1.206195882367732E-3,"d":"0.00"},{"v":0.004242740995377949,"d":"0.00"},{"v":0.004576121213637934,"d":"0.00"},{"v":0.00857913111546736,"d":"0.01"},0.0001276,1.7219,4,0.000514201,{"$f":"IF($B3901>$F3901,0,IF($C3901>$G3901,0,ROUND((((($F3901-$B3901)/100)*IF('DBH-Upgrade'!$K$6='DBH-Upgrade'!$K$8,$CC3915,($BF3901/(($F3901-18)/100))))+((($B3901-18)/100)*$CB3915))*IF($E3901>50,IF($G3901=11,(1-(($E3901-50)*0.005)),IF($G3901=16,(1-(($E3901-50)*0.005)),IF($G3901=21,(1-(($E3901-50)*0.005)),1))),1)*$CE3915,0)))","v":276},{"$f":"IF($B3901>$F3901,0,IF($C3901>$G3901,0,ROUND((((($F3901-$B3901)/100)*IF('DBH-Upgrade'!$K$6='DBH-Upgrade'!$K$8,$CC3915,($BF3901/(($F3901-18)/100))))+((($B3901-18)/100)*$CB3915))*IF($E3901>50,IF($G3901=11,(1-(($E3901-50)*0.005)),IF($G3901=16,(1-(($E3901-50)*0.005)),IF($G3901=21,(1-(($E3901-50)*0.005)),1))),1)*$CD3915,0)))","v":295},{"$f":"IF($B3901>$F3901,0,IF($C3901>$G3901,0,ROUND((((($F3901-$B3901)/100)*IF('DBH-Upgrade'!$K$6='DBH-Upgrade'!$K$8,$CC3915,($BF3901/(($F3901-18)/100))))+((($B3901-18)/100)*$CB3915))*IF($E3901>50,IF($G3901=11,(1-(($E3901-50)*0.005)),IF($G3901=16,(1-(($E3901-50)*0.005)),IF($G3901=21,(1-(($E3901-50)*0.005)),1))),1),0)))","v":407},0.85,0.85,0.85,{"$f":"AK3901*POWER(CF_cool,AN3901)","v":224.8351290452184},{"$f":"AL3901*POWER(CF_cool,AO3901)","v":240.31290966789646},{"$f":"AM3901*POWER(CF_cool,AP3901)","v":331.5503533384199},48,52,71,{"v":0.014971798901509428,"d":"0.01"},{"v":0.017484221096303217,"d":"0.02"},{"v":0.031998631291611596,"d":"0.03"},2.7,6,6.7,9,null,3770,null,{"v":0.8,"d":"80%"},null,null,0,11.8,13.7,21.85,null,1,1,1,224.8351290452184,240.31290966789646,331.5503533384199,null,0,0,0,1,3238,4735,725,75,0.7453108993363179,0.6950414455205922,null,0.15781864009190116,0.08064538055291112,0.7952052041594007,0.7952052041594007,null,0]
["3901101015",{"$f":"'DBH-Upgrade'!$K$8-$CL3902","v":80},15,3,90,110,10,11.5,0,26,30,44.1,{"$f":"BE3902*BG3902","v":{"v":1355.4,"d":"1355"}},{"$f":"IF($B3902>$F3902,0,IF($C3902>$G3902,0,ROUND((((($F3902-$B3902)/100)*IF('DBH-Upgrade'!$K$6='DBH-Upgrade'!$K$8,$BZ3916,($BE3902/(($F3902-18)/100))))+((($B3902-18)/100)*$CA3916))*$CE3916,0)))","v":0},{"$f":"IF($B3902>$F3902,0,IF($C3902>$G3902,0,ROUND((((($F3902-$B3902)/100)*IF('DBH-Upgrade'!$K$6='DBH-Upgrade'!$K$8,$BZ3916,($BE3902/(($F3902-18)/100))))+((($B3902-18)/100)*$CA3916))*$CD3916,0)))","v":0},{"$f":"IF($B3902>$F3902,0,IF($C3902>$G3902,0,ROUND(((($F3902-$B3902)/100)*IF('DBH-Upgrade'!$K$6='DBH-Upgrade'!$K$8,$BZ3916,($BE3902/(($F3902-18)/100))))+((($B3902-18)/100)*$CA3916),0)))","v":0},{"v":1.5,"d":"1.500"},1.08,1.08,1.08,109,{"$f":"IF($B3902>$F3902,0,IF($C3902>$G3902,0,ROUND(((($F3902-$B3902)/100)*(IF('DBH-Upgrade'!$K$6='DBH-Upgrade'!$K$8,$BZ3916,($BE3902/(($F3902-18)/100))))*$CH3916)+((($B3902-18)/100)*$CA3916*$CE3916*$CG3916),0)))","v":0},{"$f":"IF($B3902>$F3902,0,IF($C3902>$G3902,0,ROUND(((($F3902-$B3902)/100)*(IF('DBH-Upgrade'!$K$6='DBH-Upgrade'!$K$8,$BZ3916,($BE3902/(($F3902-18)/100))))*$CH3916)+((($B3902-18)/100)*$CA3916*$CD3916*$CG3916),0)))","v":0},{"$f":"IF($B3902>$F3902,0,IF($C3902>$G3902,0,ROUND(((($F3902-$B3902)/100)*(IF('DBH-Upgrade'!$K$6='DBH-Upgrade'!$K$8,$BZ3916,($BE3902/(($F3902-18)/100))))*$CH3916)+((($B3902-18)/100)*$CA3916*$CG3916),0)))","v":0},6,0,0,0,{"v":2.9600879577859005E-4,"d":"0.00"},{"v":0,"d":"0.00"},{"v":0,"d":"0.00"},{"v":0,"d":"0.00"},3.969E-4,1.7346,2,0.000367347,{"$f":"IF($B3902>$F3902,0,IF($C3902>$G3902,0,ROUND((((($F3902-$B3902)/100)*IF('DBH-Upgrade'!$K$6='DBH-Upgrade'!$K$8,$CC3916,($BF3902/(($F3902-18)/100))))+((($B3902-18)/100)*$CB3916))*IF($E3902>50,IF($G3902=11,(1-(($E3902-50)*0.005)),IF($G3902=16,(1-(($E3902-50)*0.005)),IF($G3902=21,(1-(($E3902-50)*0.005)),1))),1)*$CE3916,0)))","v":0},{"$f":"IF($B3902>$F3902,0,IF($C3902>$G3902,0,ROUND((((($F3902-$B3902)/100)*IF('DBH-Upgrade'!$K$6='DBH-Upgrade'!$K$8,$CC3916,($BF3902/(($F3902-18)/100))))+((($B3902-18)/100)*$CB3916))*IF($E3902>50,IF($G3902=11,(1-(($E3902-50)*0.005)),IF($G3902=16,(1-(($E3902-50)*0.005)),IF($G3902=21,(1-(($E3902-50)*0.005)),1))),1)*$CD3916,0)))","v":0},{"$f":"IF($B3902>$F3902,0,IF($C3902>$G3902,0,ROUND((((($F3902-$B3902)/100)*IF('DBH-Upgrade'!$K$6='DBH-Upgrade'!$K$8,$CC3916,($BF3902/(($F3902-18)/100))))+((($B3902-18)/100)*$CB3916))*IF($E3902>50,IF($G3902=11,(1-(($E3902-50)*0.005)),IF($G3902=16,(1-(($E3902-50)*0.005)),IF($G3902=21,(1-(($E3902-50)*0.005)),1))),1),0)))","v":0},0.98,0.98,0.98,{"$f":"AK3902*POWER(CF_cool,AN3902)","v":0},{"$f":"AL3902*POWER(CF_cool,AO3902)","v":0},{"$f":"AM3902*POWER(CF_cool,AP3902)","v":0},0,0,0,{"v":0,"d":"0.00"},{"v":0,"d":"0.00"},{"v":0,"d":"0.00"},0.7,6,6.7,9,null,1506,null,{"v":0.9,"d":"90%"},null,null,0,11.8,13.7,21.85,null,1,1,1,0,0,0,null,0,0,0,1,2298,4062,502,78,0.8284588613790702,0.7713393602007246,null,0.16320641939358696,0.08064538055291112,0.7952052041594007,0.7952052041594007,null,0]
["3901101115",{"$f":"'DBH-Upgrade'!$K$8-$CL3903","v":80},15,3,90,110,11,11.5,0,26,30,44.1,{"v":1315.1200000000001,"d":"1315"},{"$f":"IF($B3903>$F3903,0,IF($C3903>$G3903,0,ROUND((((($F3903-$B3903)/100)*IF('DBH-Upgrade'!$K$6='DBH-Upgrade'!$K$8,$BZ3917,($BE3903/(($F3903-18)/100))))+((($B3903-18)/100)*$CA3917))*$CE3917,0)))","v":0},{"$f":"IF($B3903>$F3903,0,IF($C3903>$G3903,0,ROUND((((($F3903-$B3903)/100)*IF('DBH-Upgrade'!$K$6='DBH-Upgrade'!$K$8,$BZ3917,($BE3903/(($F3903-18)/100))))+((($B3903-18)/100)*$CA3917))*$CD3917,0)))","v":0},{"$f":"IF($B3903>$F3903,0,IF($C3903>$G3903,0,ROUND(((($F3903-$B3903)/100)*IF('DBH-Upgrade'!$K$6='DBH-Upgrade'!$K$8,$BZ3917,($BE3903/(($F3903-18)/100))))+((($B3903-18)/100)*$CA3917),0)))","v":0},{"v":1.5,"d":"1.500"},1.1,1.1,1.1,106,{"$f":"IF($B3903>$F3903,0,IF($C3903>$G3903,0,ROUND(((($F3903-$B3903)/100)*(IF('DBH-Upgrade'!$K$6='DBH-Upgrade'!$K$8,$BZ3917,($BE3903/(($F3903-18)/100))))*$CH3917)+((($B3903-18)/100)*$CA3917*$CE3917*$CG3917),0)))","v":0},{"$f":"IF($B3903>$F3903,0,IF($C3903>$G3903,0,ROUND(((($F3903-$B3903)/100)*(IF('DBH-Upgrade'!$K$6='DBH-Upgrade'!$K$8,$BZ3917,($BE3903/(($F3903-18)/100))))*$CH3917)+((($B3903-18)/100)*$CA3917*$CD3917*$CG3917),0)))","v":0},{"$f":"IF($B3903>$F3903,0,IF($C3903>$G3903,0,ROUND(((($F3903-$B3903)/100)*(IF('DBH-Upgrade'!$K$6='DBH-Upgrade'!$K$8,$BZ3917,($BE3903/(($F3903-18)/100))))*$CH3917)+((($B3903-18)/100)*$CA3917*$CG3917),0)))","v":0},5,0,0,0,{"v":3.8328247922778276E-4,"d":"0.00"},{"v":0,"d":"0.00"},{"v":0,"d":"0.00"},{"v":0,"d":"0.00"},3.969E-4,1.7346,4,0.000574288,{"$f":"IF($B3903>$F3903,0,IF($C3903>$G3903,0,ROUND((((($F3903-$B3903)/100)*IF('DBH-Upgrade'!$K$6='DBH-Upgrade'!$K$8,$CC3917,($BF3903/(($F3903-18)/100))))+((($B3903-18)/100)*$CB3917))*IF($E3903>50,IF($G3903=11,(1-(($E3903-50)*0.005)),IF($G3903=16,(1-(($E3903-50)*0.005)),IF($G3903=21,(1-(($E3903-50)*0.005)),1))),1)*$CE3917,0)))","v":0},{"$f":"IF($B3903>$F3903,0,IF($C3903>$G3903,0,ROUND((((($F3903-$B3903)/100)*IF('DBH-Upgrade'!$K$6='DBH-Upgrade'!$K$8,$CC3917,($BF3903/(($F3903-18)/100))))+((($B3903-18)/100)*$CB3917))*IF($E3903>50,IF($G3903=11,(1-(($E3903-50)*0.005)),IF($G3903=16,(1-(($E3903-50)*0.005)),IF($G3903=21,(1-(($E3903-50)*0.005)),1))),1)*$CD3917,0)))","v":0},{"$f":"IF($B3903>$F3903,0,IF($C3903>$G3903,0,ROUND((((($F3903-$B3903)/100)*IF('DBH-Upgrade'!$K$6='DBH-Upgrade'!$K$8,$CC3917,($BF3903/(($F3903-18)/100))))+((($B3903-18)/100)*$CB3917))*IF($E3903>50,IF($G3903=11,(1-(($E3903-50)*0.005)),IF($G3903=16,(1-(($E3903-50)*0.005)),IF($G3903=21,(1-(($E3903-50)*0.005)),1))),1),0)))","v":0},0.95,0.95,0.95,{"$f":"AK3903*POWER(CF_cool,AN3903)","v":0},{"$f":"AL3903*POWER(CF_cool,AO3903)","v":0},{"$f":"AM3903*POWER(CF_cool,AP3903)","v":0},0,0,0,{"v":0,"d":"0.00"},{"v":0,"d":"0.00"},{"v":0,"d":"0.00"},1.5,6,6.7,9,null,1934,null,{"v":0.68,"d":"68%"},null,null,0,11.8,13.7,21.85,null,1,1,1,0,0,0,null,0,0,0,1,2489,6098,791,92,0.7453108993363179,0.6950414455205922,null,0.1716349180255756,0.08064538055291112,0.8146200327725304,0.8146200327725304,null,0]
["3901101515",{"$f":"'DBH-Upgrade'!$K$8-$CL3904","v":70},15,3,90,110,15,16.5,0,26,30,44.1,{"v":1865.6000000000001,"d":"1866"},{"$f":"IF($B3904>$F3904,0,IF($C3904>$G3904,0,ROUND((((($F3904-$B3904)/100)*IF('DBH-Upgrade'!$K$6='DBH-Upgrade'!$K$8,$BZ3918,($BE3904/(($F3904-18)/100))))+((($B3904-18)/100)*$CA3918))*$CE3918,0)))","v":1578},{"$f":"IF($B3904>$F3904,0,IF($C3904>$G3904,0,ROUND((((($F3904-$B3904)/100)*IF('DBH-Upgrade'!$K$6='DBH-Upgrade'!$K$8,$BZ3918,($BE3904/(($F3904-18)/100))))+((($B3904-18)/100)*$CA3918))*$CD3918,0)))","v":1690},{"$f":"IF($B3904>$F3904,0,IF($C3904>$G3904,0,ROUND(((($F3904-$B3904)/100)*IF('DBH-Upgrade'!$K$6='DBH-Upgrade'!$K$8,$BZ3918,($BE3904/(($F3904-18)/100))))+((($B3904-18)/100)*$CA3918),0)))","v":2330},{"v":1.5,"d":"1.500"},1.08,1.08,1.08,150,{"$f":"IF($B3904>$F3904,0,IF($C3904>$G3904,0,ROUND(((($F3904-$B3904)/100)*(IF('DBH-Upgrade'!$K$6='DBH-Upgrade'!$K$8,$BZ3918,($BE3904/(($F3904-18)/100))))*$CH3918)+((($B3904-18)/100)*$CA3918*$CE3918*$CG3918),0)))","v":238},{"$f":"IF($B3904>$F3904,0,IF($C3904>$G3904,0,ROUND(((($F3904-$B3904)/100)*(IF('DBH-Upgrade'!$K$6='DBH-Upgrade'!$K$8,$BZ3918,($BE3904/(($F3904-18)/100))))*$CH3918)+((($B3904-18)/100)*$CA3918*$CD3918*$CG3918),0)))","v":251},{"$f":"IF($B3904>$F3904,0,IF($C3904>$G3904,0,ROUND(((($F3904-$B3904)/100)*(IF('DBH-Upgrade'!$K$6='DBH-Upgrade'!$K$8,$BZ3918,($BE3904/(($F3904-18)/100))))*$CH3918)+((($B3904-18)/100)*$CA3918*$CG3918),0)))","v":327},8,12,13,17,{"v":4.303709010227845E-4,"d":"0.00"},{"v":9.348147240127346E-4,"d":"0.00"},{"v":1.0898499196498935E-3,"d":"0.00"},{"v":1.8240485004619585E-3,"d":"0.00"},0.0002083,1.724,2,0.000461829,{"$f":"IF($B3904>$F3904,0,IF($C3904>$G3904,0,ROUND((((($F3904-$B3904)/100)*IF('DBH-Upgrade'!$K$6='DBH-Upgrade'!$K$8,$CC3918,($BF3904/(($F3904-18)/100))))+((($B3904-18)/100)*$CB3918))*IF($E3904>50,IF($G3904=11,(1-(($E3904-50)*0.005)),IF($G3904=16,(1-(($E3904-50)*0.005)),IF($G3904=21,(1-(($E3904-50)*0.005)),1))),1)*$CE3918,0)))","v":173},{"$f":"IF($B3904>$F3904,0,IF($C3904>$G3904,0,ROUND((((($F3904-$B3904)/100)*IF('DBH-Upgrade'!$K$6='DBH-Upgrade'!$K$8,$CC3918,($BF3904/(($F3904-18)/100))))+((($B3904-18)/100)*$CB3918))*IF($E3904>50,IF($G3904=11,(1-(($E3904-50)*0.005)),IF($G3904=16,(1-(($E3904-50)*0.005)),IF($G3904=21,(1-(($E3904-50)*0.005)),1))),1)*$CD3918,0)))","v":185},{"$f":"IF($B3904>$F3904,0,IF($C3904>$G3904,0,ROUND((((($F3904-$B3904)/100)*IF('DBH-Upgrade'!$K$6='DBH-Upgrade'!$K$8,$CC3918,($BF3904/(($F3904-18)/100))))+((($B3904-18)/100)*$CB3918))*IF($E3904>50,IF($G3904=11,(1-(($E3904-50)*0.005)),IF($G3904=16,(1-(($E3904-50)*0.005)),IF($G3904=21,(1-(($E3904-50)*0.005)),1))),1),0)))","v":255},1.01,1.01,1.01,{"$f":"AK3904*POWER(CF_cool,AN3904)","v":135.5937879572783},{"$f":"AL3904*POWER(CF_cool,AO3904)","v":144.99913741096233},{"$f":"AM3904*POWER(CF_cool,AP3904)","v":199.86367589078594},29,31,43,{"v":0.005102219833853966,"d":"0.01"},{"v":0.005803233673929412,"d":"0.01"},{"v":0.010924092523862412,"d":"0.01"},1.1,6,6.7,9,null,2332,null,{"v":0.8,"d":"80%"},null,null,0,11.8,13.7,21.85,null,1,1,1,135.5937879572783,144.99913741096233,199.86367589078594,null,0,0,0,1,{"$error":"#VALUE!"},0,0,{"$error":"#VALUE!"},0.8212441545440573,0.7634388097075354,null,0.16320641939358696,0.08064538055291112,0.7894714915956607,0.7894714915956607,null,10]
["3901101615",{"$f":"'DBH-Upgrade'!$K$8-$CL3905","v":70},15,3,90,110,16,16.5,0,26,30,44.1,{"v":1942.0800000000002,"d":"1942"},{"$f":"IF($B3905>$F3905,0,IF($C3905>$G3905,0,ROUND((((($F3905-$B3905)/100)*IF('DBH-Upgrade'!$K$6='DBH-Upgrade'!$K$8,$BZ3919,($BE3905/(($F3905-18)/100))))+((($B3905-18)/100)*$CA3919))*$CE3919,0)))","v":2546},{"$f":"IF($B3905>$F3905,0,IF($C3905>$G3905,0,ROUND((((($F3905-$B3905)/100)*IF('DBH-Upgrade'!$K$6='DBH-Upgrade'!$K$8,$BZ3919,($BE3905/(($F3905-18)/100))))+((($B3905-18)/100)*$CA3919))*$CD3919,0)))","v":2726},{"$f":"IF($B3905>$F3905,0,IF($C3905>$G3905,0,ROUND(((($F3905-$B3905)/100)*IF('DBH-Upgrade'!$K$6='DBH-Upgrade'!$K$8,$BZ3919,($BE3905/(($F3905-18)/100))))+((($B3905-18)/100)*$CA3919),0)))","v":3757},{"v":1.5,"d":"1.500"},1.1,1.1,1.1,157,{"$f":"IF($B3905>$F3905,0,IF($C3905>$G3905,0,ROUND(((($F3905-$B3905)/100)*(IF('DBH-Upgrade'!$K$6='DBH-Upgrade'!$K$8,$BZ3919,($BE3905/(($F3905-18)/100))))*$CH3919)+((($B3905-18)/100)*$CA3919*$CE3919*$CG3919),0)))","v":368},{"$f":"IF($B3905>$F3905,0,IF($C3905>$G3905,0,ROUND(((($F3905-$B3905)/100)*(IF('DBH-Upgrade'!$K$6='DBH-Upgrade'!$K$8,$BZ3919,($BE3905/(($F3905-18)/100))))*$CH3919)+((($B3905-18)/100)*$CA3919*$CD3919*$CG3919),0)))","v":386},{"$f":"IF($B3905>$F3905,0,IF($C3905>$G3905,0,ROUND(((($F3905-$B3905)/100)*(IF('DBH-Upgrade'!$K$6='DBH-Upgrade'!$K$8,$BZ3919,($BE3905/(($F3905-18)/100))))*$CH3919)+((($B3905-18)/100)*$CA3919*$CG3919),0)))","v":493},8,19,20,25,{"v":1.154985155645569E-3,"d":"0.00"},{"v":0.006177705493268118,"d":"0.01"},{"v":0.00682562898490429,"d":"0.01"},{"v":0.010537572512890359,"d":"0.01"},0.0002083,1.724,4,1.392796E-3,{"$f":"IF($B3905>$F3905,0,IF($C3905>$G3905,0,ROUND((((($F3905-$B3905)/100)*IF('DBH-Upgrade'!$K$6='DBH-Upgrade'!$K$8,$CC3919,($BF3905/(($F3905-18)/100))))+((($B3905-18)/100)*$CB3919))*IF($E3905>50,IF($G3905=11,(1-(($E3905-50)*0.005)),IF($G3905=16,(1-(($E3905-50)*0.005)),IF($G3905=21,(1-(($E3905-50)*0.005)),1))),1)*$CE3919,0)))","v":221},{"$f":"IF($B3905>$F3905,0,IF($C3905>$G3905,0,ROUND((((($F3905-$B3905)/100)*IF('DBH-Upgrade'!$K$6='DBH-Upgrade'!$K$8,$CC3919,($BF3905/(($F3905-18)/100))))+((($B3905-18)/100)*$CB3919))*IF($E3905>50,IF($G3905=11,(1-(($E3905-50)*0.005)),IF($G3905=16,(1-(($E3905-50)*0.005)),IF($G3905=21,(1-(($E3905-50)*0.005)),1))),1)*$CD3919,0)))","v":236},{"$f":"IF($B3905>$F3905,0,IF($C3905>$G3905,0,ROUND((((($F3905-$B3905)/100)*IF('DBH-Upgrade'!$K$6='DBH-Upgrade'!$K$8,$CC3919,($BF3905/(($F3905-18)/100))))+((($B3905-18)/100)*$CB3919))*IF($E3905>50,IF($G3905=11,(1-(($E3905-50)*0.005)),IF($G3905=16,(1-(($E3905-50)*0.005)),IF($G3905=21,(1-(($E3905-50)*0.005)),1))),1),0)))","v":326},0.95,0.95,0.95,{"$f":"AK3905*POWER(CF_cool,AN3905)","v":175.74035011922754},{"$f":"AL3905*POWER(CF_cool,AO3905)","v":187.66842818161857},{"$f":"AM3905*POWER(CF_cool,AP3905)","v":259.2368965559646},38,40,56,{"v":0.02384002098883639,"d":"0.02"},{"v":0.026351202974320097,"d":"0.03"},{"v":0.050864044814447895,"d":"0.05"},2.2,6,6.7,9,null,2856,null,{"v":0.68,"d":"68%"},null,null,0,11.8,13.7,21.85,null,1,1,1,175.74035011922754,187.66842818161857,259.2368965559646,null,0,0,0,1,{"$error":"#VALUE!"},0,0,{"$error":"#VALUE!"},0.8212441545440573,0.7634388097075354,null,0.15781864009190116,0.08064538055291112,0.7952052041594007,0.7952052041594007,null,10]
["3901102015",{"$f":"'DBH-Upgrade'!$K$8-$CL3906","v":70},15,3,90,110,20,21.5,0,26,30,44.1,{"v":2602.4,"d":"2602"},{"$f":"IF($B3906>$F3906,0,IF($C3906>$G3906,0,ROUND((((($F3906-$B3906)/100)*IF('DBH-Upgrade'!$K$6='DBH-Upgrade'!$K$8,$BZ3920,($BE3906/(($F3906-18)/100))))+((($B3906-18)/100)*$CA3920))*$CE3920,0)))","v":2292},{"$f":"IF($B3906>$F3906,0,IF($C3906>$G3906,0,ROUND((((($F3906-$B3906)/100)*IF('DBH-Upgrade'!$K$6='DBH-Upgrade'!$K$8,$BZ3920,($BE3906/(($F3906-18)/100))))+((($B3906-18)/100)*$CA3920))*$CD3920,0)))","v":2470},{"$f":"IF($B3906>$F3906,0,IF($C3906>$G3906,0,ROUND(((($F3906-$B3906)/100)*IF('DBH-Upgrade'!$K$6='DBH-Upgrade'!$K$8,$BZ3920,($BE3906/(($F3906-18)/100))))+((($B3906-18)/100)*$CA3920),0)))","v":3031},{"v":1.5,"d":"1.500"},1.08,1.08,1.08,210,{"$f":"IF($B3906>$F3906,0,IF($C3906>$G3906,0,ROUND(((($F3906-$B3906)/100)*(IF('DBH-Upgrade'!$K$6='DBH-Upgrade'!$K$8,$BZ3920,($BE3906/(($F3906-18)/100))))*$CH3920)+((($B3906-18)/100)*$CA3920*$CE3920*$CG3920),0)))","v":335},{"$f":"IF($B3906>$F3906,0,IF($C3906>$G3906,0,ROUND(((($F3906-$B3906)/100)*(IF('DBH-Upgrade'!$K$6='DBH-Upgrade'!$K$8,$BZ3920,($BE3906/(($F3906-18)/100))))*$CH3920)+((($B3906-18)/100)*$CA3920*$CD3920*$CG3920),0)))","v":355},{"$f":"IF($B3906>$F3906,0,IF($C3906>$G3906,0,ROUND(((($F3906-$B3906)/100)*(IF('DBH-Upgrade'!$K$6='DBH-Upgrade'!$K$8,$BZ3920,($BE3906/(($F3906-18)/100))))*$CH3920)+((($B3906-18)/100)*$CA3920*$CG3920),0)))","v":419},11,17,18,22,{"v":5.9508951218618759E-4,"d":"0.00"},{"v":0.001380887203420646,"d":"0.00"},{"v":1.5425667600599414E-3,"d":"0.00"},{"v":2.2762128837969255E-3,"d":"0.00"},0.0001276,1.7219,2,3.76611E-4,{"$f":"IF($B3906>$F3906,0,IF($C3906>$G3906,0,ROUND((((($F3906-$B3906)/100)*IF('DBH-Upgrade'!$K$6='DBH-Upgrade'!$K$8,$CC3920,($BF3906/(($F3906-18)/100))))+((($B3906-18)/100)*$CB3920))*IF($E3906>50,IF($G3906=11,(1-(($E3906-50)*0.005)),IF($G3906=16,(1-(($E3906-50)*0.005)),IF($G3906=21,(1-(($E3906-50)*0.005)),1))),1)*$CE3920,0)))","v":221},{"$f":"IF($B3906>$F3906,0,IF($C3906>$G3906,0,ROUND((((($F3906-$B3906)/100)*IF('DBH-Upgrade'!$K$6='DBH-Upgrade'!$K$8,$CC3920,($BF3906/(($F3906-18)/100))))+((($B3906-18)/100)*$CB3920))*IF($E3906>50,IF($G3906=11,(1-(($E3906-50)*0.005)),IF($G3906=16,(1-(($E3906-50)*0.005)),IF($G3906=21,(1-(($E3906-50)*0.005)),1))),1)*$CD3920,0)))","v":238},{"$f":"IF($B3906>$F3906,0,IF($C3906>$G3906,0,ROUND((((($F3906-$B3906)/100)*IF('DBH-Upgrade'!$K$6='DBH-Upgrade'!$K$8,$CC3920,($BF3906/(($F3906-18)/100))))+((($B3906-18)/100)*$CB3920))*IF($E3906>50,IF($G3906=11,(1-(($E3906-50)*0.005)),IF($G3906=16,(1-(($E3906-50)*0.005)),IF($G3906=21,(1-(($E3906-50)*0.005)),1))),1),0)))","v":292},0.95,0.95,0.95,{"$f":"AK3906*POWER(CF_cool,AN3906)","v":175.74035011922754},{"$f":"AL3906*POWER(CF_cool,AO3906)","v":189.25883858993737},{"$f":"AM3906*POWER(CF_cool,AP3906)","v":232.199919614545},38,41,50,{"v":0.006584931949973871,"d":"0.01"},{"v":0.007635140245670595,"d":"0.01"},{"v":0.011240791534716377,"d":"0.01"},1.5,6,6.7,9,null,3253,null,{"v":0.8,"d":"80%"},null,null,0,11.8,13.7,21.85,null,1,1,1,175.74035011922754,189.25883858993737,232.199919614545,null,0,0,0,1,1615,3238,442,63,0.7342980293974435,0.6854011253923185,null,0.16320641939358696,0.08064538055291112,0.783779121140337,0.783779121140337,null,10]
["3901102115",{"$f":"'DBH-Upgrade'!$K$8-$CL3907","v":70},15,3,90,110,21,21.5,0,26,30,44.1,{"v":3317.6000000000004,"d":"3318"},{"$f":"IF($B3907>$F3907,0,IF($C3907>$G3907,0,ROUND((((($F3907-$B3907)/100)*IF('DBH-Upgrade'!$K$6='DBH-Upgrade'!$K$8,$BZ3921,($BE3907/(($F3907-18)/100))))+((($B3907-18)/100)*$CA3921))*$CE3921,0)))","v":2823},{"$f":"IF($B3907>$F3907,0,IF($C3907>$G3907,0,ROUND((((($F3907-$B3907)/100)*IF('DBH-Upgrade'!$K$6='DBH-Upgrade'!$K$8,$BZ3921,($BE3907/(($F3907-18)/100))))+((($B3907-18)/100)*$CA3921))*$CD3921,0)))","v":3022},{"$f":"IF($B3907>$F3907,0,IF($C3907>$G3907,0,ROUND(((($F3907-$B3907)/100)*IF('DBH-Upgrade'!$K$6='DBH-Upgrade'!$K$8,$BZ3921,($BE3907/(($F3907-18)/100))))+((($B3907-18)/100)*$CA3921),0)))","v":4167},{"v":1.5,"d":"1.500"},1.05,1.05,1.05,268,{"$f":"IF($B3907>$F3907,0,IF($C3907>$G3907,0,ROUND(((($F3907-$B3907)/100)*(IF('DBH-Upgrade'!$K$6='DBH-Upgrade'!$K$8,$BZ3921,($BE3907/(($F3907-18)/100))))*$CH3921)+((($B3907-18)/100)*$CA3921*$CE3921*$CG3921),0)))","v":449},{"$f":"IF($B3907>$F3907,0,IF($C3907>$G3907,0,ROUND(((($F3907-$B3907)/100)*(IF('DBH-Upgrade'!$K$6='DBH-Upgrade'!$K$8,$BZ3921,($BE3907/(($F3907-18)/100))))*$CH3921)+((($B3907-18)/100)*$CA3921*$CD3921*$CG3921),0)))","v":475},{"$f":"IF($B3907>$F3907,0,IF($C3907>$G3907,0,ROUND(((($F3907-$B3907)/100)*(IF('DBH-Upgrade'!$K$6='DBH-Upgrade'!$K$8,$BZ3921,($BE3907/(($F3907-18)/100))))*$CH3921)+((($B3907-18)/100)*$CA3921*$CG3921),0)))","v":625},14,23,25,32,{"v":1.4375736603845152E-3,"d":"0.00"},{"v":3.7233996121002555E-3,"d":"0.00"},{"v":0.004370458269954813,"d":"0.00"},{"v":0.007027832507202183,"d":"0.01"},0.0001276,1.7219,4,0.000514201,{"$f":"IF($B3907>$F3907,0,IF($C3907>$G3907,0,ROUND((((($F3907-$B3907)/100)*IF('DBH-Upgrade'!$K$6='DBH-Upgrade'!$K$8,$CC3921,($BF3907/(($F3907-18)/100))))+((($B3907-18)/100)*$CB3921))*IF($E3907>50,IF($G3907=11,(1-(($E3907-50)*0.005)),IF($G3907=16,(1-(($E3907-50)*0.005)),IF($G3907=21,(1-(($E3907-50)*0.005)),1))),1)*$CE3921,0)))","v":243},{"$f":"IF($B3907>$F3907,0,IF($C3907>$G3907,0,ROUND((((($F3907-$B3907)/100)*IF('DBH-Upgrade'!$K$6='DBH-Upgrade'!$K$8,$CC3921,($BF3907/(($F3907-18)/100))))+((($B3907-18)/100)*$CB3921))*IF($E3907>50,IF($G3907=11,(1-(($E3907-50)*0.005)),IF($G3907=16,(1-(($E3907-50)*0.005)),IF($G3907=21,(1-(($E3907-50)*0.005)),1))),1)*$CD3921,0)))","v":260},{"$f":"IF($B3907>$F3907,0,IF($C3907>$G3907,0,ROUND((((($F3907-$B3907)/100)*IF('DBH-Upgrade'!$K$6='DBH-Upgrade'!$K$8,$CC3921,($BF3907/(($F3907-18)/100))))+((($B3907-18)/100)*$CB3921))*IF($E3907>50,IF($G3907=11,(1-(($E3907-50)*0.005)),IF($G3907=16,(1-(($E3907-50)*0.005)),IF($G3907=21,(1-(($E3907-50)*0.005)),1))),1),0)))","v":358},0.85,0.85,0.85,{"$f":"AK3907*POWER(CF_cool,AN3907)","v":197.95266796372488},{"$f":"AL3907*POWER(CF_cool,AO3907)","v":211.8012085208579},{"$f":"AM3907*POWER(CF_cool,AP3907)","v":291.6339717325659},43,46,63,{"v":0.012423872095796096,"d":"0.01"},{"v":0.014151854171524238,"d":"0.01"},{"v":0.025996706573544994,"d":"0.03"},2.9,6,6.7,9,null,4147,null,{"v":0.8,"d":"80%"},null,null,0,11.8,13.7,21.85,null,1,1,1,197.95266796372488,211.8012085208579,291.6339717325659,null,0,0,0,1,3238,4735,725,75,0.7342980293974435,0.6854011253923185,null,0.15781864009190116,0.08064538055291112,0.7952052041594007,0.7952052041594007,null,10]
["3901201015",{"$f":"'DBH-Upgrade'!$K$8-$CL3908","v":80},15,3,90,120,10,11.5,0,26,30,44.8,{"v":1478.7,"d":"1479"},{"$f":"IF($B3908>$F3908,0,IF($C3908>$G3908,0,ROUND((((($F3908-$B3908)/100)*IF('DBH-Upgrade'!$K$6='DBH-Upgrade'!$K$8,$BZ3922,($BE3908/(($F3908-18)/100))))+((($B3908-18)/100)*$CA3922))*$CE3922,0)))","v":0},{"$f":"IF($B3908>$F3908,0,IF($C3908>$G3908,0,ROUND((((($F3908-$B3908)/100)*IF('DBH-Upgrade'!$K$6='DBH-Upgrade'!$K$8,$BZ3922,($BE3908/(($F3908-18)/100))))+((($B3908-18)/100)*$CA3922))*$CD3922,0)))","v":0},{"$f":"IF($B3908>$F3908,0,IF($C3908>$G3908,0,ROUND(((($F3908-$B3908)/100)*IF('DBH-Upgrade'!$K$6='DBH-Upgrade'!$K$8,$BZ3922,($BE3908/(($F3908-18)/100))))+((($B3908-18)/100)*$CA3922),0)))","v":0},{"v":1.5,"d":"1.500"},1.08,1.08,1.08,119,{"$f":"IF($B3908>$F3908,0,IF($C3908>$G3908,0,ROUND(((($F3908-$B3908)/100)*(IF('DBH-Upgrade'!$K$6='DBH-Upgrade'!$K$8,$BZ3922,($BE3908/(($F3908-18)/100))))*$CH3922)+((($B3908-18)/100)*$CA3922*$CE3922*$CG3922),0)))","v":0},{"$f":"IF($B3908>$F3908,0,IF($C3908>$G3908,0,ROUND(((($F3908-$B3908)/100)*(IF('DBH-Upgrade'!$K$6='DBH-Upgrade'!$K$8,$BZ3922,($BE3908/(($F3908-18)/100))))*$CH3922)+((($B3908-18)/100)*$CA3922*$CD3922*$CG3922),0)))","v":0},{"$f":"IF($B3908>$F3908,0,IF($C3908>$G3908,0,ROUND(((($F3908-$B3908)/100)*(IF('DBH-Upgrade'!$K$6='DBH-Upgrade'!$K$8,$BZ3922,($BE3908/(($F3908-18)/100))))*$CH3922)+((($B3908-18)/100)*$CA3922*$CG3922),0)))","v":0},6,0,0,0,{"v":3.134155713202835E-4,"d":"0.00"},{"v":0,"d":"0.00"},{"v":0,"d":"0.00"},{"v":0,"d":"0.00"},3.969E-4,1.7346,2,0.000367347,{"$f":"IF($B3908>$F3908,0,IF($C3908>$G3908,0,ROUND((((($F3908-$B3908)/100)*IF('DBH-Upgrade'!$K$6='DBH-Upgrade'!$K$8,$CC3922,($BF3908/(($F3908-18)/100))))+((($B3908-18)/100)*$CB3922))*IF($E3908>50,IF($G3908=11,(1-(($E3908-50)*0.005)),IF($G3908=16,(1-(($E3908-50)*0.005)),IF($G3908=21,(1-(($E3908-50)*0.005)),1))),1)*$CE3922,0)))","v":0},{"$f":"IF($B3908>$F3908,0,IF($C3908>$G3908,0,ROUND((((($F3908-$B3908)/100)*IF('DBH-Upgrade'!$K$6='DBH-Upgrade'!$K$8,$CC3922,($BF3908/(($F3908-18)/100))))+((($B3908-18)/100)*$CB3922))*IF($E3908>50,IF($G3908=11,(1-(($E3908-50)*0.005)),IF($G3908=16,(1-(($E3908-50)*0.005)),IF($G3908=21,(1-(($E3908-50)*0.005)),1))),1)*$CD3922,0)))","v":0},{"$f":"IF($B3908>$F3908,0,IF($C3908>$G3908,0,ROUND((((($F3908-$B3908)/100)*IF('DBH-Upgrade'!$K$6='DBH-Upgrade'!$K$8,$CC3922,($BF3908/(($F3908-18)/100))))+((($B3908-18)/100)*$CB3922))*IF($E3908>50,IF($G3908=11,(1-(($E3908-50)*0.005)),IF($G3908=16,(1-(($E3908-50)*0.005)),IF($G3908=21,(1-(($E3908-50)*0.005)),1))),1),0)))","v":0},0.98,0.98,0.98,{"$f":"AK3908*POWER(CF_cool,AN3908)","v":0},{"$f":"AL3908*POWER(CF_cool,AO3908)","v":0},{"$f":"AM3908*POWER(CF_cool,AP3908)","v":0},0,0,0,{"v":0,"d":"0.00"},{"v":0,"d":"0.00"},{"v":0,"d":"0.00"},0.8,6,6.7,9,null,1643,null,{"v":0.9,"d":"90%"},null,null,0,11.8,13.7,21.85,null,1,1,1,0,0,0,null,0,0,0,1,2298,4062,502,78,0.8212441545440573,0.7634388097075354,null,0.16320641939358696,0.08064538055291112,0.7952052041594007,0.7952052041594007,null,0]
["3901201115",{"$f":"'DBH-Upgrade'!$K$8-$CL3909","v":80},15,3,90,120,11,11.5,0,26,30,44.8,{"v":1434.8000000000002,"d":"1435"},{"$f":"IF($B3909>$F3909,0,IF($C3909>$G3909,0,ROUND((((($F3909-$B3909)/100)*IF('DBH-Upgrade'!$K$6='DBH-Upgrade'!$K$8,$BZ3923,($BE3909/(($F3909-18)/100))))+((($B3909-18)/100)*$CA3923))*$CE3923,0)))","v":0},{"$f":"IF($B3909>$F3909,0,IF($C3909>$G3909,0,ROUND((((($F3909-$B3909)/100)*IF('DBH-Upgrade'!$K$6='DBH-Upgrade'!$K$8,$BZ3923,($BE3909/(($F3909-18)/100))))+((($B3909-18)/100)*$CA3923))*$CD3923,0)))","v":0},{"$f":"IF($B3909>$F3909,0,IF($C3909>$G3909,0,ROUND(((($F3909-$B3909)/100)*IF('DBH-Upgrade'!$K$6='DBH-Upgrade'!$K$8,$BZ3923,($BE3909/(($F3909-18)/100))))+((($B3909-18)/100)*$CA3923),0)))","v":0},{"v":1.5,"d":"1.500"},1.1,1.1,1.1,116,{"$f":"IF($B3909>$F3909,0,IF($C3909>$G3909,0,ROUND(((($F3909-$B3909)/100)*(IF('DBH-Upgrade'!$K$6='DBH-Upgrade'!$K$8,$BZ3923,($BE3909/(($F3909-18)/100))))*$CH3923)+((($B3909-18)/100)*$CA3923*$CE3923*$CG3923),0)))","v":0},{"$f":"IF($B3909>$F3909,0,IF($C3909>$G3909,0,ROUND(((($F3909-$B3909)/100)*(IF('DBH-Upgrade'!$K$6='DBH-Upgrade'!$K$8,$BZ3923,($BE3909/(($F3909-18)/100))))*$CH3923)+((($B3909-18)/100)*$CA3923*$CD3923*$CG3923),0)))","v":0},{"$f":"IF($B3909>$F3909,0,IF($C3909>$G3909,0,ROUND(((($F3909-$B3909)/100)*(IF('DBH-Upgrade'!$K$6='DBH-Upgrade'!$K$8,$BZ3923,($BE3909/(($F3909-18)/100))))*$CH3923)+((($B3909-18)/100)*$CA3923*$CG3923),0)))","v":0},6,0,0,0,{"v":5.7023990584056711E-4,"d":"0.00"},{"v":0,"d":"0.00"},{"v":0,"d":"0.00"},{"v":0,"d":"0.00"},3.969E-4,1.7346,4,0.000574288,{"$f":"IF($B3909>$F3909,0,IF($C3909>$G3909,0,ROUND((((($F3909-$B3909)/100)*IF('DBH-Upgrade'!$K$6='DBH-Upgrade'!$K$8,$CC3923,($BF3909/(($F3909-18)/100))))+((($B3909-18)/100)*$CB3923))*IF($E3909>50,IF($G3909=11,(1-(($E3909-50)*0.005)),IF($G3909=16,(1-(($E3909-50)*0.005)),IF($G3909=21,(1-(($E3909-50)*0.005)),1))),1)*$CE3923,0)))","v":0},{"$f":"IF($B3909>$F3909,0,IF($C3909>$G3909,0,ROUND((((($F3909-$B3909)/100)*IF('DBH-Upgrade'!$K$6='DBH-Upgrade'!$K$8,$CC3923,($BF3909/(($F3909-18)/100))))+((($B3909-18)/100)*$CB3923))*IF($E3909>50,IF($G3909=11,(1-(($E3909-50)*0.005)),IF($G3909=16,(1-(($E3909-50)*0.005)),IF($G3909=21,(1-(($E3909-50)*0.005)),1))),1)*$CD3923,0)))","v":0},{"$f":"IF($B3909>$F3909,0,IF($C3909>$G3909,0,ROUND((((($F3909-$B3909)/100)*IF('DBH-Upgrade'!$K$6='DBH-Upgrade'!$K$8,$CC3923,($BF3909/(($F3909-18)/100))))+((($B3909-18)/100)*$CB3923))*IF($E3909>50,IF($G3909=11,(1-(($E3909-50)*0.005)),IF($G3909=16,(1-(($E3909-50)*0.005)),IF($G3909=21,(1-(($E3909-50)*0.005)),1))),1),0)))","v":0},0.95,0.95,0.95,{"$f":"AK3909*POWER(CF_cool,AN3909)","v":0},{"$f":"AL3909*POWER(CF_cool,AO3909)","v":0},{"$f":"AM3909*POWER(CF_cool,AP3909)","v":0},0,0,0,{"v":0,"d":"0.00"},{"v":0,"d":"0.00"},{"v":0,"d":"0.00"},1.6,6,6.7,9,null,2110,null,{"v":0.68,"d":"68%"},null,null,0,11.8,13.7,21.85,null,1,1,1,0,0,0,null,0,0,0,1,2489,6098,791,92,0.7342980293974435,0.6854011253923185,null,0.1716349180255756,0.08064538055291112,0.8146200327725304,0.8146200327725304,null,0]
["3901201515",{"$f":"'DBH-Upgrade'!$K$8-$CL3910","v":80},15,3,90,120,15,16.5,0,26,30,44.8,{"v":2035.2,"d":"2035"},{"$f":"IF($B3910>$F3910,0,IF($C3910>$G3910,0,ROUND((((($F3910-$B3910)/100)*IF('DBH-Upgrade'!$K$6='DBH-Upgrade'!$K$8,$BZ3924,($BE3910/(($F3910-18)/100))))+((($B3910-18)/100)*$CA3924))*$CE3924,0)))","v":1781},{"$f":"IF($B3910>$F3910,0,IF($C3910>$G3910,0,ROUND((((($F3910-$B3910)/100)*IF('DBH-Upgrade'!$K$6='DBH-Upgrade'!$K$8,$BZ3924,($BE3910/(($F3910-18)/100))))+((($B3910-18)/100)*$CA3924))*$CD3924,0)))","v":1907},{"$f":"IF($B3910>$F3910,0,IF($C3910>$G3910,0,ROUND(((($F3910-$B3910)/100)*IF('DBH-Upgrade'!$K$6='DBH-Upgrade'!$K$8,$BZ3924,($BE3910/(($F3910-18)/100))))+((($B3910-18)/100)*$CA3924),0)))","v":2654},{"v":1.5,"d":"1.500"},1.08,1.08,1.08,164,{"$f":"IF($B3910>$F3910,0,IF($C3910>$G3910,0,ROUND(((($F3910-$B3910)/100)*(IF('DBH-Upgrade'!$K$6='DBH-Upgrade'!$K$8,$BZ3924,($BE3910/(($F3910-18)/100))))*$CH3924)+((($B3910-18)/100)*$CA3924*$CE3924*$CG3924),0)))","v":272},{"$f":"IF($B3910>$F3910,0,IF($C3910>$G3910,0,ROUND(((($F3910-$B3910)/100)*(IF('DBH-Upgrade'!$K$6='DBH-Upgrade'!$K$8,$BZ3924,($BE3910/(($F3910-18)/100))))*$CH3924)+((($B3910-18)/100)*$CA3924*$CD3924*$CG3924),0)))","v":288},{"$f":"IF($B3910>$F3910,0,IF($C3910>$G3910,0,ROUND(((($F3910-$B3910)/100)*(IF('DBH-Upgrade'!$K$6='DBH-Upgrade'!$K$8,$BZ3924,($BE3910/(($F3910-18)/100))))*$CH3924)+((($B3910-18)/100)*$CA3924*$CG3924),0)))","v":380},8,14,15,20,{"v":4.450897035565486E-4,"d":"0.00"},{"v":1.294962629340412E-3,"d":"0.00"},{"v":1.4777325210890949E-3,"d":"0.00"},{"v":0.002564740658106135,"d":"0.00"},0.0002083,1.724,2,0.000461829,{"$f":"IF($B3910>$F3910,0,IF($C3910>$G3910,0,ROUND((((($F3910-$B3910)/100)*IF('DBH-Upgrade'!$K$6='DBH-Upgrade'!$K$8,$CC3924,($BF3910/(($F3910-18)/100))))+((($B3910-18)/100)*$CB3924))*IF($E3910>50,IF($G3910=11,(1-(($E3910-50)*0.005)),IF($G3910=16,(1-(($E3910-50)*0.005)),IF($G3910=21,(1-(($E3910-50)*0.005)),1))),1)*$CE3924,0)))","v":201},{"$f":"IF($B3910>$F3910,0,IF($C3910>$G3910,0,ROUND((((($F3910-$B3910)/100)*IF('DBH-Upgrade'!$K$6='DBH-Upgrade'!$K$8,$CC3924,($BF3910/(($F3910-18)/100))))+((($B3910-18)/100)*$CB3924))*IF($E3910>50,IF($G3910=11,(1-(($E3910-50)*0.005)),IF($G3910=16,(1-(($E3910-50)*0.005)),IF($G3910=21,(1-(($E3910-50)*0.005)),1))),1)*$CD3924,0)))","v":215},{"$f":"IF($B3910>$F3910,0,IF($C3910>$G3910,0,ROUND((((($F3910-$B3910)/100)*IF('DBH-Upgrade'!$K$6='DBH-Upgrade'!$K$8,$CC3924,($BF3910/(($F3910-18)/100))))+((($B3910-18)/100)*$CB3924))*IF($E3910>50,IF($G3910=11,(1-(($E3910-50)*0.005)),IF($G3910=16,(1-(($E3910-50)*0.005)),IF($G3910=21,(1-(($E3910-50)*0.005)),1))),1),0)))","v":299},1.01,1.01,1.01,{"$f":"AK3910*POWER(CF_cool,AN3910)","v":157.53960334920774},{"$f":"AL3910*POWER(CF_cool,AO3910)","v":168.51251104517246},{"$f":"AM3910*POWER(CF_cool,AP3910)","v":234.34995722096076},34,36,50,{"v":7.115092349573247E-3,"d":"0.01"},{"v":0.007943737615320356,"d":"0.01"},{"v":0.014976095589666906,"d":"0.01"},1.2,6,6.7,9,null,2544,null,{"v":0.8,"d":"80%"},null,null,0,11.8,13.7,21.85,null,1,1,1,157.53960334920774,168.51251104517246,234.34995722096076,null,0,0,0,1,{"$error":"#VALUE!"},0,0,{"$error":"#VALUE!"},0.8146699660963719,0.7561986894808467,null,0.16320641939358696,0.08064538055291112,0.7894714915956607,0.7894714915956607,null,0]
["3901201615",{"$f":"'DBH-Upgrade'!$K$8-$CL3911","v":80},15,3,90,120,16,16.5,0,26,30,44.8,{"v":2118.2000000000003,"d":"2118"},{"$f":"IF($B3911>$F3911,0,IF($C3911>$G3911,0,ROUND((((($F3911-$B3911)/100)*IF('DBH-Upgrade'!$K$6='DBH-Upgrade'!$K$8,$BZ3925,($BE3911/(($F3911-18)/100))))+((($B3911-18)/100)*$CA3925))*$CE3925,0)))","v":2840},{"$f":"IF($B3911>$F3911,0,IF($C3911>$G3911,0,ROUND((((($F3911-$B3911)/100)*IF('DBH-Upgrade'!$K$6='DBH-Upgrade'!$K$8,$BZ3925,($BE3911/(($F3911-18)/100))))+((($B3911-18)/100)*$CA3925))*$CD3925,0)))","v":3041},{"$f":"IF($B3911>$F3911,0,IF($C3911>$G3911,0,ROUND(((($F3911-$B3911)/100)*IF('DBH-Upgrade'!$K$6='DBH-Upgrade'!$K$8,$BZ3925,($BE3911/(($F3911-18)/100))))+((($B3911-18)/100)*$CA3925),0)))","v":4231},{"v":1.5,"d":"1.500"},1.1,1.1,1.1,171,{"$f":"IF($B3911>$F3911,0,IF($C3911>$G3911,0,ROUND(((($F3911-$B3911)/100)*(IF('DBH-Upgrade'!$K$6='DBH-Upgrade'!$K$8,$BZ3925,($BE3911/(($F3911-18)/100))))*$CH3925)+((($B3911-18)/100)*$CA3925*$CE3925*$CG3925),0)))","v":415},{"$f":"IF($B3911>$F3911,0,IF($C3911>$G3911,0,ROUND(((($F3911-$B3911)/100)*(IF('DBH-Upgrade'!$K$6='DBH-Upgrade'!$K$8,$BZ3925,($BE3911/(($F3911-18)/100))))*$CH3925)+((($B3911-18)/100)*$CA3925*$CD3925*$CG3925),0)))","v":437},{"$f":"IF($B3911>$F3911,0,IF($C3911>$G3911,0,ROUND(((($F3911-$B3911)/100)*(IF('DBH-Upgrade'!$K$6='DBH-Upgrade'!$K$8,$BZ3925,($BE3911/(($F3911-18)/100))))*$CH3925)+((($B3911-18)/100)*$CA3925*$CG3925),0)))","v":568},9,21,23,29,{"v":1.4864509224220453E-3,"d":"0.00"},{"v":0.007660524575637541,"d":"0.01"},{"v":0.009140342116733768,"d":"0.01"},{"v":0.014342093700889099,"d":"0.01"},0.0002083,1.724,4,1.392796E-3,{"$f":"IF($B3911>$F3911,0,IF($C3911>$G3911,0,ROUND((((($F3911-$B3911)/100)*IF('DBH-Upgrade'!$K$6='DBH-Upgrade'!$K$8,$CC3925,($BF3911/(($F3911-18)/100))))+((($B3911-18)/100)*$CB3925))*IF($E3911>50,IF($G3911=11,(1-(($E3911-50)*0.005)),IF($G3911=16,(1-(($E3911-50)*0.005)),IF($G3911=21,(1-(($E3911-50)*0.005)),1))),1)*$CE3925,0)))","v":257},{"$f":"IF($B3911>$F3911,0,IF($C3911>$G3911,0,ROUND((((($F3911-$B3911)/100)*IF('DBH-Upgrade'!$K$6='DBH-Upgrade'!$K$8,$CC3925,($BF3911/(($F3911-18)/100))))+((($B3911-18)/100)*$CB3925))*IF($E3911>50,IF($G3911=11,(1-(($E3911-50)*0.005)),IF($G3911=16,(1-(($E3911-50)*0.005)),IF($G3911=21,(1-(($E3911-50)*0.005)),1))),1)*$CD3925,0)))","v":276},{"$f":"IF($B3911>$F3911,0,IF($C3911>$G3911,0,ROUND((((($F3911-$B3911)/100)*IF('DBH-Upgrade'!$K$6='DBH-Upgrade'!$K$8,$CC3925,($BF3911/(($F3911-18)/100))))+((($B3911-18)/100)*$CB3925))*IF($E3911>50,IF($G3911=11,(1-(($E3911-50)*0.005)),IF($G3911=16,(1-(($E3911-50)*0.005)),IF($G3911=21,(1-(($E3911-50)*0.005)),1))),1),0)))","v":384},0.95,0.95,0.95,{"$f":"AK3911*POWER(CF_cool,AN3911)","v":204.36773746896597},{"$f":"AL3911*POWER(CF_cool,AO3911)","v":219.47663634799457},{"$f":"AM3911*POWER(CF_cool,AP3911)","v":305.35879839720985},44,47,66,{"v":0.03229947972145559,"d":"0.03"},{"v":0.03673319422949745,"d":"0.04"},{"v":0.0712744909488816,"d":"0.07"},2.4,6,6.7,9,null,3115,null,{"v":0.68,"d":"68%"},null,null,0,11.8,13.7,21.85,null,1,1,1,204.36773746896597,219.47663634799457,305.35879839720985,null,0,0,0,1,{"$error":"#VALUE!"},0,0,{"$error":"#VALUE!"},0.8146699660963719,0.7561986894808467,null,0.15781864009190116,0.08064538055291112,0.7952052041594007,0.7952052041594007,null,0]
["3901202015",{"$f":"'DBH-Upgrade'!$K$8-$CL3912","v":80},15,3,90,120,20,21.5,0,26,30,44.8,{"v":2838.4,"d":"2838"},{"$f":"IF($B3912>$F3912,0,IF($C3912>$G3912,0,ROUND((((($F3912-$B3912)/100)*IF('DBH-Upgrade'!$K$6='DBH-Upgrade'!$K$8,$BZ3926,($BE3912/(($F3912-18)/100))))+((($B3912-18)/100)*$CA3926))*$CE3926,0)))","v":2555},{"$f":"IF($B3912>$F3912,0,IF($C3912>$G3912,0,ROUND((((($F3912-$B3912)/100)*IF('DBH-Upgrade'!$K$6='DBH-Upgrade'!$K$8,$BZ3926,($BE3912/(($F3912-18)/100))))+((($B3912-18)/100)*$CA3926))*$CD3926,0)))","v":2760},{"$f":"IF($B3912>$F3912,0,IF($C3912>$G3912,0,ROUND(((($F3912-$B3912)/100)*IF('DBH-Upgrade'!$K$6='DBH-Upgrade'!$K$8,$BZ3926,($BE3912/(($F3912-18)/100))))+((($B3912-18)/100)*$CA3926),0)))","v":3438},{"v":1.5,"d":"1.500"},1.08,1.08,1.08,229,{"$f":"IF($B3912>$F3912,0,IF($C3912>$G3912,0,ROUND(((($F3912-$B3912)/100)*(IF('DBH-Upgrade'!$K$6='DBH-Upgrade'!$K$8,$BZ3926,($BE3912/(($F3912-18)/100))))*$CH3926)+((($B3912-18)/100)*$CA3926*$CE3926*$CG3926),0)))","v":380},{"$f":"IF($B3912>$F3912,0,IF($C3912>$G3912,0,ROUND(((($F3912-$B3912)/100)*(IF('DBH-Upgrade'!$K$6='DBH-Upgrade'!$K$8,$BZ3926,($BE3912/(($F3912-18)/100))))*$CH3926)+((($B3912-18)/100)*$CA3926*$CD3926*$CG3926),0)))","v":404},{"$f":"IF($B3912>$F3912,0,IF($C3912>$G3912,0,ROUND(((($F3912-$B3912)/100)*(IF('DBH-Upgrade'!$K$6='DBH-Upgrade'!$K$8,$BZ3926,($BE3912/(($F3912-18)/100))))*$CH3926)+((($B3912-18)/100)*$CA3926*$CG3926),0)))","v":485},12,20,21,25,{"v":0.000722025153660541,"d":"0.00"},{"v":1.9355281615920934E-3,"d":"0.00"},{"v":2.1270966776844574E-3,"d":"0.00"},{"v":2.9810895847658383E-3,"d":"0.00"},0.0001276,1.7219,2,3.76611E-4,{"$f":"IF($B3912>$F3912,0,IF($C3912>$G3912,0,ROUND((((($F3912-$B3912)/100)*IF('DBH-Upgrade'!$K$6='DBH-Upgrade'!$K$8,$CC3926,($BF3912/(($F3912-18)/100))))+((($B3912-18)/100)*$CB3926))*IF($E3912>50,IF($G3912=11,(1-(($E3912-50)*0.005)),IF($G3912=16,(1-(($E3912-50)*0.005)),IF($G3912=21,(1-(($E3912-50)*0.005)),1))),1)*$CE3926,0)))","v":255},{"$f":"IF($B3912>$F3912,0,IF($C3912>$G3912,0,ROUND((((($F3912-$B3912)/100)*IF('DBH-Upgrade'!$K$6='DBH-Upgrade'!$K$8,$CC3926,($BF3912/(($F3912-18)/100))))+((($B3912-18)/100)*$CB3926))*IF($E3912>50,IF($G3912=11,(1-(($E3912-50)*0.005)),IF($G3912=16,(1-(($E3912-50)*0.005)),IF($G3912=21,(1-(($E3912-50)*0.005)),1))),1)*$CD3926,0)))","v":275},{"$f":"IF($B3912>$F3912,0,IF($C3912>$G3912,0,ROUND((((($F3912-$B3912)/100)*IF('DBH-Upgrade'!$K$6='DBH-Upgrade'!$K$8,$CC3926,($BF3912/(($F3912-18)/100))))+((($B3912-18)/100)*$CB3926))*IF($E3912>50,IF($G3912=11,(1-(($E3912-50)*0.005)),IF($G3912=16,(1-(($E3912-50)*0.005)),IF($G3912=21,(1-(($E3912-50)*0.005)),1))),1),0)))","v":342},0.95,0.95,0.95,{"$f":"AK3912*POWER(CF_cool,AN3912)","v":202.77732706064717},{"$f":"AL3912*POWER(CF_cool,AO3912)","v":218.68143114383517},{"$f":"AM3912*POWER(CF_cool,AP3912)","v":271.96017982251504},44,47,58,{"v":0.008930338905577774,"d":"0.01"},{"v":0.010152609357838325,"d":"0.01"},{"v":0.015288027673016942,"d":"0.02"},1.6,6,6.7,9,null,3548,null,{"v":0.8,"d":"80%"},null,null,0,11.8,13.7,21.85,null,1,1,1,202.77732706064717,218.68143114383517,271.96017982251504,null,0,0,0,1,1615,{"$f":"ROUND(IF($C3898=10,IF($G3898=10,2539,IF($G3898=11,3445,IF($G3898=15,2539*1.3,IF($G3898=16,3445*1.3,IF($G3898=20,(2539*1.45),IF($G3898=21,(3445*1.55))))))),IF($C3898=15,IF($G3898=10,0,IF($G3898=11,0,IF($G3898=15,3238,IF($G3898=16,4735,IF($G3898=20,4062,IF($G3898=21,6098)))))))),0)","v":3238},{"$f":"ROUND(IF($C3898=10,IF($G3898=10,352,IF($G3898=11,577,IF($G3898=15,442*1.15,IF($G3898=16,725*1.15,IF($G3898=20,(352*1.3),IF($G3898=21,(577*1.3))))))),IF($C3898=15,IF($G3898=10,0,IF($G3898=11,0,IF($G3898=15,442,IF($G3898=16,725,IF($G3898=20,502,IF($G3898=21,791)))))))),0)","v":442},63,0.7254135990953521,0.6774634004202911,null,{"$f":"POWER((($S$1-$S$2)/LN(($S$1-$S$3)/($S$2-$S$3)))/((75-65)/LN((75-20)/(65-20))),R3898)","v":0.16320641939358696},{"$f":"POWER((($S$1-$S$2)/LN(($S$1-$S$3)/($S$2-$S$3)))/((75-65)/LN((75-20)/(65-20))),Q3898)","v":0.08064538055291112},{"$f":"POWER((($AT$1-$AT$2)/LN(($AT$1-$AT$3)/($AT$2-$AT$3)))/((16-18)/LN((16-27)/(18-27))),AP3898)","v":0.783779121140337},{"$f":"POWER((($AT$1-$AT$2)/LN(($AT$1-$AT$3)/($AT$2-$AT$3)))/((16-18)/LN((16-27)/(18-27))),AP3898)","v":0.783779121140337},null,0]
["3901202115",{"$f":"'DBH-Upgrade'!$K$8-$CL3913","v":80},15,3,90,120,21,{"$f":"IF(G3913=10,11.5,IF(G3913=11,11.5,IF(G3913=15,16.5,IF(G3913=16,16.5,IF(G3913=20,21.5,IF(G3913=21,21.5,))))))","v":21.5},0,26,30,44.8,{"v":3619.2000000000003,"d":"3619"},{"$f":"IF($B3913>$F3913,0,IF($C3913>$G3913,0,ROUND((((($F3913-$B3913)/100)*IF('DBH-Upgrade'!$K$6='DBH-Upgrade'!$K$8,$BZ3927,($BE3913/(($F3913-18)/100))))+((($B3913-18)/100)*$CA3927))*$CE3927,0)))","v":3206},{"$f":"IF($B3913>$F3913,0,IF($C3913>$G3913,0,ROUND((((($F3913-$B3913)/100)*IF('DBH-Upgrade'!$K$6='DBH-Upgrade'!$K$8,$BZ3927,($BE3913/(($F3913-18)/100))))+((($B3913-18)/100)*$CA3927))*$CD3927,0)))","v":3433},{"$f":"IF($B3913>$F3913,0,IF($C3913>$G3913,0,ROUND(((($F3913-$B3913)/100)*IF('DBH-Upgrade'!$K$6='DBH-Upgrade'!$K$8,$BZ3927,($BE3913/(($F3913-18)/100))))+((($B3913-18)/100)*$CA3927),0)))","v":4776},{"v":1.5,"d":"1.500"},1.05,1.05,1.05,292,{"$f":"IF($B3913>$F3913,0,IF($C3913>$G3913,0,ROUND(((($F3913-$B3913)/100)*(IF('DBH-Upgrade'!$K$6='DBH-Upgrade'!$K$8,$BZ3927,($BE3913/(($F3913-18)/100))))*$CH3927)+((($B3913-18)/100)*$CA3927*$CE3927*$CG3927),0)))","v":516},{"$f":"IF($B3913>$F3913,0,IF($C3913>$G3913,0,ROUND(((($F3913-$B3913)/100)*(IF('DBH-Upgrade'!$K$6='DBH-Upgrade'!$K$8,$BZ3927,($BE3913/(($F3913-18)/100))))*$CH3927)+((($B3913-18)/100)*$CA3927*$CD3927*$CG3927),0)))","v":547},{"$f":"IF($B3913>$F3913,0,IF($C3913>$G3913,0,ROUND(((($F3913-$B3913)/100)*(IF('DBH-Upgrade'!$K$6='DBH-Upgrade'!$K$8,$BZ3927,($BE3913/(($F3913-18)/100))))*$CH3927)+((($B3913-18)/100)*$CA3927*$CG3927),0)))","v":729},15,27,28,38,{"v":1.6934576515935489E-3,"d":"0.00"},{"v":0.005213360491845665,"d":"0.01"},{"v":5.590022843620257E-3,"d":"0.01"},{"v":0.010050073097712988,"d":"0.01"},0.0001276,1.7219,4,0.000514201,{"$f":"IF($B3913>$F3913,0,IF($C3913>$G3913,0,ROUND((((($F3913-$B3913)/100)*IF('DBH-Upgrade'!$K$6='DBH-Upgrade'!$K$8,$CC3927,($BF3913/(($F3913-18)/100))))+((($B3913-18)/100)*$CB3927))*IF($E3913>50,IF($G3913=11,(1-(($E3913-50)*0.005)),IF($G3913=16,(1-(($E3913-50)*0.005)),IF($G3913=21,(1-(($E3913-50)*0.005)),1))),1)*$CE3927,0)))","v":283},{"$f":"IF($B3913>$F3913,0,IF($C3913>$G3913,0,ROUND((((($F3913-$B3913)/100)*IF('DBH-Upgrade'!$K$6='DBH-Upgrade'!$K$8,$CC3927,($BF3913/(($F3913-18)/100))))+((($B3913-18)/100)*$CB3927))*IF($E3913>50,IF($G3913=11,(1-(($E3913-50)*0.005)),IF($G3913=16,(1-(($E3913-50)*0.005)),IF($G3913=21,(1-(($E3913-50)*0.005)),1))),1)*$CD3927,0)))","v":303},{"$f":"IF($B3913>$F3913,0,IF($C3913>$G3913,0,ROUND((((($F3913-$B3913)/100)*IF('DBH-Upgrade'!$K$6='DBH-Upgrade'!$K$8,$CC3927,($BF3913/(($F3913-18)/100))))+((($B3913-18)/100)*$CB3927))*IF($E3913>50,IF($G3913=11,(1-(($E3913-50)*0.005)),IF($G3913=16,(1-(($E3913-50)*0.005)),IF($G3913=21,(1-(($E3913-50)*0.005)),1))),1),0)))","v":422},0.85,0.85,0.85,{"$f":"AK3913*POWER(CF_cool,AN3913)","v":230.5374692746261},{"$f":"AL3913*POWER(CF_cool,AO3913)","v":246.8298699300767},{"$f":"AM3913*POWER(CF_cool,AP3913)","v":343.7696538300078},50,53,74,{"v":0.017046870250335768,"d":"0.02"},{"v":0.019073512155255913,"d":"0.02"},{"v":0.0363328704274854,"d":"0.04"},3.2,6,6.7,9,null,4524,null,{"v":0.8,"d":"80%"},null,null,0,11.8,13.7,21.85,null,1,1,1,230.5374692746261,246.8298699300767,343.7696538300078,null,0,0,0,1,3238,4735,725,75,0.7254135990953521,0.6774634004202911,null,0.15781864009190116,0.08064538055291112,0.7952052041594007,0.7952052041594007,null,0]
["3901401015",{"$f":"'DBH-Upgrade'!$K$8-$CL3914","v":80},15,3,90,140,10,11.5,0,26,30,45.4,{"v":1725.3,"d":"1725"},{"$f":"IF($B3914>$F3914,0,IF($C3914>$G3914,0,ROUND((((($F3914-$B3914)/100)*IF('DBH-Upgrade'!$K$6='DBH-Upgrade'!$K$8,$BZ3928,($BE3914/(($F3914-18)/100))))+((($B3914-18)/100)*$CA3928))*$CE3928,0)))","v":0},{"$f":"IF($B3914>$F3914,0,IF($C3914>$G3914,0,ROUND((((($F3914-$B3914)/100)*IF('DBH-Upgrade'!$K$6='DBH-Upgrade'!$K$8,$BZ3928,($BE3914/(($F3914-18)/100))))+((($B3914-18)/100)*$CA3928))*$CD3928,0)))","v":0},{"$f":"IF($B3914>$F3914,0,IF($C3914>$G3914,0,ROUND(((($F3914-$B3914)/100)*IF('DBH-Upgrade'!$K$6='DBH-Upgrade'!$K$8,$BZ3928,($BE3914/(($F3914-18)/100))))+((($B3914-18)/100)*$CA3928),0)))","v":0},{"v":1.5,"d":"1.500"},{"$f":"IF($G3914=10,1.08,IF($G3914=11,1.1,IF($G3914=15,1.08,IF($G3914=16,1.1,IF($G3914=20,1.08,IF($G3914=21,1.05))))))","v":1.08},1.08,1.08,139,{"$f":"IF($B3914>$F3914,0,IF($C3914>$G3914,0,ROUND(((($F3914-$B3914)/100)*(IF('DBH-Upgrade'!$K$6='DBH-Upgrade'!$K$8,$BZ3928,($BE3914/(($F3914-18)/100))))*$CH3928)+((($B3914-18)/100)*$CA3928*$CE3928*$CG3928),0)))","v":0},{"$f":"IF($B3914>$F3914,0,IF($C3914>$G3914,0,ROUND(((($F3914-$B3914)/100)*(IF('DBH-Upgrade'!$K$6='DBH-Upgrade'!$K$8,$BZ3928,($BE3914/(($F3914-18)/100))))*$CH3928)+((($B3914-18)/100)*$CA3928*$CD3928*$CG3928),0)))","v":0},{"$f":"IF($B3914>$F3914,0,IF($C3914>$G3914,0,ROUND(((($F3914-$B3914)/100)*(IF('DBH-Upgrade'!$K$6='DBH-Upgrade'!$K$8,$BZ3928,($BE3914/(($F3914-18)/100))))*$CH3928)+((($B3914-18)/100)*$CA3928*$CG3928),0)))","v":0},7,0,0,0,{"v":4.6204979358752015E-4,"d":"0.00"},{"v":0,"d":"0.00"},{"v":0,"d":"0.00"},{"v":0,"d":"0.00"},{"$f":"IF($G3914=$CO$103,CP$103,IF($G3914=$CO$104,CP$104,IF($G3914=$CO$105,CP$105,IF($G3914=$CO$107,CP$107,IF($G3914=$CO$108,CP$108,IF($G3914=$CO$109,CP$109,IF($G3914=$CO$111,CP$111,IF($G3914=$CO$112,CP$112,IF($G3914=$CO$113,CP$113,IF($G3914=$CO$115,CP$115,IF($G3914=$CO$116,CP$116,IF($G3914=$CO$117,CP$117,IF($G3914=$CO$119,CP$119,IF($G3914=$CO$120,CP$120,))))))))))))))","v":3.969E-4},{"$f":"IF($G3914=$CO$103,CQ$103,IF($G3914=$CO$104,CQ$104,IF($G3914=$CO$105,CQ$105,IF($G3914=$CO$107,CQ$107,IF($G3914=$CO$108,CQ$108,IF($G3914=$CO$109,CQ$109,IF($G3914=$CO$111,CQ$111,IF($G3914=$CO$112,CQ$112,IF($G3914=$CO$113,CQ$113,IF($G3914=$CO$115,CQ$115,IF($G3914=$CO$116,CQ$116,IF($G3914=$CO$117,CQ$117,IF($G3914=$CO$119,CQ$119,IF($G3914=$CO$120,CQ$120,))))))))))))))","v":1.7346},{"$f":"IF($G3914=$CO$103,CR$103,IF($G3914=$CO$104,CR$104,IF($G3914=$CO$105,CR$105,IF($G3914=$CO$107,CR$107,IF($G3914=$CO$108,CR$108,IF($G3914=$CO$109,CR$109,IF($G3914=$CO$111,CR$111,IF($G3914=$CO$112,CR$112,IF($G3914=$CO$113,CR$113,IF($G3914=$CO$115,CR$115,IF($G3914=$CO$116,CR$116,IF($G3914=$CO$117,CR$117,IF($G3914=$CO$119,CR$119,IF($G3914=$CO$120,CR$120,))))))))))))))","v":2},{"$f":"IF($G3914=$CO$103,CS$103,IF($G3914=$CO$104,CS$104,IF($G3914=$CO$105,CS$105,IF($G3914=$CO$107,CS$107,IF($G3914=$CO$108,CS$108,IF($G3914=$CO$109,CS$109,IF($G3914=$CO$111,CS$111,IF($G3914=$CO$112,CS$112,IF($G3914=$CO$113,CS$113,IF($G3914=$CO$115,CS$115,IF($G3914=$CO$116,CS$116,IF($G3914=$CO$117,CS$117,IF($G3914=$CO$119,CS$119,IF($G3914=$CO$120,CS$120,))))))))))))))","v":0.000367347},{"$f":"IF($B3914>$F3914,0,IF($C3914>$G3914,0,ROUND((((($F3914-$B3914)/100)*IF('DBH-Upgrade'!$K$6='DBH-Upgrade'!$K$8,$CC3928,($BF3914/(($F3914-18)/100))))+((($B3914-18)/100)*$CB3928))*IF($E3914>50,IF($G3914=11,(1-(($E3914-50)*0.005)),IF($G3914=16,(1-(($E3914-50)*0.005)),IF($G3914=21,(1-(($E3914-50)*0.005)),1))),1)*$CE3928,0)))","v":0},{"$f":"IF($B3914>$F3914,0,IF($C3914>$G3914,0,ROUND((((($F3914-$B3914)/100)*IF('DBH-Upgrade'!$K$6='DBH-Upgrade'!$K$8,$CC3928,($BF3914/(($F3914-18)/100))))+((($B3914-18)/100)*$CB3928))*IF($E3914>50,IF($G3914=11,(1-(($E3914-50)*0.005)),IF($G3914=16,(1-(($E3914-50)*0.005)),IF($G3914=21,(1-(($E3914-50)*0.005)),1))),1)*$CD3928,0)))","v":0},{"$f":"IF($B3914>$F3914,0,IF($C3914>$G3914,0,ROUND((((($F3914-$B3914)/100)*IF('DBH-Upgrade'!$K$6='DBH-Upgrade'!$K$8,$CC3928,($BF3914/(($F3914-18)/100))))+((($B3914-18)/100)*$CB3928))*IF($E3914>50,IF($G3914=11,(1-(($E3914-50)*0.005)),IF($G3914=16,(1-(($E3914-50)*0.005)),IF($G3914=21,(1-(($E3914-50)*0.005)),1))),1),0)))","v":0},0.98,0.98,0.98,{"$f":"AK3914*POWER(CF_cool,AN3914)","v":0},{"$f":"AL3914*POWER(CF_cool,AO3914)","v":0},{"$f":"AM3914*POWER(CF_cool,AP3914)","v":0},0,0,0,{"v":0,"d":"0.00"},{"v":0,"d":"0.00"},{"v":0,"d":"0.00"},{"$f":"ROUND(IF(G3914=10,$CO$92*F3914,IF(G3914=11,$CO$93*F3914,IF(G3914=15,$CO$94*F3914,IF(G3914=16,$CO$95*F3914,IF(G3914=20,$CO$96*F3914,IF(G3914=21,$CO$97*F3914,)))))),1)","v":0.9},6,6.7,9,null,1917,null,{"v":0.9,"d":"90%"},null,null,0,11.8,13.7,21.85,null,1,1,1,0,{"$f":"AR3914/BP3914","v":0},{"$f":"AS3914/BQ3914","v":0},null,{"$f":"BR3914-AQ3914","v":0},{"$f":"BS3914-AR3914","v":0},{"$f":"BT3914-AS3914","v":0},1,2298,4062,502,78,0.8146699660963719,0.7561986894808467,null,0.16320641939358696,0.08064538055291112,0.7952052041594007,0.7952052041594007,null,0]
["3901401115",{"$f":"'DBH-Upgrade'!$K$8-$CL3915","v":80},15,3,90,140,11,11.5,0,26,30,45.4,{"v":1673.48,"d":"1673"},{"$f":"IF($B3915>$F3915,0,IF($C3915>$G3915,0,ROUND((((($F3915-$B3915)/100)*IF('DBH-Upgrade'!$K$6='DBH-Upgrade'!$K$8,$BZ3929,($BE3915/(($F3915-18)/100))))+((($B3915-18)/100)*$CA3929))*$CE3929,0)))","v":0},{"$f":"IF($B3915>$F3915,0,IF($C3915>$G3915,0,ROUND((((($F3915-$B3915)/100)*IF('DBH-Upgrade'!$K$6='DBH-Upgrade'!$K$8,$BZ3929,($BE3915/(($F3915-18)/100))))+((($B3915-18)/100)*$CA3929))*$CD3929,0)))","v":0},{"$f":"IF($B3915>$F3915,0,IF($C3915>$G3915,0,ROUND(((($F3915-$B3915)/100)*IF('DBH-Upgrade'!$K$6='DBH-Upgrade'!$K$8,$BZ3929,($BE3915/(($F3915-18)/100))))+((($B3915-18)/100)*$CA3929),0)))","v":0},{"v":1.5,"d":"1.500"},1.1,1.1,1.1,{"$f":"ROUND(M3915*POWER((($S$1-$S$2)/LN(($S$1-$S$3)/($S$2-$S$3)))/((75-65)/LN((75-20)/(65-20))),Q3915),0)","v":135},{"$f":"IF($B3915>$F3915,0,IF($C3915>$G3915,0,ROUND(((($F3915-$B3915)/100)*(IF('DBH-Upgrade'!$K$6='DBH-Upgrade'!$K$8,$BZ3929,($BE3915/(($F3915-18)/100))))*$CH3929)+((($B3915-18)/100)*$CA3929*$CE3929*$CG3929),0)))","v":0},{"$f":"IF($B3915>$F3915,0,IF($C3915>$G3915,0,ROUND(((($F3915-$B3915)/100)*(IF('DBH-Upgrade'!$K$6='DBH-Upgrade'!$K$8,$BZ3929,($BE3915/(($F3915-18)/100))))*$CH3929)+((($B3915-18)/100)*$CA3929*$CD3929*$CG3929),0)))","v":0},{"$f":"IF($B3915>$F3915,0,IF($C3915>$G3915,0,ROUND(((($F3915-$B3915)/100)*(IF('DBH-Upgrade'!$K$6='DBH-Upgrade'!$K$8,$BZ3929,($BE3915/(($F3915-18)/100))))*$CH3929)+((($B3915-18)/100)*$CA3929*$CG3929),0)))","v":0},{"$f":"ROUND(U3915*3600/(4186*ABS($S$1-$S$2)),0)","v":7},{"$f":"ROUND(V3915*3600/(4186*ABS($S$1-$S$2)),0)","v":0},{"$f":"ROUND(W3915*3600/(4186*ABS($S$1-$S$2)),0)","v":0},{"$f":"ROUND(X3915*3600/(4186*ABS($S$1-$S$2)),0)","v":0},{"$f":"(($AG3915*(Y3915^$AH3915)*((($F3915-14.4)*$AI3915)/100))+($AJ3915*(Y3915^2)))*0.0098","v":{"v":8.4707262597504039E-4,"d":"0.00"}},{"$f":"(($AG3915*(Z3915^$AH3915)*((($F3915-14.4)*$AI3915)/100))+($AJ3915*(Z3915^2)))*0.0098","v":{"v":0,"d":"0.00"}},{"$f":"(($AG3915*(AA3915^$AH3915)*((($F3915-14.4)*$AI3915)/100))+($AJ3915*(AA3915^2)))*0.0098","v":{"v":0,"d":"0.00"}},{"$f":"(($AG3915*(AB3915^$AH3915)*((($F3915-14.4)*$AI3915)/100))+($AJ3915*(AB3915^2)))*0.0098","v":{"v":0,"d":"0.00"}},3.969E-4,1.7346,4,0.000574288,{"$f":"IF($B3915>$F3915,0,IF($C3915>$G3915,0,ROUND((((($F3915-$B3915)/100)*IF('DBH-Upgrade'!$K$6='DBH-Upgrade'!$K$8,$CC3929,($BF3915/(($F3915-18)/100))))+((($B3915-18)/100)*$CB3929))*IF($E3915>50,IF($G3915=11,(1-(($E3915-50)*0.005)),IF($G3915=16,(1-(($E3915-50)*0.005)),IF($G3915=21,(1-(($E3915-50)*0.005)),1))),1)*$CE3929,0)))","v":0},{"$f":"IF($B3915>$F3915,0,IF($C3915>$G3915,0,ROUND((((($F3915-$B3915)/100)*IF('DBH-Upgrade'!$K$6='DBH-Upgrade'!$K$8,$CC3929,($BF3915/(($F3915-18)/100))))+((($B3915-18)/100)*$CB3929))*IF($E3915>50,IF($G3915=11,(1-(($E3915-50)*0.005)),IF($G3915=16,(1-(($E3915-50)*0.005)),IF($G3915=21,(1-(($E3915-50)*0.005)),1))),1)*$CD3929,0)))","v":0},{"$f":"IF($B3915>$F3915,0,IF($C3915>$G3915,0,ROUND((((($F3915-$B3915)/100)*IF('DBH-Upgrade'!$K$6='DBH-Upgrade'!$K$8,$CC3929,($BF3915/(($F3915-18)/100))))+((($B3915-18)/100)*$CB3929))*IF($E3915>50,IF($G3915=11,(1-(($E3915-50)*0.005)),IF($G3915=16,(1-(($E3915-50)*0.005)),IF($G3915=21,(1-(($E3915-50)*0.005)),1))),1),0)))","v":0},{"$f":"IF($G3915=10,0.98,IF($G3915=11,0.95,IF($G3915=15,1.01,IF($G3915=16,0.95,IF($G3915=20,0.95,IF($G3915=21,0.85))))))","v":0.95},0.95,0.95,{"$f":"AK3915*POWER(CF_cool,AN3915)","v":0},{"$f":"AL3915*POWER(CF_cool,AO3915)","v":0},{"$f":"AM3915*POWER(CF_cool,AP3915)","v":0},{"$f":"ROUND(AQ3915*3600/(4186*ABS($AT$1-$AT$2)),0)","v":0},{"$f":"ROUND(AR3915*3600/(4186*ABS($AT$1-$AT$2)),0)","v":0},{"$f":"ROUND(AS3915*3600/(4186*ABS($AT$1-$AT$2)),0)","v":0},{"$f":"(($AG3915*(AT3915^$AH3915)*((($F3915-14.4)*$AI3915)/100))+($AJ3915*(AT3915^2)))*0.0098","v":{"v":0,"d":"0.00"}},{"$f":"(($AG3915*(AU3915^$AH3915)*((($F3915-14.4)*$AI3915)/100))+($AJ3915*(AU3915^2)))*0.0098","v":{"v":0,"d":"0.00"}},{"$f":"(($AG3915*(AV3915^$AH3915)*((($F3915-14.4)*$AI3915)/100))+($AJ3915*(AV3915^2)))*0.0098","v":{"v":0,"d":"0.00"}},1.9,6,6.7,9,null,2461,null,{"v":0.68,"d":"68%"},null,null,0,11.8,13.7,21.85,null,1,1,1,0,0,0,null,0,0,0,1,2489,6098,791,92,0.7254135990953521,0.6774634004202911,null,0.1716349180255756,0.08064538055291112,0.8146200327725304,0.8146200327725304,null,0]
["3901401515",{"$f":"'DBH-Upgrade'!$K$8-$CL3916","v":80},15,3,90,140,15,16.5,0,26,30,45.4,{"v":2374.4,"d":"2374"},{"$f":"IF($B3916>$F3916,0,IF($C3916>$G3916,0,ROUND((((($F3916-$B3916)/100)*IF('DBH-Upgrade'!$K$6='DBH-Upgrade'!$K$8,$BZ3930,($BE3916/(($F3916-18)/100))))+((($B3916-18)/100)*$CA3930))*$CE3930,0)))","v":1981},{"$f":"IF($B3916>$F3916,0,IF($C3916>$G3916,0,ROUND((((($F3916-$B3916)/100)*IF('DBH-Upgrade'!$K$6='DBH-Upgrade'!$K$8,$BZ3930,($BE3916/(($F3916-18)/100))))+((($B3916-18)/100)*$CA3930))*$CD3930,0)))","v":2121},{"$f":"IF($B3916>$F3916,0,IF($C3916>$G3916,0,ROUND(((($F3916-$B3916)/100)*IF('DBH-Upgrade'!$K$6='DBH-Upgrade'!$K$8,$BZ3930,($BE3916/(($F3916-18)/100))))+((($B3916-18)/100)*$CA3930),0)))","v":2977},{"v":1.5,"d":"1.500"},1.08,1.08,1.08,191,{"$f":"IF($B3916>$F3916,0,IF($C3916>$G3916,0,ROUND(((($F3916-$B3916)/100)*(IF('DBH-Upgrade'!$K$6='DBH-Upgrade'!$K$8,$BZ3930,($BE3916/(($F3916-18)/100))))*$CH3930)+((($B3916-18)/100)*$CA3930*$CE3930*$CG3930),0)))","v":296},{"$f":"IF($B3916>$F3916,0,IF($C3916>$G3916,0,ROUND(((($F3916-$B3916)/100)*(IF('DBH-Upgrade'!$K$6='DBH-Upgrade'!$K$8,$BZ3930,($BE3916/(($F3916-18)/100))))*$CH3930)+((($B3916-18)/100)*$CA3930*$CD3930*$CG3930),0)))","v":312},{"$f":"IF($B3916>$F3916,0,IF($C3916>$G3916,0,ROUND(((($F3916-$B3916)/100)*(IF('DBH-Upgrade'!$K$6='DBH-Upgrade'!$K$8,$BZ3930,($BE3916/(($F3916-18)/100))))*$CH3930)+((($B3916-18)/100)*$CA3930*$CG3930),0)))","v":406},10,15,16,21,{"v":7.241956814479139E-4,"d":"0.00"},{"v":1.5647400165605147E-3,"d":"0.00"},{"v":1.7693505318258874E-3,"d":"0.00"},{"v":2.9719128569935384E-3,"d":"0.00"},0.0002083,1.724,2,0.000461829,{"$f":"IF($B3916>$F3916,0,IF($C3916>$G3916,0,ROUND((((($F3916-$B3916)/100)*IF('DBH-Upgrade'!$K$6='DBH-Upgrade'!$K$8,$CC3930,($BF3916/(($F3916-18)/100))))+((($B3916-18)/100)*$CB3930))*IF($E3916>50,IF($G3916=11,(1-(($E3916-50)*0.005)),IF($G3916=16,(1-(($E3916-50)*0.005)),IF($G3916=21,(1-(($E3916-50)*0.005)),1))),1)*$CE3930,0)))","v":208},{"$f":"IF($B3916>$F3916,0,IF($C3916>$G3916,0,ROUND((((($F3916-$B3916)/100)*IF('DBH-Upgrade'!$K$6='DBH-Upgrade'!$K$8,$CC3930,($BF3916/(($F3916-18)/100))))+((($B3916-18)/100)*$CB3930))*IF($E3916>50,IF($G3916=11,(1-(($E3916-50)*0.005)),IF($G3916=16,(1-(($E3916-50)*0.005)),IF($G3916=21,(1-(($E3916-50)*0.005)),1))),1)*$CD3930,0)))","v":222},{"$f":"IF($B3916>$F3916,0,IF($C3916>$G3916,0,ROUND((((($F3916-$B3916)/100)*IF('DBH-Upgrade'!$K$6='DBH-Upgrade'!$K$8,$CC3930,($BF3916/(($F3916-18)/100))))+((($B3916-18)/100)*$CB3930))*IF($E3916>50,IF($G3916=11,(1-(($E3916-50)*0.005)),IF($G3916=16,(1-(($E3916-50)*0.005)),IF($G3916=21,(1-(($E3916-50)*0.005)),1))),1),0)))","v":312},1.01,1.01,1.01,{"$f":"AK3916*POWER(CF_cool,AN3916)","v":163.02605719719008},{"$f":"AL3916*POWER(CF_cool,AO3916)","v":173.9989648931548},{"$f":"AM3916*POWER(CF_cool,AP3916)","v":244.53908579578513},35,37,53,{"v":0.007898809160932881,"d":"0.01"},{"v":0.008787272675603884,"d":"0.01"},{"v":0.017528213407413052,"d":"0.02"},1.4,6,6.7,9,null,2968,null,{"v":0.8,"d":"80%"},null,null,0,11.8,13.7,21.85,null,1,1,1,163.02605719719008,173.9989648931548,244.53908579578513,null,0,0,0,1,{"$error":"#VALUE!"},0,0,{"$error":"#VALUE!"},0.8146699660963719,0.7561986894808467,null,0.16320641939358696,0.08064538055291112,0.7894714915956607,0.7894714915956607,null,0]
["3901401615",{"$f":"'DBH-Upgrade'!$K$8-$CL3917","v":80},15,3,90,140,16,16.5,0,26,30,45.4,{"v":2471.1200000000003,"d":"2471"},{"$f":"IF($B3917>$F3917,0,IF($C3917>$G3917,0,ROUND((((($F3917-$B3917)/100)*IF('DBH-Upgrade'!$K$6='DBH-Upgrade'!$K$8,$BZ3931,($BE3917/(($F3917-18)/100))))+((($B3917-18)/100)*$CA3931))*$CE3931,0)))","v":3247},{"$f":"IF($B3917>$F3917,0,IF($C3917>$G3917,0,ROUND((((($F3917-$B3917)/100)*IF('DBH-Upgrade'!$K$6='DBH-Upgrade'!$K$8,$BZ3931,($BE3917/(($F3917-18)/100))))+((($B3917-18)/100)*$CA3931))*$CD3931,0)))","v":3477},{"$f":"IF($B3917>$F3917,0,IF($C3917>$G3917,0,ROUND(((($F3917-$B3917)/100)*IF('DBH-Upgrade'!$K$6='DBH-Upgrade'!$K$8,$BZ3931,($BE3917/(($F3917-18)/100))))+((($B3917-18)/100)*$CA3931),0)))","v":4879},{"v":1.5,"d":"1.500"},1.1,1.1,1.1,199,{"$f":"IF($B3917>$F3917,0,IF($C3917>$G3917,0,ROUND(((($F3917-$B3917)/100)*(IF('DBH-Upgrade'!$K$6='DBH-Upgrade'!$K$8,$BZ3931,($BE3917/(($F3917-18)/100))))*$CH3931)+((($B3917-18)/100)*$CA3931*$CE3931*$CG3931),0)))","v":465},{"$f":"IF($B3917>$F3917,0,IF($C3917>$G3917,0,ROUND(((($F3917-$B3917)/100)*(IF('DBH-Upgrade'!$K$6='DBH-Upgrade'!$K$8,$BZ3931,($BE3917/(($F3917-18)/100))))*$CH3931)+((($B3917-18)/100)*$CA3931*$CD3931*$CG3931),0)))","v":487},{"$f":"IF($B3917>$F3917,0,IF($C3917>$G3917,0,ROUND(((($F3917-$B3917)/100)*(IF('DBH-Upgrade'!$K$6='DBH-Upgrade'!$K$8,$BZ3931,($BE3917/(($F3917-18)/100))))*$CH3931)+((($B3917-18)/100)*$CA3931*$CG3931),0)))","v":620},10,24,25,32,{"v":1.9081466028958275E-3,"d":"0.00"},{"v":0.010319303804674993,"d":"0.01"},{"v":0.011167289148734615,"d":"0.01"},{"v":0.018011986418594313,"d":"0.02"},0.0002083,1.724,4,1.392796E-3,{"$f":"IF($B3917>$F3917,0,IF($C3917>$G3917,0,ROUND((((($F3917-$B3917)/100)*IF('DBH-Upgrade'!$K$6='DBH-Upgrade'!$K$8,$CC3931,($BF3917/(($F3917-18)/100))))+((($B3917-18)/100)*$CB3931))*IF($E3917>50,IF($G3917=11,(1-(($E3917-50)*0.005)),IF($G3917=16,(1-(($E3917-50)*0.005)),IF($G3917=21,(1-(($E3917-50)*0.005)),1))),1)*$CE3931,0)))","v":263},{"$f":"IF($B3917>$F3917,0,IF($C3917>$G3917,0,ROUND((((($F3917-$B3917)/100)*IF('DBH-Upgrade'!$K$6='DBH-Upgrade'!$K$8,$CC3931,($BF3917/(($F3917-18)/100))))+((($B3917-18)/100)*$CB3931))*IF($E3917>50,IF($G3917=11,(1-(($E3917-50)*0.005)),IF($G3917=16,(1-(($E3917-50)*0.005)),IF($G3917=21,(1-(($E3917-50)*0.005)),1))),1)*$CD3931,0)))","v":282},{"$f":"IF($B3917>$F3917,0,IF($C3917>$G3917,0,ROUND((((($F3917-$B3917)/100)*IF('DBH-Upgrade'!$K$6='DBH-Upgrade'!$K$8,$CC3931,($BF3917/(($F3917-18)/100))))+((($B3917-18)/100)*$CB3931))*IF($E3917>50,IF($G3917=11,(1-(($E3917-50)*0.005)),IF($G3917=16,(1-(($E3917-50)*0.005)),IF($G3917=21,(1-(($E3917-50)*0.005)),1))),1),0)))","v":396},0.95,0.95,0.95,{"$f":"AK3917*POWER(CF_cool,AN3917)","v":209.13896869392238},{"$f":"AL3917*POWER(CF_cool,AO3917)","v":224.24786757295098},{"$f":"AM3917*POWER(CF_cool,AP3917)","v":314.90126084712267},45,48,68,{"v":0.03490282433204082,"d":"0.03"},{"v":0.039565767522932976,"d":"0.04"},{"v":0.07791307868260341,"d":"0.08"},2.8,6,6.7,9,null,3634,null,{"v":0.68,"d":"68%"},null,null,0,11.8,13.7,21.85,null,1,1,1,209.13896869392238,224.24786757295098,314.90126084712267,null,0,0,0,1,{"$error":"#VALUE!"},0,0,{"$error":"#VALUE!"},0.8146699660963719,0.7561986894808467,null,0.15781864009190116,0.08064538055291112,0.7952052041594007,0.7952052041594007,null,0]
["3901402015",{"$f":"'DBH-Upgrade'!$K$8-$CL3918","v":80},15,3,90,140,20,21.5,0,26,30,45.4,3312,{"$f":"IF($B3918>$F3918,0,IF($C3918>$G3918,0,ROUND((((($F3918-$B3918)/100)*IF('DBH-Upgrade'!$K$6='DBH-Upgrade'!$K$8,$BZ3932,($BE3918/(($F3918-18)/100))))+((($B3918-18)/100)*$CA3932))*$CE3932,0)))","v":2853},{"$f":"IF($B3918>$F3918,0,IF($C3918>$G3918,0,ROUND((((($F3918-$B3918)/100)*IF('DBH-Upgrade'!$K$6='DBH-Upgrade'!$K$8,$BZ3932,($BE3918/(($F3918-18)/100))))+((($B3918-18)/100)*$CA3932))*$CD3932,0)))","v":3090},{"$f":"IF($B3918>$F3918,0,IF($C3918>$G3918,0,ROUND(((($F3918-$B3918)/100)*IF('DBH-Upgrade'!$K$6='DBH-Upgrade'!$K$8,$BZ3932,($BE3918/(($F3918-18)/100))))+((($B3918-18)/100)*$CA3932),0)))","v":3897},{"v":1.5,"d":"1.500"},1.08,1.08,1.08,267,{"$f":"IF($B3918>$F3918,0,IF($C3918>$G3918,0,ROUND(((($F3918-$B3918)/100)*(IF('DBH-Upgrade'!$K$6='DBH-Upgrade'!$K$8,$BZ3932,($BE3918/(($F3918-18)/100))))*$CH3932)+((($B3918-18)/100)*$CA3932*$CE3932*$CG3932),0)))","v":412},{"$f":"IF($B3918>$F3918,0,IF($C3918>$G3918,0,ROUND(((($F3918-$B3918)/100)*(IF('DBH-Upgrade'!$K$6='DBH-Upgrade'!$K$8,$BZ3932,($BE3918/(($F3918-18)/100))))*$CH3932)+((($B3918-18)/100)*$CA3932*$CD3932*$CG3932),0)))","v":437},{"$f":"IF($B3918>$F3918,0,IF($C3918>$G3918,0,ROUND(((($F3918-$B3918)/100)*(IF('DBH-Upgrade'!$K$6='DBH-Upgrade'!$K$8,$BZ3932,($BE3918/(($F3918-18)/100))))*$CH3932)+((($B3918-18)/100)*$CA3932*$CG3932),0)))","v":522},14,21,23,27,{"v":0.001018933034719535,"d":"0.00"},{"v":2.2216912341019683E-3,"d":"0.00"},{"v":0.002647219924862511,"d":"0.00"},{"v":3.6063020944589745E-3,"d":"0.00"},0.0001276,1.7219,2,3.76611E-4,{"$f":"IF($B3918>$F3918,0,IF($C3918>$G3918,0,ROUND((((($F3918-$B3918)/100)*IF('DBH-Upgrade'!$K$6='DBH-Upgrade'!$K$8,$CC3932,($BF3918/(($F3918-18)/100))))+((($B3918-18)/100)*$CB3932))*IF($E3918>50,IF($G3918=11,(1-(($E3918-50)*0.005)),IF($G3918=16,(1-(($E3918-50)*0.005)),IF($G3918=21,(1-(($E3918-50)*0.005)),1))),1)*$CE3932,0)))","v":262},{"$f":"IF($B3918>$F3918,0,IF($C3918>$G3918,0,ROUND((((($F3918-$B3918)/100)*IF('DBH-Upgrade'!$K$6='DBH-Upgrade'!$K$8,$CC3932,($BF3918/(($F3918-18)/100))))+((($B3918-18)/100)*$CB3932))*IF($E3918>50,IF($G3918=11,(1-(($E3918-50)*0.005)),IF($G3918=16,(1-(($E3918-50)*0.005)),IF($G3918=21,(1-(($E3918-50)*0.005)),1))),1)*$CD3932,0)))","v":284},{"$f":"IF($B3918>$F3918,0,IF($C3918>$G3918,0,ROUND((((($F3918-$B3918)/100)*IF('DBH-Upgrade'!$K$6='DBH-Upgrade'!$K$8,$CC3932,($BF3918/(($F3918-18)/100))))+((($B3918-18)/100)*$CB3932))*IF($E3918>50,IF($G3918=11,(1-(($E3918-50)*0.005)),IF($G3918=16,(1-(($E3918-50)*0.005)),IF($G3918=21,(1-(($E3918-50)*0.005)),1))),1),0)))","v":358},0.95,0.95,0.95,{"$f":"AK3918*POWER(CF_cool,AN3918)","v":208.34376348976298},{"$f":"AL3918*POWER(CF_cool,AO3918)","v":225.83827798126978},{"$f":"AM3918*POWER(CF_cool,AP3918)","v":284.6834630890654},45,49,61,{"v":0.009680645484670647,"d":"0.01"},{"v":0.011416899867576318,"d":"0.01"},{"v":0.01745953274493677,"d":"0.02"},1.9,6,6.7,9,null,4140,null,{"v":0.8,"d":"80%"},null,null,0,11.8,13.7,21.85,null,1,1,1,208.34376348976298,225.83827798126978,284.6834630890654,null,0,0,0,1,1615,3238,442,63,0.7254135990953521,0.6774634004202911,null,0.16320641939358696,0.08064538055291112,0.783779121140337,0.783779121140337,null,0]
["3901402115",{"$f":"'DBH-Upgrade'!$K$8-$CL3919","v":80},15,3,90,140,21,21.5,0,26,30,45.4,{"v":4222.400000000001,"d":"4222"},{"$f":"IF($B3919>$F3919,0,IF($C3919>$G3919,0,ROUND((((($F3919-$B3919)/100)*IF('DBH-Upgrade'!$K$6='DBH-Upgrade'!$K$8,$BZ3933,($BE3919/(($F3919-18)/100))))+((($B3919-18)/100)*$CA3933))*$CE3933,0)))","v":3510},{"$f":"IF($B3919>$F3919,0,IF($C3919>$G3919,0,ROUND((((($F3919-$B3919)/100)*IF('DBH-Upgrade'!$K$6='DBH-Upgrade'!$K$8,$BZ3933,($BE3919/(($F3919-18)/100))))+((($B3919-18)/100)*$CA3933))*$CD3933,0)))","v":3759},{"$f":"IF($B3919>$F3919,0,IF($C3919>$G3919,0,ROUND(((($F3919-$B3919)/100)*IF('DBH-Upgrade'!$K$6='DBH-Upgrade'!$K$8,$BZ3933,($BE3919/(($F3919-18)/100))))+((($B3919-18)/100)*$CA3933),0)))","v":5274},{"v":1.5,"d":"1.500"},1.05,1.05,1.05,341,{"$f":"IF($B3919>$F3919,0,IF($C3919>$G3919,0,ROUND(((($F3919-$B3919)/100)*(IF('DBH-Upgrade'!$K$6='DBH-Upgrade'!$K$8,$BZ3933,($BE3919/(($F3919-18)/100))))*$CH3933)+((($B3919-18)/100)*$CA3933*$CE3933*$CG3933),0)))","v":552},{"$f":"IF($B3919>$F3919,0,IF($C3919>$G3919,0,ROUND(((($F3919-$B3919)/100)*(IF('DBH-Upgrade'!$K$6='DBH-Upgrade'!$K$8,$BZ3933,($BE3919/(($F3919-18)/100))))*$CH3933)+((($B3919-18)/100)*$CA3933*$CD3933*$CG3933),0)))","v":583},{"$f":"IF($B3919>$F3919,0,IF($C3919>$G3919,0,ROUND(((($F3919-$B3919)/100)*(IF('DBH-Upgrade'!$K$6='DBH-Upgrade'!$K$8,$BZ3933,($BE3919/(($F3919-18)/100))))*$CH3933)+((($B3919-18)/100)*$CA3933*$CG3933),0)))","v":769},18,28,30,40,{"v":2.543820513426122E-3,"d":"0.00"},{"v":0.005900498927033183,"d":"0.01"},{"v":0.00673099562993577,"d":"0.01"},{"v":0.011666080024144185,"d":"0.01"},0.0001276,1.7219,4,0.000514201,{"$f":"IF($B3919>$F3919,0,IF($C3919>$G3919,0,ROUND((((($F3919-$B3919)/100)*IF('DBH-Upgrade'!$K$6='DBH-Upgrade'!$K$8,$CC3933,($BF3919/(($F3919-18)/100))))+((($B3919-18)/100)*$CB3933))*IF($E3919>50,IF($G3919=11,(1-(($E3919-50)*0.005)),IF($G3919=16,(1-(($E3919-50)*0.005)),IF($G3919=21,(1-(($E3919-50)*0.005)),1))),1)*$CE3933,0)))","v":290},{"$f":"IF($B3919>$F3919,0,IF($C3919>$G3919,0,ROUND((((($F3919-$B3919)/100)*IF('DBH-Upgrade'!$K$6='DBH-Upgrade'!$K$8,$CC3933,($BF3919/(($F3919-18)/100))))+((($B3919-18)/100)*$CB3933))*IF($E3919>50,IF($G3919=11,(1-(($E3919-50)*0.005)),IF($G3919=16,(1-(($E3919-50)*0.005)),IF($G3919=21,(1-(($E3919-50)*0.005)),1))),1)*$CD3933,0)))","v":311},{"$f":"IF($B3919>$F3919,0,IF($C3919>$G3919,0,ROUND((((($F3919-$B3919)/100)*IF('DBH-Upgrade'!$K$6='DBH-Upgrade'!$K$8,$CC3933,($BF3919/(($F3919-18)/100))))+((($B3919-18)/100)*$CB3933))*IF($E3919>50,IF($G3919=11,(1-(($E3919-50)*0.005)),IF($G3919=16,(1-(($E3919-50)*0.005)),IF($G3919=21,(1-(($E3919-50)*0.005)),1))),1),0)))","v":436},0.85,0.85,0.85,{"$f":"AK3919*POWER(CF_cool,AN3919)","v":236.23980950403381},{"$f":"AL3919*POWER(CF_cool,AO3919)","v":253.34683019225693},{"$f":"AM3919*POWER(CF_cool,AP3919)","v":355.1743342888232},51,54,76,{"v":0.018581973227764448,"d":"0.02"},{"v":0.02073558581494833,"d":"0.02"},{"v":0.03998800882779632,"d":"0.04"},3.7,6,6.7,9,null,5278,null,{"v":0.8,"d":"80%"},null,null,0,11.8,13.7,21.85,null,1,1,1,236.23980950403381,253.34683019225693,355.1743342888232,null,0,0,0,1,3238,4735,725,75,0.7254135990953521,0.6774634004202911,null,0.15781864009190116,0.08064538055291112,0.7952052041594007,0.7952052041594007,null,0]
["3901601015",{"$f":"'DBH-Upgrade'!$K$8-$CL3920","v":80},15,3,90,160,10,11.5,0,26,30,46.4,1971,{"$f":"IF($B3920>$F3920,0,IF($C3920>$G3920,0,ROUND((((($F3920-$B3920)/100)*IF('DBH-Upgrade'!$K$6='DBH-Upgrade'!$K$8,$BZ3934,($BE3920/(($F3920-18)/100))))+((($B3920-18)/100)*$CA3934))*$CE3934,0)))","v":0},{"$f":"IF($B3920>$F3920,0,IF($C3920>$G3920,0,ROUND((((($F3920-$B3920)/100)*IF('DBH-Upgrade'!$K$6='DBH-Upgrade'!$K$8,$BZ3934,($BE3920/(($F3920-18)/100))))+((($B3920-18)/100)*$CA3934))*$CD3934,0)))","v":0},{"$f":"IF($B3920>$F3920,0,IF($C3920>$G3920,0,ROUND(((($F3920-$B3920)/100)*IF('DBH-Upgrade'!$K$6='DBH-Upgrade'!$K$8,$BZ3934,($BE3920/(($F3920-18)/100))))+((($B3920-18)/100)*$CA3934),0)))","v":0},{"v":1.5,"d":"1.500"},1.08,1.08,1.08,159,{"$f":"IF($B3920>$F3920,0,IF($C3920>$G3920,0,ROUND(((($F3920-$B3920)/100)*(IF('DBH-Upgrade'!$K$6='DBH-Upgrade'!$K$8,$BZ3934,($BE3920/(($F3920-18)/100))))*$CH3934)+((($B3920-18)/100)*$CA3934*$CE3934*$CG3934),0)))","v":0},{"$f":"IF($B3920>$F3920,0,IF($C3920>$G3920,0,ROUND(((($F3920-$B3920)/100)*(IF('DBH-Upgrade'!$K$6='DBH-Upgrade'!$K$8,$BZ3934,($BE3920/(($F3920-18)/100))))*$CH3934)+((($B3920-18)/100)*$CA3934*$CD3934*$CG3934),0)))","v":0},{"$f":"IF($B3920>$F3920,0,IF($C3920>$G3920,0,ROUND(((($F3920-$B3920)/100)*(IF('DBH-Upgrade'!$K$6='DBH-Upgrade'!$K$8,$BZ3934,($BE3920/(($F3920-18)/100))))*$CH3934)+((($B3920-18)/100)*$CA3934*$CG3934),0)))","v":0},8,0,0,0,{"v":6.4784424355614938E-4,"d":"0.00"},{"v":0,"d":"0.00"},{"v":0,"d":"0.00"},{"v":0,"d":"0.00"},3.969E-4,1.7346,2,0.000367347,{"$f":"IF($B3920>$F3920,0,IF($C3920>$G3920,0,ROUND((((($F3920-$B3920)/100)*IF('DBH-Upgrade'!$K$6='DBH-Upgrade'!$K$8,$CC3934,($BF3920/(($F3920-18)/100))))+((($B3920-18)/100)*$CB3934))*IF($E3920>50,IF($G3920=11,(1-(($E3920-50)*0.005)),IF($G3920=16,(1-(($E3920-50)*0.005)),IF($G3920=21,(1-(($E3920-50)*0.005)),1))),1)*$CE3934,0)))","v":0},{"$f":"IF($B3920>$F3920,0,IF($C3920>$G3920,0,ROUND((((($F3920-$B3920)/100)*IF('DBH-Upgrade'!$K$6='DBH-Upgrade'!$K$8,$CC3934,($BF3920/(($F3920-18)/100))))+((($B3920-18)/100)*$CB3934))*IF($E3920>50,IF($G3920=11,(1-(($E3920-50)*0.005)),IF($G3920=16,(1-(($E3920-50)*0.005)),IF($G3920=21,(1-(($E3920-50)*0.005)),1))),1)*$CD3934,0)))","v":0},{"$f":"IF($B3920>$F3920,0,IF($C3920>$G3920,0,ROUND((((($F3920-$B3920)/100)*IF('DBH-Upgrade'!$K$6='DBH-Upgrade'!$K$8,$CC3934,($BF3920/(($F3920-18)/100))))+((($B3920-18)/100)*$CB3934))*IF($E3920>50,IF($G3920=11,(1-(($E3920-50)*0.005)),IF($G3920=16,(1-(($E3920-50)*0.005)),IF($G3920=21,(1-(($E3920-50)*0.005)),1))),1),0)))","v":0},0.98,0.98,0.98,{"$f":"AK3920*POWER(CF_cool,AN3920)","v":0},{"$f":"AL3920*POWER(CF_cool,AO3920)","v":0},{"$f":"AM3920*POWER(CF_cool,AP3920)","v":0},0,0,0,{"v":0,"d":"0.00"},{"v":0,"d":"0.00"},{"v":0,"d":"0.00"},1.1,6,6.7,9,null,2190,null,{"v":0.9,"d":"90%"},null,null,0,11.8,13.7,21.85,null,1,1,1,0,0,0,null,0,0,0,1,2298,4062,502,78,0.8146699660963719,0.7561986894808467,null,0.16320641939358696,0.08064538055291112,0.7952052041594007,0.7952052041594007,null,0]
[{"$f":"CONCATENATE(D3921,E3921,F3921,G3921,C3921)","v":"3901601115"},{"$f":"'DBH-Upgrade'!$K$8-$CL3921","v":80},15,3,90,160,11,11.5,0,26,30,46.4,{"v":1912.8400000000001,"d":"1913"},{"$f":"IF($B3921>$F3921,0,IF($C3921>$G3921,0,ROUND((((($F3921-$B3921)/100)*IF('DBH-Upgrade'!$K$6='DBH-Upgrade'!$K$8,$BZ3935,($BE3921/(($F3921-18)/100))))+((($B3921-18)/100)*$CA3935))*$CE3935,0)))","v":0},{"$f":"IF($B3921>$F3921,0,IF($C3921>$G3921,0,ROUND((((($F3921-$B3921)/100)*IF('DBH-Upgrade'!$K$6='DBH-Upgrade'!$K$8,$BZ3935,($BE3921/(($F3921-18)/100))))+((($B3921-18)/100)*$CA3935))*$CD3935,0)))","v":0},{"$f":"IF($B3921>$F3921,0,IF($C3921>$G3921,0,ROUND(((($F3921-$B3921)/100)*IF('DBH-Upgrade'!$K$6='DBH-Upgrade'!$K$8,$BZ3935,($BE3921/(($F3921-18)/100))))+((($B3921-18)/100)*$CA3935),0)))","v":0},{"v":1.5,"d":"1.500"},1.1,1.1,1.1,154,{"$f":"IF($B3921>$F3921,0,IF($C3921>$G3921,0,ROUND(((($F3921-$B3921)/100)*(IF('DBH-Upgrade'!$K$6='DBH-Upgrade'!$K$8,$BZ3935,($BE3921/(($F3921-18)/100))))*$CH3935)+((($B3921-18)/100)*$CA3935*$CE3935*$CG3935),0)))","v":0},{"$f":"IF($B3921>$F3921,0,IF($C3921>$G3921,0,ROUND(((($F3921-$B3921)/100)*(IF('DBH-Upgrade'!$K$6='DBH-Upgrade'!$K$8,$BZ3935,($BE3921/(($F3921-18)/100))))*$CH3935)+((($B3921-18)/100)*$CA3935*$CD3935*$CG3935),0)))","v":0},{"$f":"IF($B3921>$F3921,0,IF($C3921>$G3921,0,ROUND(((($F3921-$B3921)/100)*(IF('DBH-Upgrade'!$K$6='DBH-Upgrade'!$K$8,$BZ3935,($BE3921/(($F3921-18)/100))))*$CH3935)+((($B3921-18)/100)*$CA3935*$CG3935),0)))","v":0},8,0,0,0,{"v":1.1950818439122987E-3,"d":"0.00"},{"v":0,"d":"0.00"},{"v":0,"d":"0.00"},{"v":0,"d":"0.00"},3.969E-4,1.7346,4,0.000574288,{"$f":"IF($B3921>$F3921,0,IF($C3921>$G3921,0,ROUND((((($F3921-$B3921)/100)*IF('DBH-Upgrade'!$K$6='DBH-Upgrade'!$K$8,$CC3935,($BF3921/(($F3921-18)/100))))+((($B3921-18)/100)*$CB3935))*IF($E3921>50,IF($G3921=11,(1-(($E3921-50)*0.005)),IF($G3921=16,(1-(($E3921-50)*0.005)),IF($G3921=21,(1-(($E3921-50)*0.005)),1))),1)*$CE3935,0)))","v":0},{"$f":"IF($B3921>$F3921,0,IF($C3921>$G3921,0,ROUND((((($F3921-$B3921)/100)*IF('DBH-Upgrade'!$K$6='DBH-Upgrade'!$K$8,$CC3935,($BF3921/(($F3921-18)/100))))+((($B3921-18)/100)*$CB3935))*IF($E3921>50,IF($G3921=11,(1-(($E3921-50)*0.005)),IF($G3921=16,(1-(($E3921-50)*0.005)),IF($G3921=21,(1-(($E3921-50)*0.005)),1))),1)*$CD3935,0)))","v":0},{"$f":"IF($B3921>$F3921,0,IF($C3921>$G3921,0,ROUND((((($F3921-$B3921)/100)*IF('DBH-Upgrade'!$K$6='DBH-Upgrade'!$K$8,$CC3935,($BF3921/(($F3921-18)/100))))+((($B3921-18)/100)*$CB3935))*IF($E3921>50,IF($G3921=11,(1-(($E3921-50)*0.005)),IF($G3921=16,(1-(($E3921-50)*0.005)),IF($G3921=21,(1-(($E3921-50)*0.005)),1))),1),0)))","v":0},0.95,0.95,0.95,{"$f":"AK3921*POWER(CF_cool,AN3921)","v":0},{"$f":"AL3921*POWER(CF_cool,AO3921)","v":0},{"$f":"AM3921*POWER(CF_cool,AP3921)","v":0},0,0,0,{"v":0,"d":"0.00"},{"v":0,"d":"0.00"},{"v":0,"d":"0.00"},2.1,6,6.7,9,null,2813,null,{"v":0.68,"d":"68%"},null,null,0,11.8,13.7,21.85,null,1,1,1,0,0,0,null,0,0,0,1,2489,6098,791,92,0.7254135990953521,0.6774634004202911,null,0.1716349180255756,0.08064538055291112,0.8146200327725304,0.8146200327725304,null,0]
["3901601515",{"$f":"'DBH-Upgrade'!$K$8-$CL3922","v":80},15,3,90,160,15,16.5,0,26,30,46.4,{"v":2713.6000000000004,"d":"2714"},{"$f":"IF($B3922>$F3922,0,IF($C3922>$G3922,0,ROUND((((($F3922-$B3922)/100)*IF('DBH-Upgrade'!$K$6='DBH-Upgrade'!$K$8,$BZ3936,($BE3922/(($F3922-18)/100))))+((($B3922-18)/100)*$CA3936))*$CE3936,0)))","v":2168},{"$f":"IF($B3922>$F3922,0,IF($C3922>$G3922,0,ROUND((((($F3922-$B3922)/100)*IF('DBH-Upgrade'!$K$6='DBH-Upgrade'!$K$8,$BZ3936,($BE3922/(($F3922-18)/100))))+((($B3922-18)/100)*$CA3936))*$CD3936,0)))","v":2315},{"$f":"IF($B3922>$F3922,0,IF($C3922>$G3922,0,ROUND(((($F3922-$B3922)/100)*IF('DBH-Upgrade'!$K$6='DBH-Upgrade'!$K$8,$BZ3936,($BE3922/(($F3922-18)/100))))+((($B3922-18)/100)*$CA3936),0)))","v":3300},{"v":1.5,"d":"1.500"},1.08,1.08,1.08,219,{"$f":"IF($B3922>$F3922,0,IF($C3922>$G3922,0,ROUND(((($F3922-$B3922)/100)*(IF('DBH-Upgrade'!$K$6='DBH-Upgrade'!$K$8,$BZ3936,($BE3922/(($F3922-18)/100))))*$CH3936)+((($B3922-18)/100)*$CA3936*$CE3936*$CG3936),0)))","v":319},{"$f":"IF($B3922>$F3922,0,IF($C3922>$G3922,0,ROUND(((($F3922-$B3922)/100)*(IF('DBH-Upgrade'!$K$6='DBH-Upgrade'!$K$8,$BZ3936,($BE3922/(($F3922-18)/100))))*$CH3936)+((($B3922-18)/100)*$CA3936*$CD3936*$CG3936),0)))","v":334},{"$f":"IF($B3922>$F3922,0,IF($C3922>$G3922,0,ROUND(((($F3922-$B3922)/100)*(IF('DBH-Upgrade'!$K$6='DBH-Upgrade'!$K$8,$BZ3936,($BE3922/(($F3922-18)/100))))*$CH3936)+((($B3922-18)/100)*$CA3936*$CG3936),0)))","v":432},11,16,17,22,{"v":9.1871696283344251E-4,"d":"0.00"},{"v":0.001866597973963768,"d":"0.00"},{"v":0.002093952478841644,"d":"0.00"},{"v":3.4164144931804006E-3,"d":"0.00"},0.0002083,1.724,2,0.000461829,{"$f":"IF($B3922>$F3922,0,IF($C3922>$G3922,0,ROUND((((($F3922-$B3922)/100)*IF('DBH-Upgrade'!$K$6='DBH-Upgrade'!$K$8,$CC3936,($BF3922/(($F3922-18)/100))))+((($B3922-18)/100)*$CB3936))*IF($E3922>50,IF($G3922=11,(1-(($E3922-50)*0.005)),IF($G3922=16,(1-(($E3922-50)*0.005)),IF($G3922=21,(1-(($E3922-50)*0.005)),1))),1)*$CE3936,0)))","v":213},{"$f":"IF($B3922>$F3922,0,IF($C3922>$G3922,0,ROUND((((($F3922-$B3922)/100)*IF('DBH-Upgrade'!$K$6='DBH-Upgrade'!$K$8,$CC3936,($BF3922/(($F3922-18)/100))))+((($B3922-18)/100)*$CB3936))*IF($E3922>50,IF($G3922=11,(1-(($E3922-50)*0.005)),IF($G3922=16,(1-(($E3922-50)*0.005)),IF($G3922=21,(1-(($E3922-50)*0.005)),1))),1)*$CD3936,0)))","v":228},{"$f":"IF($B3922>$F3922,0,IF($C3922>$G3922,0,ROUND((((($F3922-$B3922)/100)*IF('DBH-Upgrade'!$K$6='DBH-Upgrade'!$K$8,$CC3936,($BF3922/(($F3922-18)/100))))+((($B3922-18)/100)*$CB3936))*IF($E3922>50,IF($G3922=11,(1-(($E3922-50)*0.005)),IF($G3922=16,(1-(($E3922-50)*0.005)),IF($G3922=21,(1-(($E3922-50)*0.005)),1))),1),0)))","v":324},1.01,1.01,1.01,{"$f":"AK3922*POWER(CF_cool,AN3922)","v":166.94495280289178},{"$f":"AL3922*POWER(CF_cool,AO3922)","v":178.70163961999683},{"$f":"AM3922*POWER(CF_cool,AP3922)","v":253.9444352494692},36,38,55,{"v":0.008730911801729581,"d":"0.01"},{"v":0.00968067343401265,"d":"0.01"},{"v":0.019640578578512875,"d":"0.02"},1.6,6,6.7,9,null,3392,null,{"v":0.8,"d":"80%"},null,null,0,11.8,13.7,21.85,null,1,1,1,166.94495280289178,178.70163961999683,253.9444352494692,null,0,0,0,1,{"$error":"#VALUE!"},0,0,{"$error":"#VALUE!"},0.8030103878625993,0.7433030653966308,null,0.16320641939358696,0.08064538055291112,0.7894714915956607,0.7894714915956607,null,0]
["3901601615",{"$f":"'DBH-Upgrade'!$K$8-$CL3923","v":80},15,3,90,160,16,16.5,0,26,30,46.4,{"v":2824.7200000000003,"d":"2825"},{"$f":"IF($B3923>$F3923,0,IF($C3923>$G3923,0,ROUND((((($F3923-$B3923)/100)*IF('DBH-Upgrade'!$K$6='DBH-Upgrade'!$K$8,$BZ3937,($BE3923/(($F3923-18)/100))))+((($B3923-18)/100)*$CA3937))*$CE3937,0)))","v":3631},{"$f":"IF($B3923>$F3923,0,IF($C3923>$G3923,0,ROUND((((($F3923-$B3923)/100)*IF('DBH-Upgrade'!$K$6='DBH-Upgrade'!$K$8,$BZ3937,($BE3923/(($F3923-18)/100))))+((($B3923-18)/100)*$CA3937))*$CD3937,0)))","v":3877},{"$f":"IF($B3923>$F3923,0,IF($C3923>$G3923,0,ROUND(((($F3923-$B3923)/100)*IF('DBH-Upgrade'!$K$6='DBH-Upgrade'!$K$8,$BZ3937,($BE3923/(($F3923-18)/100))))+((($B3923-18)/100)*$CA3937),0)))","v":5526},{"$f":"IF(B3923=0,IF(E3923=20,IF(G3923=10,1.413,IF(G3923=15,1.408,IF(G3923=20,1.408,\"ERROR\"))),IF(E3923=30,IF(G3923=10,1.403,IF(G3923=11,1.44,IF(G3923=15,1.396,IF(G3923=16,1.456,IF(G3923=20,1.396,IF(G3923=21,1.468,\"ERROR\")))))),IF(E3923=40,IF(G3923=10,1.394,IF(G3923=11,1.439,IF(G3923=15,1.385,IF(G3923=16,1.46,IF(G3923=20,1.384,IF(G3923=21,1.477,\"ERROR\")))))),IF(E3923=50,IF(G3923=10,1.385,IF(G3923=11,1.438,IF(G3923=15,1.373,IF(G3923=16,1.464,IF(G3923=20,1.373,IF(G3923=21,1.485,\"ERROR\")))))),IF(E3923=60,IF(G3923=10,1.376,IF(G3923=11,1.437,IF(G3923=15,1.361,IF(G3923=16,1.468,IF(G3923=20,1.361,IF(G3923=21,1.493,\"ERROR\")))))),IF(E3923=70,IF(G3923=10,1.366,IF(G3923=11,1.436,IF(G3923=15,1.35,IF(G3923=16,1.472,IF(G3923=20,1.349,IF(G3923=21,1.501,\"ERROR\")))))),IF(E3923=80,IF(G3923=10,1.366,IF(G3923=11,1.436,IF(G3923=15,1.35,IF(G3923=16,1.472,IF(G3923=20,1.349,IF(G3923=21,1.501,1)))))),IF(E3923=90,IF(G3923=10,1.348,IF(G3923=11,1.434,IF(G3923=15,1.326,IF(G3923=16,1.48,IF(G3923=20,1.326,IF(G3923=21,1.518,1)))))),IF(E3923=100,IF(G3923=10,1.348,IF(G3923=11,1.434,IF(G3923=15,1.326,IF(G3923=16,1.48,IF(G3923=20,1.326,IF(G3923=21,1.518,1)))))),\"ERROR\"))))))))),1.5)","v":{"v":1.5,"d":"1.500"}},1.1,1.1,1.1,228,{"$f":"IF($B3923>$F3923,0,IF($C3923>$G3923,0,ROUND(((($F3923-$B3923)/100)*(IF('DBH-Upgrade'!$K$6='DBH-Upgrade'!$K$8,$BZ3937,($BE3923/(($F3923-18)/100))))*$CH3937)+((($B3923-18)/100)*$CA3937*$CE3937*$CG3937),0)))","v":513},{"$f":"IF($B3923>$F3923,0,IF($C3923>$G3923,0,ROUND(((($F3923-$B3923)/100)*(IF('DBH-Upgrade'!$K$6='DBH-Upgrade'!$K$8,$BZ3937,($BE3923/(($F3923-18)/100))))*$CH3937)+((($B3923-18)/100)*$CA3937*$CD3937*$CG3937),0)))","v":534},{"$f":"IF($B3923>$F3923,0,IF($C3923>$G3923,0,ROUND(((($F3923-$B3923)/100)*(IF('DBH-Upgrade'!$K$6='DBH-Upgrade'!$K$8,$BZ3937,($BE3923/(($F3923-18)/100))))*$CH3937)+((($B3923-18)/100)*$CA3937*$CG3937),0)))","v":672},12,26,28,35,{"v":2.8277874948940203E-3,"d":"0.00"},{"v":0.012497017613467536,"d":"0.01"},{"v":0.014416800415117342,"d":"0.01"},{"v":0.02217947734178069,"d":"0.02"},0.0002083,1.724,4,1.392796E-3,{"$f":"IF($B3923>$F3923,0,IF($C3923>$G3923,0,ROUND((((($F3923-$B3923)/100)*IF('DBH-Upgrade'!$K$6='DBH-Upgrade'!$K$8,$CC3937,($BF3923/(($F3923-18)/100))))+((($B3923-18)/100)*$CB3937))*IF($E3923>50,IF($G3923=11,(1-(($E3923-50)*0.005)),IF($G3923=16,(1-(($E3923-50)*0.005)),IF($G3923=21,(1-(($E3923-50)*0.005)),1))),1)*$CE3937,0)))","v":268},{"$f":"IF($B3923>$F3923,0,IF($C3923>$G3923,0,ROUND((((($F3923-$B3923)/100)*IF('DBH-Upgrade'!$K$6='DBH-Upgrade'!$K$8,$CC3937,($BF3923/(($F3923-18)/100))))+((($B3923-18)/100)*$CB3937))*IF($E3923>50,IF($G3923=11,(1-(($E3923-50)*0.005)),IF($G3923=16,(1-(($E3923-50)*0.005)),IF($G3923=21,(1-(($E3923-50)*0.005)),1))),1)*$CD3937,0)))","v":286},{"$f":"IF($B3923>$F3923,0,IF($C3923>$G3923,0,ROUND((((($F3923-$B3923)/100)*IF('DBH-Upgrade'!$K$6='DBH-Upgrade'!$K$8,$CC3937,($BF3923/(($F3923-18)/100))))+((($B3923-18)/100)*$CB3937))*IF($E3923>50,IF($G3923=11,(1-(($E3923-50)*0.005)),IF($G3923=16,(1-(($E3923-50)*0.005)),IF($G3923=21,(1-(($E3923-50)*0.005)),1))),1),0)))","v":408},0.95,0.95,0.95,{"$f":"AK3923*POWER(CF_cool,AN3923)","v":213.1149947147194},{"$f":"AL3923*POWER(CF_cool,AO3923)","v":227.4286883895886},{"$f":"AM3923*POWER(CF_cool,AP3923)","v":324.4437232970355},46,49,70,{"v":0.037626556218096525,"d":"0.04"},{"v":0.0425228879533911,"d":"0.04"},{"v":0.08491580096976703,"d":"0.08"},3.2,6,6.7,9,null,4154,null,{"v":0.68,"d":"68%"},null,null,0,11.8,13.7,21.85,null,1,1,1,213.1149947147194,227.4286883895886,324.4437232970355,null,0,0,0,1,{"$error":"#VALUE!"},0,0,{"$error":"#VALUE!"},0.8030103878625993,0.7433030653966308,null,0.15781864009190116,0.08064538055291112,0.7952052041594007,0.7952052041594007,null,0]
["3901602015",{"$f":"'DBH-Upgrade'!$K$8-$CL3924","v":80},15,3,90,160,20,21.5,0,26,30,46.4,{"v":3784.8,"d":"3785"},{"$f":"IF($B3924>$F3924,0,IF($C3924>$G3924,0,ROUND((((($F3924-$B3924)/100)*IF('DBH-Upgrade'!$K$6='DBH-Upgrade'!$K$8,$BZ3938,($BE3924/(($F3924-18)/100))))+((($B3924-18)/100)*$CA3938))*$CE3938,0)))","v":3147},{"$f":"IF($B3924>$F3924,0,IF($C3924>$G3924,0,ROUND((((($F3924-$B3924)/100)*IF('DBH-Upgrade'!$K$6='DBH-Upgrade'!$K$8,$BZ3938,($BE3924/(($F3924-18)/100))))+((($B3924-18)/100)*$CA3938))*$CD3938,0)))","v":3416},{"$f":"IF($B3924>$F3924,0,IF($C3924>$G3924,0,ROUND(((($F3924-$B3924)/100)*IF('DBH-Upgrade'!$K$6='DBH-Upgrade'!$K$8,$BZ3938,($BE3924/(($F3924-18)/100))))+((($B3924-18)/100)*$CA3938),0)))","v":4357},{"v":1.5,"d":"1.500"},1.08,1.08,1.08,305,{"$f":"IF($B3924>$F3924,0,IF($C3924>$G3924,0,ROUND(((($F3924-$B3924)/100)*(IF('DBH-Upgrade'!$K$6='DBH-Upgrade'!$K$8,$BZ3938,($BE3924/(($F3924-18)/100))))*$CH3938)+((($B3924-18)/100)*$CA3938*$CE3938*$CG3938),0)))","v":445},{"$f":"IF($B3924>$F3924,0,IF($C3924>$G3924,0,ROUND(((($F3924-$B3924)/100)*(IF('DBH-Upgrade'!$K$6='DBH-Upgrade'!$K$8,$BZ3938,($BE3924/(($F3924-18)/100))))*$CH3938)+((($B3924-18)/100)*$CA3938*$CD3938*$CG3938),0)))","v":471},{"$f":"IF($B3924>$F3924,0,IF($C3924>$G3924,0,ROUND(((($F3924-$B3924)/100)*(IF('DBH-Upgrade'!$K$6='DBH-Upgrade'!$K$8,$BZ3938,($BE3924/(($F3924-18)/100))))*$CH3938)+((($B3924-18)/100)*$CA3938*$CG3938),0)))","v":559},16,23,24,29,{"v":1.3760055045911293E-3,"d":"0.00"},{"v":0.002757855781337433,"d":"0.00"},{"v":0.002992563960804778,"d":"0.00"},{"v":0.004304477608821014,"d":"0.00"},0.0001276,1.7219,2,3.76611E-4,{"$f":"IF($B3924>$F3924,0,IF($C3924>$G3924,0,ROUND((((($F3924-$B3924)/100)*IF('DBH-Upgrade'!$K$6='DBH-Upgrade'!$K$8,$CC3938,($BF3924/(($F3924-18)/100))))+((($B3924-18)/100)*$CB3938))*IF($E3924>50,IF($G3924=11,(1-(($E3924-50)*0.005)),IF($G3924=16,(1-(($E3924-50)*0.005)),IF($G3924=21,(1-(($E3924-50)*0.005)),1))),1)*$CE3938,0)))","v":270},{"$f":"IF($B3924>$F3924,0,IF($C3924>$G3924,0,ROUND((((($F3924-$B3924)/100)*IF('DBH-Upgrade'!$K$6='DBH-Upgrade'!$K$8,$CC3938,($BF3924/(($F3924-18)/100))))+((($B3924-18)/100)*$CB3938))*IF($E3924>50,IF($G3924=11,(1-(($E3924-50)*0.005)),IF($G3924=16,(1-(($E3924-50)*0.005)),IF($G3924=21,(1-(($E3924-50)*0.005)),1))),1)*$CD3938,0)))","v":293},{"$f":"IF($B3924>$F3924,0,IF($C3924>$G3924,0,ROUND((((($F3924-$B3924)/100)*IF('DBH-Upgrade'!$K$6='DBH-Upgrade'!$K$8,$CC3938,($BF3924/(($F3924-18)/100))))+((($B3924-18)/100)*$CB3938))*IF($E3924>50,IF($G3924=11,(1-(($E3924-50)*0.005)),IF($G3924=16,(1-(($E3924-50)*0.005)),IF($G3924=21,(1-(($E3924-50)*0.005)),1))),1),0)))","v":374},0.95,0.95,0.95,{"$f":"AK3924*POWER(CF_cool,AN3924)","v":214.7054051230382},{"$f":"AL3924*POWER(CF_cool,AO3924)","v":232.9951248187044},{"$f":"AM3924*POWER(CF_cool,AP3924)","v":297.40674635561584},46,50,64,{"v":0.010466580203209253,"d":"0.01"},{"v":0.012294045736973899,"d":"0.01"},{"v":0.019809158008723148,"d":"0.02"},2.1,6,6.7,9,null,4731,null,{"v":0.8,"d":"80%"},null,null,0,11.8,13.7,21.85,null,1,1,1,214.7054051230382,232.9951248187044,297.40674635561584,null,0,0,0,1,1615,3238,442,63,0.718791222592855,0.671228725846115,null,0.16320641939358696,0.08064538055291112,0.783779121140337,0.783779121140337,null,0]
["3901602115",{"$f":"'DBH-Upgrade'!$K$8-$CL3925","v":80},15,3,90,160,21,21.5,0,26,30,46.4,{"v":4825.6,"d":"4826"},{"$f":"IF($B3925>$F3925,0,IF($C3925>$G3925,0,ROUND((((($F3925-$B3925)/100)*IF('DBH-Upgrade'!$K$6='DBH-Upgrade'!$K$8,$BZ3939,($BE3925/(($F3925-18)/100))))+((($B3925-18)/100)*$CA3939))*$CE3939,0)))","v":3793},{"$f":"IF($B3925>$F3925,0,IF($C3925>$G3925,0,ROUND((((($F3925-$B3925)/100)*IF('DBH-Upgrade'!$K$6='DBH-Upgrade'!$K$8,$BZ3939,($BE3925/(($F3925-18)/100))))+((($B3925-18)/100)*$CA3939))*$CD3939,0)))","v":4049},{"$f":"IF($B3925>$F3925,0,IF($C3925>$G3925,0,ROUND(((($F3925-$B3925)/100)*IF('DBH-Upgrade'!$K$6='DBH-Upgrade'!$K$8,$BZ3939,($BE3925/(($F3925-18)/100))))+((($B3925-18)/100)*$CA3939),0)))","v":5772},{"v":1.5,"d":"1.500"},1.05,1.05,1.05,389,{"$f":"IF($B3925>$F3925,0,IF($C3925>$G3925,0,ROUND(((($F3925-$B3925)/100)*(IF('DBH-Upgrade'!$K$6='DBH-Upgrade'!$K$8,$BZ3939,($BE3925/(($F3925-18)/100))))*$CH3939)+((($B3925-18)/100)*$CA3939*$CE3939*$CG3939),0)))","v":587},{"$f":"IF($B3925>$F3925,0,IF($C3925>$G3925,0,ROUND(((($F3925-$B3925)/100)*(IF('DBH-Upgrade'!$K$6='DBH-Upgrade'!$K$8,$BZ3939,($BE3925/(($F3925-18)/100))))*$CH3939)+((($B3925-18)/100)*$CA3939*$CD3939*$CG3939),0)))","v":616},{"$f":"IF($B3925>$F3925,0,IF($C3925>$G3925,0,ROUND(((($F3925-$B3925)/100)*(IF('DBH-Upgrade'!$K$6='DBH-Upgrade'!$K$8,$BZ3939,($BE3925/(($F3925-18)/100))))*$CH3939)+((($B3925-18)/100)*$CA3939*$CG3939),0)))","v":809},20,30,32,42,{"v":3.2819826710569844E-3,"d":"0.00"},{"v":0.007080636204766308,"d":"0.01"},{"v":0.008004674887956463,"d":"0.01"},{"v":0.013432391915201585,"d":"0.01"},0.0001276,1.7219,4,0.000514201,{"$f":"IF($B3925>$F3925,0,IF($C3925>$G3925,0,ROUND((((($F3925-$B3925)/100)*IF('DBH-Upgrade'!$K$6='DBH-Upgrade'!$K$8,$CC3939,($BF3925/(($F3925-18)/100))))+((($B3925-18)/100)*$CB3939))*IF($E3925>50,IF($G3925=11,(1-(($E3925-50)*0.005)),IF($G3925=16,(1-(($E3925-50)*0.005)),IF($G3925=21,(1-(($E3925-50)*0.005)),1))),1)*$CE3939,0)))","v":296},{"$f":"IF($B3925>$F3925,0,IF($C3925>$G3925,0,ROUND((((($F3925-$B3925)/100)*IF('DBH-Upgrade'!$K$6='DBH-Upgrade'!$K$8,$CC3939,($BF3925/(($F3925-18)/100))))+((($B3925-18)/100)*$CB3939))*IF($E3925>50,IF($G3925=11,(1-(($E3925-50)*0.005)),IF($G3925=16,(1-(($E3925-50)*0.005)),IF($G3925=21,(1-(($E3925-50)*0.005)),1))),1)*$CD3939,0)))","v":317},{"$f":"IF($B3925>$F3925,0,IF($C3925>$G3925,0,ROUND((((($F3925-$B3925)/100)*IF('DBH-Upgrade'!$K$6='DBH-Upgrade'!$K$8,$CC3939,($BF3925/(($F3925-18)/100))))+((($B3925-18)/100)*$CB3939))*IF($E3925>50,IF($G3925=11,(1-(($E3925-50)*0.005)),IF($G3925=16,(1-(($E3925-50)*0.005)),IF($G3925=21,(1-(($E3925-50)*0.005)),1))),1),0)))","v":451},0.85,0.85,0.85,{"$f":"AK3925*POWER(CF_cool,AN3925)","v":241.127529700669},{"$f":"AL3925*POWER(CF_cool,AO3925)","v":258.2345503888921},{"$f":"AM3925*POWER(CF_cool,AP3925)","v":367.3936347804112},52,56,79,{"v":0.020188641159693318,"d":"0.02"},{"v":0.0232587880916687,"d":"0.02"},{"v":0.04493356618038369,"d":"0.04"},4.3,6,6.7,9,null,6032,null,{"v":0.8,"d":"80%"},null,null,0,11.8,13.7,21.85,null,1,1,1,241.127529700669,258.2345503888921,367.3936347804112,null,0,0,0,1,3238,4735,725,75,0.718791222592855,0.671228725846115,null,0.15781864009190116,0.08064538055291112,0.7952052041594007,0.7952052041594007,null,0]
["3901801015",{"$f":"'DBH-Upgrade'!$K$8-$CL3926","v":80},15,3,90,180,10,11.5,0,26,30,46.4,{"v":2217.6,"d":"2218"},{"$f":"IF($B3926>$F3926,0,IF($C3926>$G3926,0,ROUND((((($F3926-$B3926)/100)*IF('DBH-Upgrade'!$K$6='DBH-Upgrade'!$K$8,$BZ3940,($BE3926/(($F3926-18)/100))))+((($B3926-18)/100)*$CA3940))*$CE3940,0)))","v":0},{"$f":"IF($B3926>$F3926,0,IF($C3926>$G3926,0,ROUND((((($F3926-$B3926)/100)*IF('DBH-Upgrade'!$K$6='DBH-Upgrade'!$K$8,$BZ3940,($BE3926/(($F3926-18)/100))))+((($B3926-18)/100)*$CA3940))*$CD3940,0)))","v":0},{"$f":"IF($B3926>$F3926,0,IF($C3926>$G3926,0,ROUND(((($F3926-$B3926)/100)*IF('DBH-Upgrade'!$K$6='DBH-Upgrade'!$K$8,$BZ3940,($BE3926/(($F3926-18)/100))))+((($B3926-18)/100)*$CA3940),0)))","v":0},{"v":1.5,"d":"1.500"},1.08,1.08,1.08,179,{"$f":"IF($B3926>$F3926,0,IF($C3926>$G3926,0,ROUND(((($F3926-$B3926)/100)*(IF('DBH-Upgrade'!$K$6='DBH-Upgrade'!$K$8,$BZ3940,($BE3926/(($F3926-18)/100))))*$CH3940)+((($B3926-18)/100)*$CA3940*$CE3940*$CG3940),0)))","v":0},{"$f":"IF($B3926>$F3926,0,IF($C3926>$G3926,0,ROUND(((($F3926-$B3926)/100)*(IF('DBH-Upgrade'!$K$6='DBH-Upgrade'!$K$8,$BZ3940,($BE3926/(($F3926-18)/100))))*$CH3940)+((($B3926-18)/100)*$CA3940*$CD3940*$CG3940),0)))","v":0},{"$f":"IF($B3926>$F3926,0,IF($C3926>$G3926,0,ROUND(((($F3926-$B3926)/100)*(IF('DBH-Upgrade'!$K$6='DBH-Upgrade'!$K$8,$BZ3940,($BE3926/(($F3926-18)/100))))*$CH3940)+((($B3926-18)/100)*$CA3940*$CG3940),0)))","v":0},9,0,0,0,{"v":8.7400701296415546E-4,"d":"0.00"},{"v":0,"d":"0.00"},{"v":0,"d":"0.00"},{"v":0,"d":"0.00"},3.969E-4,1.7346,2,0.000367347,{"$f":"IF($B3926>$F3926,0,IF($C3926>$G3926,0,ROUND((((($F3926-$B3926)/100)*IF('DBH-Upgrade'!$K$6='DBH-Upgrade'!$K$8,$CC3940,($BF3926/(($F3926-18)/100))))+((($B3926-18)/100)*$CB3940))*IF($E3926>50,IF($G3926=11,(1-(($E3926-50)*0.005)),IF($G3926=16,(1-(($E3926-50)*0.005)),IF($G3926=21,(1-(($E3926-50)*0.005)),1))),1)*$CE3940,0)))","v":0},{"$f":"IF($B3926>$F3926,0,IF($C3926>$G3926,0,ROUND((((($F3926-$B3926)/100)*IF('DBH-Upgrade'!$K$6='DBH-Upgrade'!$K$8,$CC3940,($BF3926/(($F3926-18)/100))))+((($B3926-18)/100)*$CB3940))*IF($E3926>50,IF($G3926=11,(1-(($E3926-50)*0.005)),IF($G3926=16,(1-(($E3926-50)*0.005)),IF($G3926=21,(1-(($E3926-50)*0.005)),1))),1)*$CD3940,0)))","v":0},{"$f":"IF($B3926>$F3926,0,IF($C3926>$G3926,0,ROUND((((($F3926-$B3926)/100)*IF('DBH-Upgrade'!$K$6='DBH-Upgrade'!$K$8,$CC3940,($BF3926/(($F3926-18)/100))))+((($B3926-18)/100)*$CB3940))*IF($E3926>50,IF($G3926=11,(1-(($E3926-50)*0.005)),IF($G3926=16,(1-(($E3926-50)*0.005)),IF($G3926=21,(1-(($E3926-50)*0.005)),1))),1),0)))","v":0},0.98,0.98,0.98,{"$f":"AK3926*POWER(CF_cool,AN3926)","v":0},{"$f":"AL3926*POWER(CF_cool,AO3926)","v":0},{"$f":"AM3926*POWER(CF_cool,AP3926)","v":0},0,0,0,{"v":0,"d":"0.00"},{"v":0,"d":"0.00"},{"v":0,"d":"0.00"},1.2,6,6.7,9,null,2464,null,{"v":0.9,"d":"90%"},null,null,0,11.8,13.7,21.85,null,1,1,1,0,0,0,null,0,0,0,1,2298,4062,502,78,0.8030103878625993,0.7433030653966308,null,0.16320641939358696,0.08064538055291112,0.7952052041594007,0.7952052041594007,null,0]
["3901801115",{"$f":"'DBH-Upgrade'!$K$8-$CL3927","v":80},15,3,90,180,11,11.5,0,26,30,46.4,{"v":2151.52,"d":"2152"},{"$f":"IF($B3927>$F3927,0,IF($C3927>$G3927,0,ROUND((((($F3927-$B3927)/100)*IF('DBH-Upgrade'!$K$6='DBH-Upgrade'!$K$8,$BZ3941,($BE3927/(($F3927-18)/100))))+((($B3927-18)/100)*$CA3941))*$CE3941,0)))","v":0},{"$f":"IF($B3927>$F3927,0,IF($C3927>$G3927,0,ROUND((((($F3927-$B3927)/100)*IF('DBH-Upgrade'!$K$6='DBH-Upgrade'!$K$8,$BZ3941,($BE3927/(($F3927-18)/100))))+((($B3927-18)/100)*$CA3941))*$CD3941,0)))","v":0},{"$f":"IF($B3927>$F3927,0,IF($C3927>$G3927,0,ROUND(((($F3927-$B3927)/100)*IF('DBH-Upgrade'!$K$6='DBH-Upgrade'!$K$8,$BZ3941,($BE3927/(($F3927-18)/100))))+((($B3927-18)/100)*$CA3941),0)))","v":0},{"v":1.5,"d":"1.500"},1.1,1.1,1.1,174,{"$f":"IF($B3927>$F3927,0,IF($C3927>$G3927,0,ROUND(((($F3927-$B3927)/100)*(IF('DBH-Upgrade'!$K$6='DBH-Upgrade'!$K$8,$BZ3941,($BE3927/(($F3927-18)/100))))*$CH3941)+((($B3927-18)/100)*$CA3941*$CE3941*$CG3941),0)))","v":0},{"$f":"IF($B3927>$F3927,0,IF($C3927>$G3927,0,ROUND(((($F3927-$B3927)/100)*(IF('DBH-Upgrade'!$K$6='DBH-Upgrade'!$K$8,$BZ3941,($BE3927/(($F3927-18)/100))))*$CH3941)+((($B3927-18)/100)*$CA3941*$CD3941*$CG3941),0)))","v":0},{"$f":"IF($B3927>$F3927,0,IF($C3927>$G3927,0,ROUND(((($F3927-$B3927)/100)*(IF('DBH-Upgrade'!$K$6='DBH-Upgrade'!$K$8,$BZ3941,($BE3927/(($F3927-18)/100))))*$CH3941)+((($B3927-18)/100)*$CA3941*$CG3941),0)))","v":0},9,0,0,0,{"v":1.6206837431283108E-3,"d":"0.00"},{"v":0,"d":"0.00"},{"v":0,"d":"0.00"},{"v":0,"d":"0.00"},3.969E-4,1.7346,4,0.000574288,{"$f":"IF($B3927>$F3927,0,IF($C3927>$G3927,0,ROUND((((($F3927-$B3927)/100)*IF('DBH-Upgrade'!$K$6='DBH-Upgrade'!$K$8,$CC3941,($BF3927/(($F3927-18)/100))))+((($B3927-18)/100)*$CB3941))*IF($E3927>50,IF($G3927=11,(1-(($E3927-50)*0.005)),IF($G3927=16,(1-(($E3927-50)*0.005)),IF($G3927=21,(1-(($E3927-50)*0.005)),1))),1)*$CE3941,0)))","v":0},{"$f":"IF($B3927>$F3927,0,IF($C3927>$G3927,0,ROUND((((($F3927-$B3927)/100)*IF('DBH-Upgrade'!$K$6='DBH-Upgrade'!$K$8,$CC3941,($BF3927/(($F3927-18)/100))))+((($B3927-18)/100)*$CB3941))*IF($E3927>50,IF($G3927=11,(1-(($E3927-50)*0.005)),IF($G3927=16,(1-(($E3927-50)*0.005)),IF($G3927=21,(1-(($E3927-50)*0.005)),1))),1)*$CD3941,0)))","v":0},{"$f":"IF($B3927>$F3927,0,IF($C3927>$G3927,0,ROUND((((($F3927-$B3927)/100)*IF('DBH-Upgrade'!$K$6='DBH-Upgrade'!$K$8,$CC3941,($BF3927/(($F3927-18)/100))))+((($B3927-18)/100)*$CB3941))*IF($E3927>50,IF($G3927=11,(1-(($E3927-50)*0.005)),IF($G3927=16,(1-(($E3927-50)*0.005)),IF($G3927=21,(1-(($E3927-50)*0.005)),1))),1),0)))","v":0},0.95,0.95,0.95,{"$f":"AK3927*POWER(CF_cool,AN3927)","v":0},{"$f":"AL3927*POWER(CF_cool,AO3927)","v":0},{"$f":"AM3927*POWER(CF_cool,AP3927)","v":0},0,0,0,{"v":0,"d":"0.00"},{"v":0,"d":"0.00"},{"v":0,"d":"0.00"},2.4,6,6.7,9,null,3164,null,{"v":0.68,"d":"68%"},null,null,0,11.8,13.7,21.85,null,1,1,1,0,0,0,null,0,0,0,1,2489,6098,791,92,0.718791222592855,0.671228725846115,null,0.1716349180255756,0.08064538055291112,0.8146200327725304,0.8146200327725304,null,0]
["3901801515",{"$f":"'DBH-Upgrade'!$K$8-$CL3928","v":60},15,3,90,180,15,16.5,0,26,30,46.4,{"v":3052.8,"d":"3053"},{"$f":"IF($B3928>$F3928,0,IF($C3928>$G3928,0,ROUND((((($F3928-$B3928)/100)*IF('DBH-Upgrade'!$K$6='DBH-Upgrade'!$K$8,$BZ3942,($BE3928/(($F3928-18)/100))))+((($B3928-18)/100)*$CA3942))*$CE3942,0)))","v":2167},{"$f":"IF($B3928>$F3928,0,IF($C3928>$G3928,0,ROUND((((($F3928-$B3928)/100)*IF('DBH-Upgrade'!$K$6='DBH-Upgrade'!$K$8,$BZ3942,($BE3928/(($F3928-18)/100))))+((($B3928-18)/100)*$CA3942))*$CD3942,0)))","v":2314},{"$f":"IF($B3928>$F3928,0,IF($C3928>$G3928,0,ROUND(((($F3928-$B3928)/100)*IF('DBH-Upgrade'!$K$6='DBH-Upgrade'!$K$8,$BZ3942,($BE3928/(($F3928-18)/100))))+((($B3928-18)/100)*$CA3942),0)))","v":3298},{"v":1.5,"d":"1.500"},1.08,1.08,1.08,246,{"$f":"IF($B3928>$F3928,0,IF($C3928>$G3928,0,ROUND(((($F3928-$B3928)/100)*(IF('DBH-Upgrade'!$K$6='DBH-Upgrade'!$K$8,$BZ3942,($BE3928/(($F3928-18)/100))))*$CH3942)+((($B3928-18)/100)*$CA3942*$CE3942*$CG3942),0)))","v":302},{"$f":"IF($B3928>$F3928,0,IF($C3928>$G3928,0,ROUND(((($F3928-$B3928)/100)*(IF('DBH-Upgrade'!$K$6='DBH-Upgrade'!$K$8,$BZ3942,($BE3928/(($F3928-18)/100))))*$CH3942)+((($B3928-18)/100)*$CA3942*$CD3942*$CG3942),0)))","v":312},{"$f":"IF($B3928>$F3928,0,IF($C3928>$G3928,0,ROUND(((($F3928-$B3928)/100)*(IF('DBH-Upgrade'!$K$6='DBH-Upgrade'!$K$8,$BZ3942,($BE3928/(($F3928-18)/100))))*$CH3942)+((($B3928-18)/100)*$CA3942*$CG3942),0)))","v":378},13,16,16,20,{"v":1.3277977343935392E-3,"d":"0.00"},{"v":1.963845416101648E-3,"d":"0.00"},{"v":1.963845416101648E-3,"d":"0.00"},{"v":0.002993360532030076,"d":"0.00"},0.0002083,1.724,2,0.000461829,{"$f":"IF($B3928>$F3928,0,IF($C3928>$G3928,0,ROUND((((($F3928-$B3928)/100)*IF('DBH-Upgrade'!$K$6='DBH-Upgrade'!$K$8,$CC3942,($BF3928/(($F3928-18)/100))))+((($B3928-18)/100)*$CB3942))*IF($E3928>50,IF($G3928=11,(1-(($E3928-50)*0.005)),IF($G3928=16,(1-(($E3928-50)*0.005)),IF($G3928=21,(1-(($E3928-50)*0.005)),1))),1)*$CE3942,0)))","v":172},{"$f":"IF($B3928>$F3928,0,IF($C3928>$G3928,0,ROUND((((($F3928-$B3928)/100)*IF('DBH-Upgrade'!$K$6='DBH-Upgrade'!$K$8,$CC3942,($BF3928/(($F3928-18)/100))))+((($B3928-18)/100)*$CB3942))*IF($E3928>50,IF($G3928=11,(1-(($E3928-50)*0.005)),IF($G3928=16,(1-(($E3928-50)*0.005)),IF($G3928=21,(1-(($E3928-50)*0.005)),1))),1)*$CD3942,0)))","v":183},{"$f":"IF($B3928>$F3928,0,IF($C3928>$G3928,0,ROUND((((($F3928-$B3928)/100)*IF('DBH-Upgrade'!$K$6='DBH-Upgrade'!$K$8,$CC3942,($BF3928/(($F3928-18)/100))))+((($B3928-18)/100)*$CB3942))*IF($E3928>50,IF($G3928=11,(1-(($E3928-50)*0.005)),IF($G3928=16,(1-(($E3928-50)*0.005)),IF($G3928=21,(1-(($E3928-50)*0.005)),1))),1),0)))","v":261},1.01,1.01,1.01,{"$f":"AK3928*POWER(CF_cool,AN3928)","v":134.81000883613797},{"$f":"AL3928*POWER(CF_cool,AO3928)","v":143.43157916868168},{"$f":"AM3928*POWER(CF_cool,AP3928)","v":204.56635061762796},29,31,44,{"v":0.006051113460588043,"d":"0.01"},{"v":6.867746605321242E-3,"d":"0.01"},{"v":0.013368127254759499,"d":"0.01"},1.8,6,6.7,9,null,3816,null,{"v":0.8,"d":"80%"},null,null,0,11.8,13.7,21.85,null,1,1,1,134.81000883613797,143.43157916868168,204.56635061762796,null,0,0,0,1,{"$error":"#VALUE!"},0,0,{"$error":"#VALUE!"},0.7929231278982726,0.732117182845212,null,0.16320641939358696,0.08064538055291112,0.7894714915956607,0.7894714915956607,null,20]
["3901801615",{"$f":"'DBH-Upgrade'!$K$8-$CL3929","v":60},15,3,90,180,16,16.5,0,26,30,46.4,{"v":3177.6400000000003,"d":"3178"},{"$f":"IF($B3929>$F3929,0,IF($C3929>$G3929,0,ROUND((((($F3929-$B3929)/100)*IF('DBH-Upgrade'!$K$6='DBH-Upgrade'!$K$8,$BZ3943,($BE3929/(($F3929-18)/100))))+((($B3929-18)/100)*$CA3943))*$CE3943,0)))","v":3860},{"$f":"IF($B3929>$F3929,0,IF($C3929>$G3929,0,ROUND((((($F3929-$B3929)/100)*IF('DBH-Upgrade'!$K$6='DBH-Upgrade'!$K$8,$BZ3943,($BE3929/(($F3929-18)/100))))+((($B3929-18)/100)*$CA3943))*$CD3943,0)))","v":4121},{"$f":"IF($B3929>$F3929,0,IF($C3929>$G3929,0,ROUND(((($F3929-$B3929)/100)*IF('DBH-Upgrade'!$K$6='DBH-Upgrade'!$K$8,$BZ3943,($BE3929/(($F3929-18)/100))))+((($B3929-18)/100)*$CA3943),0)))","v":5874},{"v":1.5,"d":"1.500"},1.1,1.1,1.1,256,{"$f":"IF($B3929>$F3929,0,IF($C3929>$G3929,0,ROUND(((($F3929-$B3929)/100)*(IF('DBH-Upgrade'!$K$6='DBH-Upgrade'!$K$8,$BZ3943,($BE3929/(($F3929-18)/100))))*$CH3943)+((($B3929-18)/100)*$CA3943*$CE3943*$CG3943),0)))","v":520},{"$f":"IF($B3929>$F3929,0,IF($C3929>$G3929,0,ROUND(((($F3929-$B3929)/100)*(IF('DBH-Upgrade'!$K$6='DBH-Upgrade'!$K$8,$BZ3943,($BE3929/(($F3929-18)/100))))*$CH3943)+((($B3929-18)/100)*$CA3943*$CD3943*$CG3943),0)))","v":534},{"$f":"IF($B3929>$F3929,0,IF($C3929>$G3929,0,ROUND(((($F3929-$B3929)/100)*(IF('DBH-Upgrade'!$K$6='DBH-Upgrade'!$K$8,$BZ3943,($BE3929/(($F3929-18)/100))))*$CH3943)+((($B3929-18)/100)*$CA3943*$CG3943),0)))","v":627},13,27,28,32,{"v":3.4325818243870782E-3,"d":"0.00"},{"v":0.01391964806069637,"d":"0.01"},{"v":0.014927194671699394,"d":"0.01"},{"v":0.019297018265535176,"d":"0.02"},0.0002083,1.724,4,1.392796E-3,{"$f":"IF($B3929>$F3929,0,IF($C3929>$G3929,0,ROUND((((($F3929-$B3929)/100)*IF('DBH-Upgrade'!$K$6='DBH-Upgrade'!$K$8,$CC3943,($BF3929/(($F3929-18)/100))))+((($B3929-18)/100)*$CB3943))*IF($E3929>50,IF($G3929=11,(1-(($E3929-50)*0.005)),IF($G3929=16,(1-(($E3929-50)*0.005)),IF($G3929=21,(1-(($E3929-50)*0.005)),1))),1)*$CE3943,0)))","v":207},{"$f":"IF($B3929>$F3929,0,IF($C3929>$G3929,0,ROUND((((($F3929-$B3929)/100)*IF('DBH-Upgrade'!$K$6='DBH-Upgrade'!$K$8,$CC3943,($BF3929/(($F3929-18)/100))))+((($B3929-18)/100)*$CB3943))*IF($E3929>50,IF($G3929=11,(1-(($E3929-50)*0.005)),IF($G3929=16,(1-(($E3929-50)*0.005)),IF($G3929=21,(1-(($E3929-50)*0.005)),1))),1)*$CD3943,0)))","v":221},{"$f":"IF($B3929>$F3929,0,IF($C3929>$G3929,0,ROUND((((($F3929-$B3929)/100)*IF('DBH-Upgrade'!$K$6='DBH-Upgrade'!$K$8,$CC3943,($BF3929/(($F3929-18)/100))))+((($B3929-18)/100)*$CB3943))*IF($E3929>50,IF($G3929=11,(1-(($E3929-50)*0.005)),IF($G3929=16,(1-(($E3929-50)*0.005)),IF($G3929=21,(1-(($E3929-50)*0.005)),1))),1),0)))","v":316},0.95,0.95,0.95,{"$f":"AK3929*POWER(CF_cool,AN3929)","v":164.60747726099595},{"$f":"AL3929*POWER(CF_cool,AO3929)","v":175.74035011922754},{"$f":"AM3929*POWER(CF_cool,AP3929)","v":251.2848445143706},35,38,54,{"v":0.022929334671695622,"d":"0.02"},{"v":0.026864289151540863,"d":"0.03"},{"v":0.05291406246163247,"d":"0.05"},3.6,6,6.7,9,null,4673,null,{"v":0.68,"d":"68%"},null,null,0,11.8,13.7,21.85,null,1,1,1,164.60747726099595,175.74035011922754,251.2848445143706,null,0,0,0,1,{"$f":"ROUND(IF($C3915=0,0,IF($C3915=10,IF($G3915=10,1127,IF($G3915=11,2263,\"UNDEFINED\")),IF($C3915=15,IF($G3915=10,\"NOT POSSIBLE\",IF($G3915=11,\"NOT POSSIBLE\",IF($G3915=15,1615,IF($G3915=16,3238,IF($G3915=20,2298,IF($G3915=21,2489)))))),\"ERROR\"))),0)","v":{"$error":"#VALUE!"}},0,0,{"$f":"ROUND(IF($C3915=0,0,IF($C3915=10,IF($G3915=10,62,IF($G3915=11,50,\"UNDEFINED\")),IF($C3915=15,IF($G3915=10,\"NOT POSSIBLE\",IF($G3915=11,\"NOT POSSIBLE\",IF($G3915=15,63,IF($G3915=16,75,IF($G3915=20,78,IF($G3915=21,92)))))),\"ERROR\"))),0)","v":{"$error":"#VALUE!"}},0.7929231278982726,0.732117182845212,null,0.15781864009190116,0.08064538055291112,0.7952052041594007,0.7952052041594007,null,20]
["3901802015",{"$f":"'DBH-Upgrade'!$K$8-$CL3930","v":60},15,3,90,180,20,21.5,0,26,30,46.4,{"v":4258.400000000001,"d":"4258"},{"$f":"IF($B3930>$F3930,0,IF($C3930>$G3930,0,ROUND((((($F3930-$B3930)/100)*IF('DBH-Upgrade'!$K$6='DBH-Upgrade'!$K$8,$BZ3944,($BE3930/(($F3930-18)/100))))+((($B3930-18)/100)*$CA3944))*$CE3944,0)))","v":3224},{"$f":"IF($B3930>$F3930,0,IF($C3930>$G3930,0,ROUND((((($F3930-$B3930)/100)*IF('DBH-Upgrade'!$K$6='DBH-Upgrade'!$K$8,$BZ3944,($BE3930/(($F3930-18)/100))))+((($B3930-18)/100)*$CA3944))*$CD3944,0)))","v":3500},{"$f":"IF($B3930>$F3930,0,IF($C3930>$G3930,0,ROUND(((($F3930-$B3930)/100)*IF('DBH-Upgrade'!$K$6='DBH-Upgrade'!$K$8,$BZ3944,($BE3930/(($F3930-18)/100))))+((($B3930-18)/100)*$CA3944),0)))","v":4464},{"v":1.5,"d":"1.500"},1.08,1.08,1.08,343,{"$f":"IF($B3930>$F3930,0,IF($C3930>$G3930,0,ROUND(((($F3930-$B3930)/100)*(IF('DBH-Upgrade'!$K$6='DBH-Upgrade'!$K$8,$BZ3944,($BE3930/(($F3930-18)/100))))*$CH3944)+((($B3930-18)/100)*$CA3944*$CE3944*$CG3944),0)))","v":423},{"$f":"IF($B3930>$F3930,0,IF($C3930>$G3930,0,ROUND(((($F3930-$B3930)/100)*(IF('DBH-Upgrade'!$K$6='DBH-Upgrade'!$K$8,$BZ3944,($BE3930/(($F3930-18)/100))))*$CH3944)+((($B3930-18)/100)*$CA3944*$CD3944*$CG3944),0)))","v":441},{"$f":"IF($B3930>$F3930,0,IF($C3930>$G3930,0,ROUND(((($F3930-$B3930)/100)*(IF('DBH-Upgrade'!$K$6='DBH-Upgrade'!$K$8,$BZ3944,($BE3930/(($F3930-18)/100))))*$CH3944)+((($B3930-18)/100)*$CA3944*$CG3944),0)))","v":501},18,22,23,26,{"v":1.7964643113172205E-3,"d":"0.00"},{"v":0.002634905469589654,"d":"0.00"},{"v":0.002868491637812355,"d":"0.00"},{"v":0.003626355649853515,"d":"0.00"},0.0001276,1.7219,2,3.76611E-4,{"$f":"IF($B3930>$F3930,0,IF($C3930>$G3930,0,ROUND((((($F3930-$B3930)/100)*IF('DBH-Upgrade'!$K$6='DBH-Upgrade'!$K$8,$CC3944,($BF3930/(($F3930-18)/100))))+((($B3930-18)/100)*$CB3944))*IF($E3930>50,IF($G3930=11,(1-(($E3930-50)*0.005)),IF($G3930=16,(1-(($E3930-50)*0.005)),IF($G3930=21,(1-(($E3930-50)*0.005)),1))),1)*$CE3944,0)))","v":220},{"$f":"IF($B3930>$F3930,0,IF($C3930>$G3930,0,ROUND((((($F3930-$B3930)/100)*IF('DBH-Upgrade'!$K$6='DBH-Upgrade'!$K$8,$CC3944,($BF3930/(($F3930-18)/100))))+((($B3930-18)/100)*$CB3944))*IF($E3930>50,IF($G3930=11,(1-(($E3930-50)*0.005)),IF($G3930=16,(1-(($E3930-50)*0.005)),IF($G3930=21,(1-(($E3930-50)*0.005)),1))),1)*$CD3944,0)))","v":239},{"$f":"IF($B3930>$F3930,0,IF($C3930>$G3930,0,ROUND((((($F3930-$B3930)/100)*IF('DBH-Upgrade'!$K$6='DBH-Upgrade'!$K$8,$CC3944,($BF3930/(($F3930-18)/100))))+((($B3930-18)/100)*$CB3944))*IF($E3930>50,IF($G3930=11,(1-(($E3930-50)*0.005)),IF($G3930=16,(1-(($E3930-50)*0.005)),IF($G3930=21,(1-(($E3930-50)*0.005)),1))),1),0)))","v":304},0.95,0.95,0.95,{"$f":"AK3930*POWER(CF_cool,AN3930)","v":174.94514491506814},{"$f":"AL3930*POWER(CF_cool,AO3930)","v":190.05404379409677},{"$f":"AM3930*POWER(CF_cool,AP3930)","v":241.7423820644578},38,41,52,{"v":0.007504183055352228,"d":"0.01"},{"v":8.682889375073749E-3,"d":"0.01"},{"v":0.013711989898678341,"d":"0.01"},2.4,6,6.7,9,null,5323,null,{"v":0.8,"d":"80%"},null,null,0,11.8,13.7,21.85,null,1,1,1,174.94514491506814,190.05404379409677,241.7423820644578,null,0,0,0,1,1615,3238,442,63,0.7127093372490777,0.6655050705360576,null,0.16320641939358696,0.08064538055291112,0.783779121140337,0.783779121140337,null,20]
["3901802115",{"$f":"'DBH-Upgrade'!$K$8-$CL3931","v":60},15,3,90,180,21,21.5,0,26,30,46.4,{"v":5428.8,"d":"5429"},{"$f":"IF($B3931>$F3931,0,IF($C3931>$G3931,0,ROUND((((($F3931-$B3931)/100)*IF('DBH-Upgrade'!$K$6='DBH-Upgrade'!$K$8,$BZ3945,($BE3931/(($F3931-18)/100))))+((($B3931-18)/100)*$CA3945))*$CE3945,0)))","v":3645},{"$f":"IF($B3931>$F3931,0,IF($C3931>$G3931,0,ROUND((((($F3931-$B3931)/100)*IF('DBH-Upgrade'!$K$6='DBH-Upgrade'!$K$8,$BZ3945,($BE3931/(($F3931-18)/100))))+((($B3931-18)/100)*$CA3945))*$CD3945,0)))","v":3892},{"$f":"IF($B3931>$F3931,0,IF($C3931>$G3931,0,ROUND(((($F3931-$B3931)/100)*IF('DBH-Upgrade'!$K$6='DBH-Upgrade'!$K$8,$BZ3945,($BE3931/(($F3931-18)/100))))+((($B3931-18)/100)*$CA3945),0)))","v":5548},{"v":1.5,"d":"1.500"},1.05,1.05,1.05,438,{"$f":"IF($B3931>$F3931,0,IF($C3931>$G3931,0,ROUND(((($F3931-$B3931)/100)*(IF('DBH-Upgrade'!$K$6='DBH-Upgrade'!$K$8,$BZ3945,($BE3931/(($F3931-18)/100))))*$CH3945)+((($B3931-18)/100)*$CA3945*$CE3945*$CG3945),0)))","v":530},{"$f":"IF($B3931>$F3931,0,IF($C3931>$G3931,0,ROUND(((($F3931-$B3931)/100)*(IF('DBH-Upgrade'!$K$6='DBH-Upgrade'!$K$8,$BZ3945,($BE3931/(($F3931-18)/100))))*$CH3945)+((($B3931-18)/100)*$CA3945*$CD3945*$CG3945),0)))","v":549},{"$f":"IF($B3931>$F3931,0,IF($C3931>$G3931,0,ROUND(((($F3931-$B3931)/100)*(IF('DBH-Upgrade'!$K$6='DBH-Upgrade'!$K$8,$BZ3945,($BE3931/(($F3931-18)/100))))*$CH3945)+((($B3931-18)/100)*$CA3945*$CG3945),0)))","v":680},23,27,28,35,{"v":0.004497850607424711,"d":"0.00"},{"v":0.006088250098462518,"d":"0.01"},{"v":0.006521451093859039,"d":"0.01"},{"v":0.009948077608000714,"d":"0.01"},0.0001276,1.7219,4,0.000514201,{"$f":"IF($B3931>$F3931,0,IF($C3931>$G3931,0,ROUND((((($F3931-$B3931)/100)*IF('DBH-Upgrade'!$K$6='DBH-Upgrade'!$K$8,$CC3945,($BF3931/(($F3931-18)/100))))+((($B3931-18)/100)*$CB3945))*IF($E3931>50,IF($G3931=11,(1-(($E3931-50)*0.005)),IF($G3931=16,(1-(($E3931-50)*0.005)),IF($G3931=21,(1-(($E3931-50)*0.005)),1))),1)*$CE3945,0)))","v":233},{"$f":"IF($B3931>$F3931,0,IF($C3931>$G3931,0,ROUND((((($F3931-$B3931)/100)*IF('DBH-Upgrade'!$K$6='DBH-Upgrade'!$K$8,$CC3945,($BF3931/(($F3931-18)/100))))+((($B3931-18)/100)*$CB3945))*IF($E3931>50,IF($G3931=11,(1-(($E3931-50)*0.005)),IF($G3931=16,(1-(($E3931-50)*0.005)),IF($G3931=21,(1-(($E3931-50)*0.005)),1))),1)*$CD3945,0)))","v":248},{"$f":"IF($B3931>$F3931,0,IF($C3931>$G3931,0,ROUND((((($F3931-$B3931)/100)*IF('DBH-Upgrade'!$K$6='DBH-Upgrade'!$K$8,$CC3945,($BF3931/(($F3931-18)/100))))+((($B3931-18)/100)*$CB3945))*IF($E3931>50,IF($G3931=11,(1-(($E3931-50)*0.005)),IF($G3931=16,(1-(($E3931-50)*0.005)),IF($G3931=21,(1-(($E3931-50)*0.005)),1))),1),0)))","v":354},0.85,0.85,0.85,{"$f":"AK3931*POWER(CF_cool,AN3931)","v":189.80646763599958},{"$f":"AL3931*POWER(CF_cool,AO3931)","v":202.02576812758753},{"$f":"AM3931*POWER(CF_cool,AP3931)","v":288.37549160147574},41,43,62,{"v":0.013428194600347502,"d":"0.01"},{"v":0.014698467278763944,"d":"0.01"},{"v":0.029475103512561218,"d":"0.03"},4.8,6,6.7,9,null,6786,null,{"v":0.8,"d":"80%"},null,null,0,11.8,13.7,21.85,null,1,1,1,189.80646763599958,202.02576812758753,288.37549160147574,null,0,0,0,1,3238,4735,725,75,0.7127093372490777,0.6655050705360576,null,0.15781864009190116,0.08064538055291112,0.7952052041594007,0.7952052041594007,null,20]
["3902001015",{"$f":"'DBH-Upgrade'!$K$8-$CL3932","v":80},15,3,90,200,10,11.5,0,26,30,47.1,{"v":2464.2000000000003,"d":"2464"},{"$f":"IF($B3932>$F3932,0,IF($C3932>$G3932,0,ROUND((((($F3932-$B3932)/100)*IF('DBH-Upgrade'!$K$6='DBH-Upgrade'!$K$8,$BZ3946,($BE3932/(($F3932-18)/100))))+((($B3932-18)/100)*$CA3946))*$CE3946,0)))","v":0},{"$f":"IF($B3932>$F3932,0,IF($C3932>$G3932,0,ROUND((((($F3932-$B3932)/100)*IF('DBH-Upgrade'!$K$6='DBH-Upgrade'!$K$8,$BZ3946,($BE3932/(($F3932-18)/100))))+((($B3932-18)/100)*$CA3946))*$CD3946,0)))","v":0},{"$f":"IF($B3932>$F3932,0,IF($C3932>$G3932,0,ROUND(((($F3932-$B3932)/100)*IF('DBH-Upgrade'!$K$6='DBH-Upgrade'!$K$8,$BZ3946,($BE3932/(($F3932-18)/100))))+((($B3932-18)/100)*$CA3946),0)))","v":0},{"v":1.5,"d":"1.500"},1.08,1.08,1.08,199,{"$f":"IF($B3932>$F3932,0,IF($C3932>$G3932,0,ROUND(((($F3932-$B3932)/100)*(IF('DBH-Upgrade'!$K$6='DBH-Upgrade'!$K$8,$BZ3946,($BE3932/(($F3932-18)/100))))*$CH3946)+((($B3932-18)/100)*$CA3946*$CE3946*$CG3946),0)))","v":0},{"$f":"IF($B3932>$F3932,0,IF($C3932>$G3932,0,ROUND(((($F3932-$B3932)/100)*(IF('DBH-Upgrade'!$K$6='DBH-Upgrade'!$K$8,$BZ3946,($BE3932/(($F3932-18)/100))))*$CH3946)+((($B3932-18)/100)*$CA3946*$CD3946*$CG3946),0)))","v":0},{"$f":"IF($B3932>$F3932,0,IF($C3932>$G3932,0,ROUND(((($F3932-$B3932)/100)*(IF('DBH-Upgrade'!$K$6='DBH-Upgrade'!$K$8,$BZ3946,($BE3932/(($F3932-18)/100))))*$CH3946)+((($B3932-18)/100)*$CA3946*$CG3946),0)))","v":0},10,0,0,0,{"v":1.143637436765575E-3,"d":"0.00"},{"v":0,"d":"0.00"},{"v":0,"d":"0.00"},{"v":0,"d":"0.00"},3.969E-4,1.7346,2,0.000367347,{"$f":"IF($B3932>$F3932,0,IF($C3932>$G3932,0,ROUND((((($F3932-$B3932)/100)*IF('DBH-Upgrade'!$K$6='DBH-Upgrade'!$K$8,$CC3946,($BF3932/(($F3932-18)/100))))+((($B3932-18)/100)*$CB3946))*IF($E3932>50,IF($G3932=11,(1-(($E3932-50)*0.005)),IF($G3932=16,(1-(($E3932-50)*0.005)),IF($G3932=21,(1-(($E3932-50)*0.005)),1))),1)*$CE3946,0)))","v":0},{"$f":"IF($B3932>$F3932,0,IF($C3932>$G3932,0,ROUND((((($F3932-$B3932)/100)*IF('DBH-Upgrade'!$K$6='DBH-Upgrade'!$K$8,$CC3946,($BF3932/(($F3932-18)/100))))+((($B3932-18)/100)*$CB3946))*IF($E3932>50,IF($G3932=11,(1-(($E3932-50)*0.005)),IF($G3932=16,(1-(($E3932-50)*0.005)),IF($G3932=21,(1-(($E3932-50)*0.005)),1))),1)*$CD3946,0)))","v":0},{"$f":"IF($B3932>$F3932,0,IF($C3932>$G3932,0,ROUND((((($F3932-$B3932)/100)*IF('DBH-Upgrade'!$K$6='DBH-Upgrade'!$K$8,$CC3946,($BF3932/(($F3932-18)/100))))+((($B3932-18)/100)*$CB3946))*IF($E3932>50,IF($G3932=11,(1-(($E3932-50)*0.005)),IF($G3932=16,(1-(($E3932-50)*0.005)),IF($G3932=21,(1-(($E3932-50)*0.005)),1))),1),0)))","v":0},0.98,0.98,0.98,{"$f":"AK3932*POWER(CF_cool,AN3932)","v":0},{"$f":"AL3932*POWER(CF_cool,AO3932)","v":0},{"$f":"AM3932*POWER(CF_cool,AP3932)","v":0},0,0,0,{"v":0,"d":"0.00"},{"v":0,"d":"0.00"},{"v":0,"d":"0.00"},1.3,6,6.7,9,null,2738,null,{"v":0.9,"d":"90%"},null,null,0,11.8,13.7,21.85,null,1,1,1,0,0,0,null,0,0,0,1,2298,4062,502,78,0.7929231278982726,0.732117182845212,null,0.16320641939358696,0.08064538055291112,0.7952052041594007,0.7952052041594007,null,0]
["3902001115",{"$f":"'DBH-Upgrade'!$K$8-$CL3933","v":80},15,3,90,200,11,11.5,0,26,30,47.1,{"v":2390.88,"d":"2391"},{"$f":"IF($B3933>$F3933,0,IF($C3933>$G3933,0,ROUND((((($F3933-$B3933)/100)*IF('DBH-Upgrade'!$K$6='DBH-Upgrade'!$K$8,$BZ3947,($BE3933/(($F3933-18)/100))))+((($B3933-18)/100)*$CA3947))*$CE3947,0)))","v":0},{"$f":"IF($B3933>$F3933,0,IF($C3933>$G3933,0,ROUND((((($F3933-$B3933)/100)*IF('DBH-Upgrade'!$K$6='DBH-Upgrade'!$K$8,$BZ3947,($BE3933/(($F3933-18)/100))))+((($B3933-18)/100)*$CA3947))*$CD3947,0)))","v":0},{"$f":"IF($B3933>$F3933,0,IF($C3933>$G3933,0,ROUND(((($F3933-$B3933)/100)*IF('DBH-Upgrade'!$K$6='DBH-Upgrade'!$K$8,$BZ3947,($BE3933/(($F3933-18)/100))))+((($B3933-18)/100)*$CA3947),0)))","v":0},{"v":1.5,"d":"1.500"},1.1,1.1,1.1,193,{"$f":"IF($B3933>$F3933,0,IF($C3933>$G3933,0,ROUND(((($F3933-$B3933)/100)*(IF('DBH-Upgrade'!$K$6='DBH-Upgrade'!$K$8,$BZ3947,($BE3933/(($F3933-18)/100))))*$CH3947)+((($B3933-18)/100)*$CA3947*$CE3947*$CG3947),0)))","v":0},{"$f":"IF($B3933>$F3933,0,IF($C3933>$G3933,0,ROUND(((($F3933-$B3933)/100)*(IF('DBH-Upgrade'!$K$6='DBH-Upgrade'!$K$8,$BZ3947,($BE3933/(($F3933-18)/100))))*$CH3947)+((($B3933-18)/100)*$CA3947*$CD3947*$CG3947),0)))","v":0},{"$f":"IF($B3933>$F3933,0,IF($C3933>$G3933,0,ROUND(((($F3933-$B3933)/100)*(IF('DBH-Upgrade'!$K$6='DBH-Upgrade'!$K$8,$BZ3947,($BE3933/(($F3933-18)/100))))*$CH3947)+((($B3933-18)/100)*$CA3947*$CG3947),0)))","v":0},10,0,0,0,{"v":2.13007699353115E-3,"d":"0.00"},{"v":0,"d":"0.00"},{"v":0,"d":"0.00"},{"v":0,"d":"0.00"},3.969E-4,1.7346,4,0.000574288,{"$f":"IF($B3933>$F3933,0,IF($C3933>$G3933,0,ROUND((((($F3933-$B3933)/100)*IF('DBH-Upgrade'!$K$6='DBH-Upgrade'!$K$8,$CC3947,($BF3933/(($F3933-18)/100))))+((($B3933-18)/100)*$CB3947))*IF($E3933>50,IF($G3933=11,(1-(($E3933-50)*0.005)),IF($G3933=16,(1-(($E3933-50)*0.005)),IF($G3933=21,(1-(($E3933-50)*0.005)),1))),1)*$CE3947,0)))","v":0},{"$f":"IF($B3933>$F3933,0,IF($C3933>$G3933,0,ROUND((((($F3933-$B3933)/100)*IF('DBH-Upgrade'!$K$6='DBH-Upgrade'!$K$8,$CC3947,($BF3933/(($F3933-18)/100))))+((($B3933-18)/100)*$CB3947))*IF($E3933>50,IF($G3933=11,(1-(($E3933-50)*0.005)),IF($G3933=16,(1-(($E3933-50)*0.005)),IF($G3933=21,(1-(($E3933-50)*0.005)),1))),1)*$CD3947,0)))","v":0},{"$f":"IF($B3933>$F3933,0,IF($C3933>$G3933,0,ROUND((((($F3933-$B3933)/100)*IF('DBH-Upgrade'!$K$6='DBH-Upgrade'!$K$8,$CC3947,($BF3933/(($F3933-18)/100))))+((($B3933-18)/100)*$CB3947))*IF($E3933>50,IF($G3933=11,(1-(($E3933-50)*0.005)),IF($G3933=16,(1-(($E3933-50)*0.005)),IF($G3933=21,(1-(($E3933-50)*0.005)),1))),1),0)))","v":0},0.95,0.95,0.95,{"$f":"AK3933*POWER(CF_cool,AN3933)","v":0},{"$f":"AL3933*POWER(CF_cool,AO3933)","v":0},{"$f":"AM3933*POWER(CF_cool,AP3933)","v":0},0,0,0,{"v":0,"d":"0.00"},{"v":0,"d":"0.00"},{"v":0,"d":"0.00"},2.7,6,6.7,9,null,3516,null,{"v":0.68,"d":"68%"},null,null,0,11.8,13.7,21.85,null,1,1,1,0,0,0,null,0,0,0,1,2489,6098,791,92,0.7127093372490777,0.6655050705360576,null,0.1716349180255756,0.08064538055291112,0.8146200327725304,0.8146200327725304,null,0]
["3902001515",{"$f":"'DBH-Upgrade'!$K$8-$CL3934","v":80},15,3,90,200,15,16.5,0,26,30,47.1,3392,{"$f":"IF($B3934>$F3934,0,IF($C3934>$G3934,0,ROUND((((($F3934-$B3934)/100)*IF('DBH-Upgrade'!$K$6='DBH-Upgrade'!$K$8,$BZ3948,($BE3934/(($F3934-18)/100))))+((($B3934-18)/100)*$CA3948))*$CE3948,0)))","v":2595},{"$f":"IF($B3934>$F3934,0,IF($C3934>$G3934,0,ROUND((((($F3934-$B3934)/100)*IF('DBH-Upgrade'!$K$6='DBH-Upgrade'!$K$8,$BZ3948,($BE3934/(($F3934-18)/100))))+((($B3934-18)/100)*$CA3948))*$CD3948,0)))","v":2734},{"$f":"IF($B3934>$F3934,0,IF($C3934>$G3934,0,ROUND(((($F3934-$B3934)/100)*IF('DBH-Upgrade'!$K$6='DBH-Upgrade'!$K$8,$BZ3948,($BE3934/(($F3934-18)/100))))+((($B3934-18)/100)*$CA3948),0)))","v":3946},{"v":1.5,"d":"1.500"},1.08,1.08,1.08,274,{"$f":"IF($B3934>$F3934,0,IF($C3934>$G3934,0,ROUND(((($F3934-$B3934)/100)*(IF('DBH-Upgrade'!$K$6='DBH-Upgrade'!$K$8,$BZ3948,($BE3934/(($F3934-18)/100))))*$CH3948)+((($B3934-18)/100)*$CA3948*$CE3948*$CG3948),0)))","v":372},{"$f":"IF($B3934>$F3934,0,IF($C3934>$G3934,0,ROUND(((($F3934-$B3934)/100)*(IF('DBH-Upgrade'!$K$6='DBH-Upgrade'!$K$8,$BZ3948,($BE3934/(($F3934-18)/100))))*$CH3948)+((($B3934-18)/100)*$CA3948*$CD3948*$CG3948),0)))","v":383},{"$f":"IF($B3934>$F3934,0,IF($C3934>$G3934,0,ROUND(((($F3934-$B3934)/100)*(IF('DBH-Upgrade'!$K$6='DBH-Upgrade'!$K$8,$BZ3948,($BE3934/(($F3934-18)/100))))*$CH3948)+((($B3934-18)/100)*$CA3948*$CG3948),0)))","v":484},14,19,20,25,{"v":1.6039637552043606E-3,"d":"0.00"},{"v":0.002847511601206708,"d":"0.00"},{"v":3.1362338233380557E-3,"d":"0.00"},{"v":0.004776626085211563,"d":"0.00"},0.0002083,1.724,2,0.000461829,{"$f":"IF($B3934>$F3934,0,IF($C3934>$G3934,0,ROUND((((($F3934-$B3934)/100)*IF('DBH-Upgrade'!$K$6='DBH-Upgrade'!$K$8,$CC3948,($BF3934/(($F3934-18)/100))))+((($B3934-18)/100)*$CB3948))*IF($E3934>50,IF($G3934=11,(1-(($E3934-50)*0.005)),IF($G3934=16,(1-(($E3934-50)*0.005)),IF($G3934=21,(1-(($E3934-50)*0.005)),1))),1)*$CE3948,0)))","v":230},{"$f":"IF($B3934>$F3934,0,IF($C3934>$G3934,0,ROUND((((($F3934-$B3934)/100)*IF('DBH-Upgrade'!$K$6='DBH-Upgrade'!$K$8,$CC3948,($BF3934/(($F3934-18)/100))))+((($B3934-18)/100)*$CB3948))*IF($E3934>50,IF($G3934=11,(1-(($E3934-50)*0.005)),IF($G3934=16,(1-(($E3934-50)*0.005)),IF($G3934=21,(1-(($E3934-50)*0.005)),1))),1)*$CD3948,0)))","v":242},{"$f":"IF($B3934>$F3934,0,IF($C3934>$G3934,0,ROUND((((($F3934-$B3934)/100)*IF('DBH-Upgrade'!$K$6='DBH-Upgrade'!$K$8,$CC3948,($BF3934/(($F3934-18)/100))))+((($B3934-18)/100)*$CB3948))*IF($E3934>50,IF($G3934=11,(1-(($E3934-50)*0.005)),IF($G3934=16,(1-(($E3934-50)*0.005)),IF($G3934=21,(1-(($E3934-50)*0.005)),1))),1),0)))","v":350},1.01,1.01,1.01,{"$f":"AK3934*POWER(CF_cool,AN3934)","v":180.2691978622775},{"$f":"AL3934*POWER(CF_cool,AO3934)","v":189.67454731596155},{"$f":"AM3934*POWER(CF_cool,AP3934)","v":274.32269239911795},39,41,59,{"v":0.011076871170714675,"d":"0.01"},{"v":0.012178567728884355,"d":"0.01"},{"v":0.024314710930864483,"d":"0.02"},{"v":2,"d":"2.0"},6,6.7,9,null,4240,null,{"v":0.8,"d":"80%"},null,null,0,11.8,13.7,21.85,null,1,1,1,180.2691978622775,189.67454731596155,274.32269239911795,null,0,0,0,1,{"$error":"#VALUE!"},0,0,{"$error":"#VALUE!"},0.7840224333226739,0.7222362755803995,null,0.16320641939358696,0.08064538055291112,0.7894714915956607,0.7894714915956607,null,0]
["3902001615",{"$f":"'DBH-Upgrade'!$K$8-$CL3935","v":80},15,3,90,200,16,16.5,0,26,30,47.1,{"v":3530.5600000000004,"d":"3531"},{"$f":"IF($B3935>$F3935,0,IF($C3935>$G3935,0,ROUND((((($F3935-$B3935)/100)*IF('DBH-Upgrade'!$K$6='DBH-Upgrade'!$K$8,$BZ3949,($BE3935/(($F3935-18)/100))))+((($B3935-18)/100)*$CA3949))*$CE3949,0)))","v":4486},{"$f":"IF($B3935>$F3935,0,IF($C3935>$G3935,0,ROUND((((($F3935-$B3935)/100)*IF('DBH-Upgrade'!$K$6='DBH-Upgrade'!$K$8,$BZ3949,($BE3935/(($F3935-18)/100))))+((($B3935-18)/100)*$CA3949))*$CD3949,0)))","v":4727},{"$f":"IF($B3935>$F3935,0,IF($C3935>$G3935,0,ROUND(((($F3935-$B3935)/100)*IF('DBH-Upgrade'!$K$6='DBH-Upgrade'!$K$8,$BZ3949,($BE3935/(($F3935-18)/100))))+((($B3935-18)/100)*$CA3949),0)))","v":6821},{"v":1.5,"d":"1.500"},1.1,1.1,1.1,285,{"$f":"IF($B3935>$F3935,0,IF($C3935>$G3935,0,ROUND(((($F3935-$B3935)/100)*(IF('DBH-Upgrade'!$K$6='DBH-Upgrade'!$K$8,$BZ3949,($BE3935/(($F3935-18)/100))))*$CH3949)+((($B3935-18)/100)*$CA3949*$CE3949*$CG3949),0)))","v":618},{"$f":"IF($B3935>$F3935,0,IF($C3935>$G3935,0,ROUND(((($F3935-$B3935)/100)*(IF('DBH-Upgrade'!$K$6='DBH-Upgrade'!$K$8,$BZ3949,($BE3935/(($F3935-18)/100))))*$CH3949)+((($B3935-18)/100)*$CA3949*$CD3949*$CG3949),0)))","v":634},{"$f":"IF($B3935>$F3935,0,IF($C3935>$G3935,0,ROUND(((($F3935-$B3935)/100)*(IF('DBH-Upgrade'!$K$6='DBH-Upgrade'!$K$8,$BZ3949,($BE3935/(($F3935-18)/100))))*$CH3949)+((($B3935-18)/100)*$CA3949*$CG3949),0)))","v":777},15,32,33,40,{"v":0.004685974295949545,"d":"0.00"},{"v":0.01993953418900561,"d":"0.02"},{"v":0.021151601097172765,"d":"0.02"},{"v":0.03059905394177626,"d":"0.03"},0.0002083,1.724,4,1.392796E-3,{"$f":"IF($B3935>$F3935,0,IF($C3935>$G3935,0,ROUND((((($F3935-$B3935)/100)*IF('DBH-Upgrade'!$K$6='DBH-Upgrade'!$K$8,$CC3949,($BF3935/(($F3935-18)/100))))+((($B3935-18)/100)*$CB3949))*IF($E3935>50,IF($G3935=11,(1-(($E3935-50)*0.005)),IF($G3935=16,(1-(($E3935-50)*0.005)),IF($G3935=21,(1-(($E3935-50)*0.005)),1))),1)*$CE3949,0)))","v":284},{"$f":"IF($B3935>$F3935,0,IF($C3935>$G3935,0,ROUND((((($F3935-$B3935)/100)*IF('DBH-Upgrade'!$K$6='DBH-Upgrade'!$K$8,$CC3949,($BF3935/(($F3935-18)/100))))+((($B3935-18)/100)*$CB3949))*IF($E3935>50,IF($G3935=11,(1-(($E3935-50)*0.005)),IF($G3935=16,(1-(($E3935-50)*0.005)),IF($G3935=21,(1-(($E3935-50)*0.005)),1))),1)*$CD3949,0)))","v":299},{"$f":"IF($B3935>$F3935,0,IF($C3935>$G3935,0,ROUND((((($F3935-$B3935)/100)*IF('DBH-Upgrade'!$K$6='DBH-Upgrade'!$K$8,$CC3949,($BF3935/(($F3935-18)/100))))+((($B3935-18)/100)*$CB3949))*IF($E3935>50,IF($G3935=11,(1-(($E3935-50)*0.005)),IF($G3935=16,(1-(($E3935-50)*0.005)),IF($G3935=21,(1-(($E3935-50)*0.005)),1))),1),0)))","v":432},0.95,0.95,0.95,{"$f":"AK3935*POWER(CF_cool,AN3935)","v":225.83827798126978},{"$f":"AL3935*POWER(CF_cool,AO3935)","v":237.7663560436608},{"$f":"AM3935*POWER(CF_cool,AP3935)","v":343.52864819686107},49,51,74,{"v":0.045201645270037005,"d":"0.05"},{"v":0.04881902686367411,"d":"0.05"},{"v":0.10004343559928809,"d":"0.10"},{"v":4,"d":"4.0"},6,6.7,9,null,5192,null,{"v":0.68,"d":"68%"},null,null,0,11.8,13.7,21.85,null,1,1,1,225.83827798126978,237.7663560436608,343.52864819686107,null,0,0,0,1,{"$error":"#VALUE!"},0,0,{"$error":"#VALUE!"},0.7840224333226739,0.7222362755803995,null,0.15781864009190116,0.08064538055291112,0.7952052041594007,0.7952052041594007,null,0]
["3902002015",{"$f":"'DBH-Upgrade'!$K$8-$CL3936","v":80},15,3,90,200,20,21.5,0,26,30,47.1,{"v":4731.2,"d":"4731"},{"$f":"IF($B3936>$F3936,0,IF($C3936>$G3936,0,ROUND((((($F3936-$B3936)/100)*IF('DBH-Upgrade'!$K$6='DBH-Upgrade'!$K$8,$BZ3950,($BE3936/(($F3936-18)/100))))+((($B3936-18)/100)*$CA3950))*$CE3950,0)))","v":3722},{"$f":"IF($B3936>$F3936,0,IF($C3936>$G3936,0,ROUND((((($F3936-$B3936)/100)*IF('DBH-Upgrade'!$K$6='DBH-Upgrade'!$K$8,$BZ3950,($BE3936/(($F3936-18)/100))))+((($B3936-18)/100)*$CA3950))*$CD3950,0)))","v":4057},{"$f":"IF($B3936>$F3936,0,IF($C3936>$G3936,0,ROUND(((($F3936-$B3936)/100)*IF('DBH-Upgrade'!$K$6='DBH-Upgrade'!$K$8,$BZ3950,($BE3936/(($F3936-18)/100))))+((($B3936-18)/100)*$CA3950),0)))","v":5276},{"v":1.5,"d":"1.500"},1.08,1.08,1.08,382,{"$f":"IF($B3936>$F3936,0,IF($C3936>$G3936,0,ROUND(((($F3936-$B3936)/100)*(IF('DBH-Upgrade'!$K$6='DBH-Upgrade'!$K$8,$BZ3950,($BE3936/(($F3936-18)/100))))*$CH3950)+((($B3936-18)/100)*$CA3950*$CE3950*$CG3950),0)))","v":512},{"$f":"IF($B3936>$F3936,0,IF($C3936>$G3936,0,ROUND(((($F3936-$B3936)/100)*(IF('DBH-Upgrade'!$K$6='DBH-Upgrade'!$K$8,$BZ3950,($BE3936/(($F3936-18)/100))))*$CH3950)+((($B3936-18)/100)*$CA3950*$CD3950*$CG3950),0)))","v":538},{"$f":"IF($B3936>$F3936,0,IF($C3936>$G3936,0,ROUND(((($F3936-$B3936)/100)*(IF('DBH-Upgrade'!$K$6='DBH-Upgrade'!$K$8,$BZ3950,($BE3936/(($F3936-18)/100))))*$CH3950)+((($B3936-18)/100)*$CA3950*$CG3950),0)))","v":633},20,26,28,33,{"v":0.002283416829464891,"d":"0.00"},{"v":0.003762996120512152,"d":"0.00"},{"v":4.3341866622359825E-3,"d":"0.00"},{"v":0.005930942077908127,"d":"0.01"},0.0001276,1.7219,2,3.76611E-4,{"$f":"IF($B3936>$F3936,0,IF($C3936>$G3936,0,ROUND((((($F3936-$B3936)/100)*IF('DBH-Upgrade'!$K$6='DBH-Upgrade'!$K$8,$CC3950,($BF3936/(($F3936-18)/100))))+((($B3936-18)/100)*$CB3950))*IF($E3936>50,IF($G3936=11,(1-(($E3936-50)*0.005)),IF($G3936=16,(1-(($E3936-50)*0.005)),IF($G3936=21,(1-(($E3936-50)*0.005)),1))),1)*$CE3950,0)))","v":286},{"$f":"IF($B3936>$F3936,0,IF($C3936>$G3936,0,ROUND((((($F3936-$B3936)/100)*IF('DBH-Upgrade'!$K$6='DBH-Upgrade'!$K$8,$CC3950,($BF3936/(($F3936-18)/100))))+((($B3936-18)/100)*$CB3950))*IF($E3936>50,IF($G3936=11,(1-(($E3936-50)*0.005)),IF($G3936=16,(1-(($E3936-50)*0.005)),IF($G3936=21,(1-(($E3936-50)*0.005)),1))),1)*$CD3950,0)))","v":311},{"$f":"IF($B3936>$F3936,0,IF($C3936>$G3936,0,ROUND((((($F3936-$B3936)/100)*IF('DBH-Upgrade'!$K$6='DBH-Upgrade'!$K$8,$CC3950,($BF3936/(($F3936-18)/100))))+((($B3936-18)/100)*$CB3950))*IF($E3936>50,IF($G3936=11,(1-(($E3936-50)*0.005)),IF($G3936=16,(1-(($E3936-50)*0.005)),IF($G3936=21,(1-(($E3936-50)*0.005)),1))),1),0)))","v":405},0.95,0.95,0.95,{"$f":"AK3936*POWER(CF_cool,AN3936)","v":227.4286883895886},{"$f":"AL3936*POWER(CF_cool,AO3936)","v":247.3088184935736},{"$f":"AM3936*POWER(CF_cool,AP3936)","v":322.0581076845573},49,53,69,{"v":0.012637593351545896,"d":"0.01"},{"v":0.014689727215794588,"d":"0.01"},{"v":0.024379518109628677,"d":"0.02"},2.7,6,6.7,9,null,{"$f":"$BE1306","v":5914},null,{"v":0.8,"d":"80%"},null,null,0,11.8,13.7,21.85,null,1,1,1,227.4286883895886,247.3088184935736,322.0581076845573,null,0,0,0,1,1615,3238,442,63,0.7015311234086448,0.657069305346098,null,0.16320641939358696,0.08064538055291112,0.783779121140337,0.783779121140337,null,0]
["3902002115",{"$f":"'DBH-Upgrade'!$K$8-$CL3937","v":80},15,3,90,200,21,21.5,0,26,30,47.1,6032,{"$f":"IF($B3937>$F3937,0,IF($C3937>$G3937,0,ROUND((((($F3937-$B3937)/100)*IF('DBH-Upgrade'!$K$6='DBH-Upgrade'!$K$8,$BZ3951,($BE3937/(($F3937-18)/100))))+((($B3937-18)/100)*$CA3951))*$CE3951,0)))","v":4450},{"$f":"IF($B3937>$F3937,0,IF($C3937>$G3937,0,ROUND((((($F3937-$B3937)/100)*IF('DBH-Upgrade'!$K$6='DBH-Upgrade'!$K$8,$BZ3951,($BE3937/(($F3937-18)/100))))+((($B3937-18)/100)*$CA3951))*$CD3951,0)))","v":4689},{"$f":"IF($B3937>$F3937,0,IF($C3937>$G3937,0,ROUND(((($F3937-$B3937)/100)*IF('DBH-Upgrade'!$K$6='DBH-Upgrade'!$K$8,$BZ3951,($BE3937/(($F3937-18)/100))))+((($B3937-18)/100)*$CA3951),0)))","v":6768},{"v":1.5,"d":"1.500"},1.05,1.05,1.05,486,{"$f":"IF($B3937>$F3937,0,IF($C3937>$G3937,0,ROUND(((($F3937-$B3937)/100)*(IF('DBH-Upgrade'!$K$6='DBH-Upgrade'!$K$8,$BZ3951,($BE3937/(($F3937-18)/100))))*$CH3951)+((($B3937-18)/100)*$CA3951*$CE3951*$CG3951),0)))","v":668},{"$f":"IF($B3937>$F3937,0,IF($C3937>$G3937,0,ROUND(((($F3937-$B3937)/100)*(IF('DBH-Upgrade'!$K$6='DBH-Upgrade'!$K$8,$BZ3951,($BE3937/(($F3937-18)/100))))*$CH3951)+((($B3937-18)/100)*$CA3951*$CD3951*$CG3951),0)))","v":691},{"$f":"IF($B3937>$F3937,0,IF($C3937>$G3937,0,ROUND(((($F3937-$B3937)/100)*(IF('DBH-Upgrade'!$K$6='DBH-Upgrade'!$K$8,$BZ3951,($BE3937/(($F3937-18)/100))))*$CH3951)+((($B3937-18)/100)*$CA3951*$CG3951),0)))","v":890},25,34,36,46,{"v":5.519913741146582E-3,"d":"0.01"},{"v":0.009850302307916083,"d":"0.01"},{"v":0.010972083282134837,"d":"0.01"},{"v":0.017436450183293917,"d":"0.02"},0.0001276,1.7219,4,0.000514201,{"$f":"IF($B3937>$F3937,0,IF($C3937>$G3937,0,ROUND((((($F3937-$B3937)/100)*IF('DBH-Upgrade'!$K$6='DBH-Upgrade'!$K$8,$CC3951,($BF3937/(($F3937-18)/100))))+((($B3937-18)/100)*$CB3951))*IF($E3937>50,IF($G3937=11,(1-(($E3937-50)*0.005)),IF($G3937=16,(1-(($E3937-50)*0.005)),IF($G3937=21,(1-(($E3937-50)*0.005)),1))),1)*$CE3951,0)))","v":316},{"$f":"IF($B3937>$F3937,0,IF($C3937>$G3937,0,ROUND((((($F3937-$B3937)/100)*IF('DBH-Upgrade'!$K$6='DBH-Upgrade'!$K$8,$CC3951,($BF3937/(($F3937-18)/100))))+((($B3937-18)/100)*$CB3951))*IF($E3937>50,IF($G3937=11,(1-(($E3937-50)*0.005)),IF($G3937=16,(1-(($E3937-50)*0.005)),IF($G3937=21,(1-(($E3937-50)*0.005)),1))),1)*$CD3951,0)))","v":333},{"$f":"IF($B3937>$F3937,0,IF($C3937>$G3937,0,ROUND((((($F3937-$B3937)/100)*IF('DBH-Upgrade'!$K$6='DBH-Upgrade'!$K$8,$CC3951,($BF3937/(($F3937-18)/100))))+((($B3937-18)/100)*$CB3951))*IF($E3937>50,IF($G3937=11,(1-(($E3937-50)*0.005)),IF($G3937=16,(1-(($E3937-50)*0.005)),IF($G3937=21,(1-(($E3937-50)*0.005)),1))),1),0)))","v":481},0.85,0.85,0.85,{"$f":"AK3937*POWER(CF_cool,AN3937)","v":257.4199303561196},{"$f":"AL3937*POWER(CF_cool,AO3937)","v":271.2684709132526},{"$f":"AM3937*POWER(CF_cool,AP3937)","v":391.8322357635871},55,58,84,{"v":0.02445742543021943,"d":"0.02"},{"v":0.027048046952738342,"d":"0.03"},{"v":0.05466068591878358,"d":"0.05"},5.3,6,6.7,9,null,7540,null,{"v":0.8,"d":"80%"},null,null,0,11.8,13.7,21.85,null,1,1,1,257.4199303561196,271.2684709132526,391.8322357635871,null,0,0,0,1,3238,4735,725,75,0.7015311234086448,0.657069305346098,null,0.15781864009190116,0.08064538055291112,0.7952052041594007,0.7952052041594007,null,0]
["3902201015",{"$f":"'DBH-Upgrade'!$K$8-$CL3938","v":80},15,3,90,220,10,11.5,0,26,30,47.8,{"v":2710.8,"d":"2711"},{"$f":"IF($B3938>$F3938,0,IF($C3938>$G3938,0,ROUND((((($F3938-$B3938)/100)*IF('DBH-Upgrade'!$K$6='DBH-Upgrade'!$K$8,$BZ3952,($BE3938/(($F3938-18)/100))))+((($B3938-18)/100)*$CA3952))*$CE3952,0)))","v":0},{"$f":"IF($B3938>$F3938,0,IF($C3938>$G3938,0,ROUND((((($F3938-$B3938)/100)*IF('DBH-Upgrade'!$K$6='DBH-Upgrade'!$K$8,$BZ3952,($BE3938/(($F3938-18)/100))))+((($B3938-18)/100)*$CA3952))*$CD3952,0)))","v":0},{"$f":"IF($B3938>$F3938,0,IF($C3938>$G3938,0,ROUND(((($F3938-$B3938)/100)*IF('DBH-Upgrade'!$K$6='DBH-Upgrade'!$K$8,$BZ3952,($BE3938/(($F3938-18)/100))))+((($B3938-18)/100)*$CA3952),0)))","v":0},{"v":1.5,"d":"1.500"},1.08,1.08,1.08,219,{"$f":"IF($B3938>$F3938,0,IF($C3938>$G3938,0,ROUND(((($F3938-$B3938)/100)*(IF('DBH-Upgrade'!$K$6='DBH-Upgrade'!$K$8,$BZ3952,($BE3938/(($F3938-18)/100))))*$CH3952)+((($B3938-18)/100)*$CA3952*$CE3952*$CG3952),0)))","v":0},{"$f":"IF($B3938>$F3938,0,IF($C3938>$G3938,0,ROUND(((($F3938-$B3938)/100)*(IF('DBH-Upgrade'!$K$6='DBH-Upgrade'!$K$8,$BZ3952,($BE3938/(($F3938-18)/100))))*$CH3952)+((($B3938-18)/100)*$CA3952*$CD3952*$CG3952),0)))","v":0},{"$f":"IF($B3938>$F3938,0,IF($C3938>$G3938,0,ROUND(((($F3938-$B3938)/100)*(IF('DBH-Upgrade'!$K$6='DBH-Upgrade'!$K$8,$BZ3952,($BE3938/(($F3938-18)/100))))*$CH3952)+((($B3938-18)/100)*$CA3952*$CG3952),0)))","v":0},11,0,0,0,{"v":1.4597417315320223E-3,"d":"0.00"},{"v":0,"d":"0.00"},{"v":0,"d":"0.00"},{"v":0,"d":"0.00"},3.969E-4,1.7346,2,0.000367347,{"$f":"IF($B3938>$F3938,0,IF($C3938>$G3938,0,ROUND((((($F3938-$B3938)/100)*IF('DBH-Upgrade'!$K$6='DBH-Upgrade'!$K$8,$CC3952,($BF3938/(($F3938-18)/100))))+((($B3938-18)/100)*$CB3952))*IF($E3938>50,IF($G3938=11,(1-(($E3938-50)*0.005)),IF($G3938=16,(1-(($E3938-50)*0.005)),IF($G3938=21,(1-(($E3938-50)*0.005)),1))),1)*$CE3952,0)))","v":0},{"$f":"IF($B3938>$F3938,0,IF($C3938>$G3938,0,ROUND((((($F3938-$B3938)/100)*IF('DBH-Upgrade'!$K$6='DBH-Upgrade'!$K$8,$CC3952,($BF3938/(($F3938-18)/100))))+((($B3938-18)/100)*$CB3952))*IF($E3938>50,IF($G3938=11,(1-(($E3938-50)*0.005)),IF($G3938=16,(1-(($E3938-50)*0.005)),IF($G3938=21,(1-(($E3938-50)*0.005)),1))),1)*$CD3952,0)))","v":0},{"$f":"IF($B3938>$F3938,0,IF($C3938>$G3938,0,ROUND((((($F3938-$B3938)/100)*IF('DBH-Upgrade'!$K$6='DBH-Upgrade'!$K$8,$CC3952,($BF3938/(($F3938-18)/100))))+((($B3938-18)/100)*$CB3952))*IF($E3938>50,IF($G3938=11,(1-(($E3938-50)*0.005)),IF($G3938=16,(1-(($E3938-50)*0.005)),IF($G3938=21,(1-(($E3938-50)*0.005)),1))),1),0)))","v":0},0.98,0.98,0.98,{"$f":"AK3938*POWER(CF_cool,AN3938)","v":0},{"$f":"AL3938*POWER(CF_cool,AO3938)","v":0},{"$f":"AM3938*POWER(CF_cool,AP3938)","v":0},0,0,0,{"v":0,"d":"0.00"},{"v":0,"d":"0.00"},{"v":0,"d":"0.00"},1.5,6,6.7,9,null,3012,null,{"v":0.9,"d":"90%"},null,null,0,11.8,13.7,21.85,null,1,1,1,0,0,0,null,0,0,0,1,2298,4062,502,78,0.7840224333226739,0.7222362755803995,null,0.16320641939358696,0.08064538055291112,0.7952052041594007,0.7952052041594007,null,0]
["3902201115",{"$f":"'DBH-Upgrade'!$K$8-$CL3939","v":80},15,3,90,220,11,11.5,0,26,30,47.8,{"v":2630.2400000000002,"d":"2630"},{"$f":"IF($B3939>$F3939,0,IF($C3939>$G3939,0,ROUND((((($F3939-$B3939)/100)*IF('DBH-Upgrade'!$K$6='DBH-Upgrade'!$K$8,$BZ3953,($BE3939/(($F3939-18)/100))))+((($B3939-18)/100)*$CA3953))*$CE3953,0)))","v":0},{"$f":"IF($B3939>$F3939,0,IF($C3939>$G3939,0,ROUND((((($F3939-$B3939)/100)*IF('DBH-Upgrade'!$K$6='DBH-Upgrade'!$K$8,$BZ3953,($BE3939/(($F3939-18)/100))))+((($B3939-18)/100)*$CA3953))*$CD3953,0)))","v":0},{"$f":"IF($B3939>$F3939,0,IF($C3939>$G3939,0,ROUND(((($F3939-$B3939)/100)*IF('DBH-Upgrade'!$K$6='DBH-Upgrade'!$K$8,$BZ3953,($BE3939/(($F3939-18)/100))))+((($B3939-18)/100)*$CA3953),0)))","v":0},{"v":1.5,"d":"1.500"},1.1,1.1,1.1,212,{"$f":"IF($B3939>$F3939,0,IF($C3939>$G3939,0,ROUND(((($F3939-$B3939)/100)*(IF('DBH-Upgrade'!$K$6='DBH-Upgrade'!$K$8,$BZ3953,($BE3939/(($F3939-18)/100))))*$CH3953)+((($B3939-18)/100)*$CA3953*$CE3953*$CG3953),0)))","v":0},{"$f":"IF($B3939>$F3939,0,IF($C3939>$G3939,0,ROUND(((($F3939-$B3939)/100)*(IF('DBH-Upgrade'!$K$6='DBH-Upgrade'!$K$8,$BZ3953,($BE3939/(($F3939-18)/100))))*$CH3953)+((($B3939-18)/100)*$CA3953*$CD3953*$CG3953),0)))","v":0},{"$f":"IF($B3939>$F3939,0,IF($C3939>$G3939,0,ROUND(((($F3939-$B3939)/100)*(IF('DBH-Upgrade'!$K$6='DBH-Upgrade'!$K$8,$BZ3953,($BE3939/(($F3939-18)/100))))*$CH3953)+((($B3939-18)/100)*$CA3953*$CG3953),0)))","v":0},11,0,0,0,{"v":0.002729274028264044,"d":"0.00"},{"v":0,"d":"0.00"},{"v":0,"d":"0.00"},{"v":0,"d":"0.00"},3.969E-4,1.7346,4,0.000574288,{"$f":"IF($B3939>$F3939,0,IF($C3939>$G3939,0,ROUND((((($F3939-$B3939)/100)*IF('DBH-Upgrade'!$K$6='DBH-Upgrade'!$K$8,$CC3953,($BF3939/(($F3939-18)/100))))+((($B3939-18)/100)*$CB3953))*IF($E3939>50,IF($G3939=11,(1-(($E3939-50)*0.005)),IF($G3939=16,(1-(($E3939-50)*0.005)),IF($G3939=21,(1-(($E3939-50)*0.005)),1))),1)*$CE3953,0)))","v":0},{"$f":"IF($B3939>$F3939,0,IF($C3939>$G3939,0,ROUND((((($F3939-$B3939)/100)*IF('DBH-Upgrade'!$K$6='DBH-Upgrade'!$K$8,$CC3953,($BF3939/(($F3939-18)/100))))+((($B3939-18)/100)*$CB3953))*IF($E3939>50,IF($G3939=11,(1-(($E3939-50)*0.005)),IF($G3939=16,(1-(($E3939-50)*0.005)),IF($G3939=21,(1-(($E3939-50)*0.005)),1))),1)*$CD3953,0)))","v":0},{"$f":"IF($B3939>$F3939,0,IF($C3939>$G3939,0,ROUND((((($F3939-$B3939)/100)*IF('DBH-Upgrade'!$K$6='DBH-Upgrade'!$K$8,$CC3953,($BF3939/(($F3939-18)/100))))+((($B3939-18)/100)*$CB3953))*IF($E3939>50,IF($G3939=11,(1-(($E3939-50)*0.005)),IF($G3939=16,(1-(($E3939-50)*0.005)),IF($G3939=21,(1-(($E3939-50)*0.005)),1))),1),0)))","v":0},0.95,0.95,0.95,{"$f":"AK3939*POWER(CF_cool,AN3939)","v":0},{"$f":"AL3939*POWER(CF_cool,AO3939)","v":0},{"$f":"AM3939*POWER(CF_cool,AP3939)","v":0},0,0,0,{"v":0,"d":"0.00"},{"v":0,"d":"0.00"},{"v":0,"d":"0.00"},2.9,6,6.7,9,null,3868,null,{"v":0.68,"d":"68%"},null,null,0,11.8,13.7,21.85,null,1,1,1,0,0,0,null,0,0,0,1,2489,6098,791,92,0.7015311234086448,0.657069305346098,null,0.1716349180255756,0.08064538055291112,0.8146200327725304,0.8146200327725304,null,0]
["3902201515",{"$f":"'DBH-Upgrade'!$K$8-$CL3940","v":80},15,3,90,220,15,16.5,0,26,30,47.8,{"v":3731.2000000000003,"d":"3731"},{"$f":"IF($B3940>$F3940,0,IF($C3940>$G3940,0,ROUND((((($F3940-$B3940)/100)*IF('DBH-Upgrade'!$K$6='DBH-Upgrade'!$K$8,$BZ3954,($BE3940/(($F3940-18)/100))))+((($B3940-18)/100)*$CA3954))*$CE3954,0)))","v":2808},{"$f":"IF($B3940>$F3940,0,IF($C3940>$G3940,0,ROUND((((($F3940-$B3940)/100)*IF('DBH-Upgrade'!$K$6='DBH-Upgrade'!$K$8,$BZ3954,($BE3940/(($F3940-18)/100))))+((($B3940-18)/100)*$CA3954))*$CD3954,0)))","v":2925},{"$f":"IF($B3940>$F3940,0,IF($C3940>$G3940,0,ROUND(((($F3940-$B3940)/100)*IF('DBH-Upgrade'!$K$6='DBH-Upgrade'!$K$8,$BZ3954,($BE3940/(($F3940-18)/100))))+((($B3940-18)/100)*$CA3954),0)))","v":4269},{"v":1.5,"d":"1.500"},1.08,1.08,1.08,301,{"$f":"IF($B3940>$F3940,0,IF($C3940>$G3940,0,ROUND(((($F3940-$B3940)/100)*(IF('DBH-Upgrade'!$K$6='DBH-Upgrade'!$K$8,$BZ3954,($BE3940/(($F3940-18)/100))))*$CH3954)+((($B3940-18)/100)*$CA3954*$CE3954*$CG3954),0)))","v":398},{"$f":"IF($B3940>$F3940,0,IF($C3940>$G3940,0,ROUND(((($F3940-$B3940)/100)*(IF('DBH-Upgrade'!$K$6='DBH-Upgrade'!$K$8,$BZ3954,($BE3940/(($F3940-18)/100))))*$CH3954)+((($B3940-18)/100)*$CA3954*$CD3954*$CG3954),0)))","v":407},{"$f":"IF($B3940>$F3940,0,IF($C3940>$G3940,0,ROUND(((($F3940-$B3940)/100)*(IF('DBH-Upgrade'!$K$6='DBH-Upgrade'!$K$8,$BZ3954,($BE3940/(($F3940-18)/100))))*$CH3954)+((($B3940-18)/100)*$CA3954*$CG3954),0)))","v":510},16,21,21,26,{"v":0.002158340300377408,"d":"0.00"},{"v":3.5935563504926075E-3,"d":"0.00"},{"v":3.5935563504926075E-3,"d":"0.00"},{"v":5.368304503363619E-3,"d":"0.01"},0.0002083,1.724,2,0.000461829,{"$f":"IF($B3940>$F3940,0,IF($C3940>$G3940,0,ROUND((((($F3940-$B3940)/100)*IF('DBH-Upgrade'!$K$6='DBH-Upgrade'!$K$8,$CC3954,($BF3940/(($F3940-18)/100))))+((($B3940-18)/100)*$CB3954))*IF($E3940>50,IF($G3940=11,(1-(($E3940-50)*0.005)),IF($G3940=16,(1-(($E3940-50)*0.005)),IF($G3940=21,(1-(($E3940-50)*0.005)),1))),1)*$CE3954,0)))","v":238},{"$f":"IF($B3940>$F3940,0,IF($C3940>$G3940,0,ROUND((((($F3940-$B3940)/100)*IF('DBH-Upgrade'!$K$6='DBH-Upgrade'!$K$8,$CC3954,($BF3940/(($F3940-18)/100))))+((($B3940-18)/100)*$CB3954))*IF($E3940>50,IF($G3940=11,(1-(($E3940-50)*0.005)),IF($G3940=16,(1-(($E3940-50)*0.005)),IF($G3940=21,(1-(($E3940-50)*0.005)),1))),1)*$CD3954,0)))","v":248},{"$f":"IF($B3940>$F3940,0,IF($C3940>$G3940,0,ROUND((((($F3940-$B3940)/100)*IF('DBH-Upgrade'!$K$6='DBH-Upgrade'!$K$8,$CC3954,($BF3940/(($F3940-18)/100))))+((($B3940-18)/100)*$CB3954))*IF($E3940>50,IF($G3940=11,(1-(($E3940-50)*0.005)),IF($G3940=16,(1-(($E3940-50)*0.005)),IF($G3940=21,(1-(($E3940-50)*0.005)),1))),1),0)))","v":362},1.01,1.01,1.01,{"$f":"AK3940*POWER(CF_cool,AN3940)","v":186.5394308314002},{"$f":"AL3940*POWER(CF_cool,AO3940)","v":194.37722204280357},{"$f":"AM3940*POWER(CF_cool,AP3940)","v":283.728041852802},40,42,61,{"v":0.01209346849171659,"d":"0.01"},{"v":0.013261497470648325,"d":"0.01"},{"v":0.026884279017675265,"d":"0.03"},2.2,6,6.7,9,null,4664,null,{"v":0.8,"d":"80%"},null,null,0,11.8,13.7,21.85,null,1,1,1,186.5394308314002,194.37722204280357,283.728041852802,null,0,0,0,1,{"$error":"#VALUE!"},0,0,{"$error":"#VALUE!"},0.7840224333226739,0.7222362755803995,null,0.16320641939358696,0.08064538055291112,0.7894714915956607,0.7894714915956607,null,0]
["3902201615",{"$f":"'DBH-Upgrade'!$K$8-$CL3941","v":80},15,3,90,220,16,16.5,0,26,30,47.8,{"v":3883.4800000000005,"d":"3883"},{"$f":"IF($B3941>$F3941,0,IF($C3941>$G3941,0,ROUND((((($F3941-$B3941)/100)*IF('DBH-Upgrade'!$K$6='DBH-Upgrade'!$K$8,$BZ3955,($BE3941/(($F3941-18)/100))))+((($B3941-18)/100)*$CA3955))*$CE3955,0)))","v":4913},{"$f":"IF($B3941>$F3941,0,IF($C3941>$G3941,0,ROUND((((($F3941-$B3941)/100)*IF('DBH-Upgrade'!$K$6='DBH-Upgrade'!$K$8,$BZ3955,($BE3941/(($F3941-18)/100))))+((($B3941-18)/100)*$CA3955))*$CD3955,0)))","v":5118},{"$f":"IF($B3941>$F3941,0,IF($C3941>$G3941,0,ROUND(((($F3941-$B3941)/100)*IF('DBH-Upgrade'!$K$6='DBH-Upgrade'!$K$8,$BZ3955,($BE3941/(($F3941-18)/100))))+((($B3941-18)/100)*$CA3955),0)))","v":7469},{"v":1.5,"d":"1.500"},1.1,1.1,1.1,313,{"$f":"IF($B3941>$F3941,0,IF($C3941>$G3941,0,ROUND(((($F3941-$B3941)/100)*(IF('DBH-Upgrade'!$K$6='DBH-Upgrade'!$K$8,$BZ3955,($BE3941/(($F3941-18)/100))))*$CH3955)+((($B3941-18)/100)*$CA3955*$CE3955*$CG3955),0)))","v":670},{"$f":"IF($B3941>$F3941,0,IF($C3941>$G3941,0,ROUND(((($F3941-$B3941)/100)*(IF('DBH-Upgrade'!$K$6='DBH-Upgrade'!$K$8,$BZ3955,($BE3941/(($F3941-18)/100))))*$CH3955)+((($B3941-18)/100)*$CA3955*$CD3955*$CG3955),0)))","v":683},{"$f":"IF($B3941>$F3941,0,IF($C3941>$G3941,0,ROUND(((($F3941-$B3941)/100)*(IF('DBH-Upgrade'!$K$6='DBH-Upgrade'!$K$8,$BZ3955,($BE3941/(($F3941-18)/100))))*$CH3955)+((($B3941-18)/100)*$CA3955*$CG3955),0)))","v":829},16,35,35,43,{"v":0.005493654015154816,"d":"0.01"},{"v":0.02442904933152548,"d":"0.02"},{"v":0.02442904933152548,"d":"0.02"},{"v":0.036230282334631624,"d":"0.04"},0.0002083,1.724,4,1.392796E-3,{"$f":"IF($B3941>$F3941,0,IF($C3941>$G3941,0,ROUND((((($F3941-$B3941)/100)*IF('DBH-Upgrade'!$K$6='DBH-Upgrade'!$K$8,$CC3955,($BF3941/(($F3941-18)/100))))+((($B3941-18)/100)*$CB3955))*IF($E3941>50,IF($G3941=11,(1-(($E3941-50)*0.005)),IF($G3941=16,(1-(($E3941-50)*0.005)),IF($G3941=21,(1-(($E3941-50)*0.005)),1))),1)*$CE3955,0)))","v":292},{"$f":"IF($B3941>$F3941,0,IF($C3941>$G3941,0,ROUND((((($F3941-$B3941)/100)*IF('DBH-Upgrade'!$K$6='DBH-Upgrade'!$K$8,$CC3955,($BF3941/(($F3941-18)/100))))+((($B3941-18)/100)*$CB3955))*IF($E3941>50,IF($G3941=11,(1-(($E3941-50)*0.005)),IF($G3941=16,(1-(($E3941-50)*0.005)),IF($G3941=21,(1-(($E3941-50)*0.005)),1))),1)*$CD3955,0)))","v":304},{"$f":"IF($B3941>$F3941,0,IF($C3941>$G3941,0,ROUND((((($F3941-$B3941)/100)*IF('DBH-Upgrade'!$K$6='DBH-Upgrade'!$K$8,$CC3955,($BF3941/(($F3941-18)/100))))+((($B3941-18)/100)*$CB3955))*IF($E3941>50,IF($G3941=11,(1-(($E3941-50)*0.005)),IF($G3941=16,(1-(($E3941-50)*0.005)),IF($G3941=21,(1-(($E3941-50)*0.005)),1))),1),0)))","v":444},0.95,0.95,0.95,{"$f":"AK3941*POWER(CF_cool,AN3941)","v":232.199919614545},{"$f":"AL3941*POWER(CF_cool,AO3941)","v":241.7423820644578},{"$f":"AM3941*POWER(CF_cool,AP3941)","v":353.0711106467739},50,52,76,{"v":0.048380324243096885,"d":"0.05"},{"v":0.0521621367548859,"d":"0.05"},{"v":0.10818305837105961,"d":"0.11"},4.4,6,6.7,9,null,5711,null,{"v":0.68,"d":"68%"},null,null,0,11.8,13.7,21.85,null,1,1,1,232.199919614545,241.7423820644578,353.0711106467739,null,0,0,0,1,{"$error":"#VALUE!"},0,0,{"$error":"#VALUE!"},0.7840224333226739,0.7222362755803995,null,0.15781864009190116,0.08064538055291112,0.7952052041594007,0.7952052041594007,null,0]
["3902202015",{"$f":"'DBH-Upgrade'!$K$8-$CL3942","v":80},15,3,90,220,20,21.5,0,26,30,47.8,5204,{"$f":"IF($B3942>$F3942,0,IF($C3942>$G3942,0,ROUND((((($F3942-$B3942)/100)*IF('DBH-Upgrade'!$K$6='DBH-Upgrade'!$K$8,$BZ3956,($BE3942/(($F3942-18)/100))))+((($B3942-18)/100)*$CA3956))*$CE3956,0)))","v":3982},{"$f":"IF($B3942>$F3942,0,IF($C3942>$G3942,0,ROUND((((($F3942-$B3942)/100)*IF('DBH-Upgrade'!$K$6='DBH-Upgrade'!$K$8,$BZ3956,($BE3942/(($F3942-18)/100))))+((($B3942-18)/100)*$CA3956))*$CD3956,0)))","v":4351},{"$f":"IF($B3942>$F3942,0,IF($C3942>$G3942,0,ROUND(((($F3942-$B3942)/100)*IF('DBH-Upgrade'!$K$6='DBH-Upgrade'!$K$8,$BZ3956,($BE3942/(($F3942-18)/100))))+((($B3942-18)/100)*$CA3956),0)))","v":5736},{"v":1.5,"d":"1.500"},1.08,1.08,1.08,420,{"$f":"IF($B3942>$F3942,0,IF($C3942>$G3942,0,ROUND(((($F3942-$B3942)/100)*(IF('DBH-Upgrade'!$K$6='DBH-Upgrade'!$K$8,$BZ3956,($BE3942/(($F3942-18)/100))))*$CH3956)+((($B3942-18)/100)*$CA3956*$CE3956*$CG3956),0)))","v":545},{"$f":"IF($B3942>$F3942,0,IF($C3942>$G3942,0,ROUND(((($F3942-$B3942)/100)*(IF('DBH-Upgrade'!$K$6='DBH-Upgrade'!$K$8,$BZ3956,($BE3942/(($F3942-18)/100))))*$CH3956)+((($B3942-18)/100)*$CA3956*$CD3956*$CG3956),0)))","v":571},{"$f":"IF($B3942>$F3942,0,IF($C3942>$G3942,0,ROUND(((($F3942-$B3942)/100)*(IF('DBH-Upgrade'!$K$6='DBH-Upgrade'!$K$8,$BZ3956,($BE3942/(($F3942-18)/100))))*$CH3956)+((($B3942-18)/100)*$CA3956*$CG3956),0)))","v":670},22,28,29,35,{"v":0.002839872661471213,"d":"0.00"},{"v":4.4894247039424465E-3,"d":"0.00"},{"v":4.799199477923081E-3,"d":"0.00"},{"v":0.006864691656379669,"d":"0.01"},0.0001276,1.7219,2,3.76611E-4,{"$f":"IF($B3942>$F3942,0,IF($C3942>$G3942,0,ROUND((((($F3942-$B3942)/100)*IF('DBH-Upgrade'!$K$6='DBH-Upgrade'!$K$8,$CC3956,($BF3942/(($F3942-18)/100))))+((($B3942-18)/100)*$CB3956))*IF($E3942>50,IF($G3942=11,(1-(($E3942-50)*0.005)),IF($G3942=16,(1-(($E3942-50)*0.005)),IF($G3942=21,(1-(($E3942-50)*0.005)),1))),1)*$CE3956,0)))","v":292},{"$f":"IF($B3942>$F3942,0,IF($C3942>$G3942,0,ROUND((((($F3942-$B3942)/100)*IF('DBH-Upgrade'!$K$6='DBH-Upgrade'!$K$8,$CC3956,($BF3942/(($F3942-18)/100))))+((($B3942-18)/100)*$CB3956))*IF($E3942>50,IF($G3942=11,(1-(($E3942-50)*0.005)),IF($G3942=16,(1-(($E3942-50)*0.005)),IF($G3942=21,(1-(($E3942-50)*0.005)),1))),1)*$CD3956,0)))","v":319},{"$f":"IF($B3942>$F3942,0,IF($C3942>$G3942,0,ROUND((((($F3942-$B3942)/100)*IF('DBH-Upgrade'!$K$6='DBH-Upgrade'!$K$8,$CC3956,($BF3942/(($F3942-18)/100))))+((($B3942-18)/100)*$CB3956))*IF($E3942>50,IF($G3942=11,(1-(($E3942-50)*0.005)),IF($G3942=16,(1-(($E3942-50)*0.005)),IF($G3942=21,(1-(($E3942-50)*0.005)),1))),1),0)))","v":420},0.95,0.95,0.95,{"$f":"AK3942*POWER(CF_cool,AN3942)","v":232.199919614545},{"$f":"AL3942*POWER(CF_cool,AO3942)","v":253.6704601268488},{"$f":"AM3942*POWER(CF_cool,AP3942)","v":333.98618574694825},50,55,72,{"v":0.013557950779682923,"d":"0.01"},{"v":0.016268042047158173,"d":"0.02"},{"v":0.02724771056654891,"d":"0.03"},2.9,6,6.7,9,null,6505,null,{"v":0.8,"d":"80%"},null,null,0,11.8,13.7,21.85,null,1,1,1,232.199919614545,253.6704601268488,333.98618574694825,null,0,0,0,1,1615,3238,442,63,0.7015311234086448,0.657069305346098,null,0.16320641939358696,0.08064538055291112,0.783779121140337,0.783779121140337,null,0]
["3902202115",{"$f":"'DBH-Upgrade'!$K$8-$CL3943","v":80},15,3,90,220,21,21.5,0,26,30,47.8,{"v":6635.200000000001,"d":"6635"},{"$f":"IF($B3943>$F3943,0,IF($C3943>$G3943,0,ROUND((((($F3943-$B3943)/100)*IF('DBH-Upgrade'!$K$6='DBH-Upgrade'!$K$8,$BZ3957,($BE3943/(($F3943-18)/100))))+((($B3943-18)/100)*$CA3957))*$CE3957,0)))","v":4779},{"$f":"IF($B3943>$F3943,0,IF($C3943>$G3943,0,ROUND((((($F3943-$B3943)/100)*IF('DBH-Upgrade'!$K$6='DBH-Upgrade'!$K$8,$BZ3957,($BE3943/(($F3943-18)/100))))+((($B3943-18)/100)*$CA3957))*$CD3957,0)))","v":4978},{"$f":"IF($B3943>$F3943,0,IF($C3943>$G3943,0,ROUND(((($F3943-$B3943)/100)*IF('DBH-Upgrade'!$K$6='DBH-Upgrade'!$K$8,$BZ3957,($BE3943/(($F3943-18)/100))))+((($B3943-18)/100)*$CA3957),0)))","v":7265},{"v":1.5,"d":"1.500"},1.05,1.05,1.05,535,{"$f":"IF($B3943>$F3943,0,IF($C3943>$G3943,0,ROUND(((($F3943-$B3943)/100)*(IF('DBH-Upgrade'!$K$6='DBH-Upgrade'!$K$8,$BZ3957,($BE3943/(($F3943-18)/100))))*$CH3957)+((($B3943-18)/100)*$CA3957*$CE3957*$CG3957),0)))","v":708},{"$f":"IF($B3943>$F3943,0,IF($C3943>$G3943,0,ROUND(((($F3943-$B3943)/100)*(IF('DBH-Upgrade'!$K$6='DBH-Upgrade'!$K$8,$BZ3957,($BE3943/(($F3943-18)/100))))*$CH3957)+((($B3943-18)/100)*$CA3957*$CD3957*$CG3957),0)))","v":726},{"$f":"IF($B3943>$F3943,0,IF($C3943>$G3943,0,ROUND(((($F3943-$B3943)/100)*(IF('DBH-Upgrade'!$K$6='DBH-Upgrade'!$K$8,$BZ3957,($BE3943/(($F3943-18)/100))))*$CH3957)+((($B3943-18)/100)*$CA3957*$CG3957),0)))","v":930},28,37,37,48,{"v":0.007142403260684893,"d":"0.01"},{"v":0.012056208530661356,"d":"0.01"},{"v":0.012056208530661356,"d":"0.01"},{"v":0.019684254530915168,"d":"0.02"},0.0001276,1.7219,4,0.000514201,{"$f":"IF($B3943>$F3943,0,IF($C3943>$G3943,0,ROUND((((($F3943-$B3943)/100)*IF('DBH-Upgrade'!$K$6='DBH-Upgrade'!$K$8,$CC3957,($BF3943/(($F3943-18)/100))))+((($B3943-18)/100)*$CB3957))*IF($E3943>50,IF($G3943=11,(1-(($E3943-50)*0.005)),IF($G3943=16,(1-(($E3943-50)*0.005)),IF($G3943=21,(1-(($E3943-50)*0.005)),1))),1)*$CE3957,0)))","v":326},{"$f":"IF($B3943>$F3943,0,IF($C3943>$G3943,0,ROUND((((($F3943-$B3943)/100)*IF('DBH-Upgrade'!$K$6='DBH-Upgrade'!$K$8,$CC3957,($BF3943/(($F3943-18)/100))))+((($B3943-18)/100)*$CB3957))*IF($E3943>50,IF($G3943=11,(1-(($E3943-50)*0.005)),IF($G3943=16,(1-(($E3943-50)*0.005)),IF($G3943=21,(1-(($E3943-50)*0.005)),1))),1)*$CD3957,0)))","v":339},{"$f":"IF($B3943>$F3943,0,IF($C3943>$G3943,0,ROUND((((($F3943-$B3943)/100)*IF('DBH-Upgrade'!$K$6='DBH-Upgrade'!$K$8,$CC3957,($BF3943/(($F3943-18)/100))))+((($B3943-18)/100)*$CB3957))*IF($E3943>50,IF($G3943=11,(1-(($E3943-50)*0.005)),IF($G3943=16,(1-(($E3943-50)*0.005)),IF($G3943=21,(1-(($E3943-50)*0.005)),1))),1),0)))","v":495},0.85,0.85,0.85,{"$f":"AK3943*POWER(CF_cool,AN3943)","v":265.5661306838449},{"$f":"AL3943*POWER(CF_cool,AO3943)","v":276.1561911098878},{"$f":"AM3943*POWER(CF_cool,AP3943)","v":403.23691622240256},57,59,87,{"v":0.027226536310588703,"d":"0.03"},{"v":0.029059691045193358,"d":"0.03"},{"v":0.060622601858930564,"d":"0.06"},5.9,6,6.7,9,null,8294,null,{"v":0.8,"d":"80%"},null,null,0,11.8,13.7,21.85,null,1,1,1,265.5661306838449,276.1561911098878,403.23691622240256,null,0,0,0,1,3238,4735,725,75,0.7015311234086448,0.657069305346098,null,0.15781864009190116,0.08064538055291112,0.7952052041594007,0.7952052041594007,null,0]
["3902401015",{"$f":"'DBH-Upgrade'!$K$8-$CL3944","v":80},15,3,90,240,10,11.5,0,26,30,48.1,{"v":2957.4,"d":"2957"},{"$f":"IF($B3944>$F3944,0,IF($C3944>$G3944,0,ROUND((((($F3944-$B3944)/100)*IF('DBH-Upgrade'!$K$6='DBH-Upgrade'!$K$8,$BZ3958,($BE3944/(($F3944-18)/100))))+((($B3944-18)/100)*$CA3958))*$CE3958,0)))","v":0},{"$f":"IF($B3944>$F3944,0,IF($C3944>$G3944,0,ROUND((((($F3944-$B3944)/100)*IF('DBH-Upgrade'!$K$6='DBH-Upgrade'!$K$8,$BZ3958,($BE3944/(($F3944-18)/100))))+((($B3944-18)/100)*$CA3958))*$CD3958,0)))","v":0},{"$f":"IF($B3944>$F3944,0,IF($C3944>$G3944,0,ROUND(((($F3944-$B3944)/100)*IF('DBH-Upgrade'!$K$6='DBH-Upgrade'!$K$8,$BZ3958,($BE3944/(($F3944-18)/100))))+((($B3944-18)/100)*$CA3958),0)))","v":0},{"v":1.5,"d":"1.500"},1.08,1.08,1.08,239,{"$f":"IF($B3944>$F3944,0,IF($C3944>$G3944,0,ROUND(((($F3944-$B3944)/100)*(IF('DBH-Upgrade'!$K$6='DBH-Upgrade'!$K$8,$BZ3958,($BE3944/(($F3944-18)/100))))*$CH3958)+((($B3944-18)/100)*$CA3958*$CE3958*$CG3958),0)))","v":0},{"$f":"IF($B3944>$F3944,0,IF($C3944>$G3944,0,ROUND(((($F3944-$B3944)/100)*(IF('DBH-Upgrade'!$K$6='DBH-Upgrade'!$K$8,$BZ3958,($BE3944/(($F3944-18)/100))))*$CH3958)+((($B3944-18)/100)*$CA3958*$CD3958*$CG3958),0)))","v":0},{"$f":"IF($B3944>$F3944,0,IF($C3944>$G3944,0,ROUND(((($F3944-$B3944)/100)*(IF('DBH-Upgrade'!$K$6='DBH-Upgrade'!$K$8,$BZ3958,($BE3944/(($F3944-18)/100))))*$CH3958)+((($B3944-18)/100)*$CA3958*$CG3958),0)))","v":0},12,0,0,0,{"v":0.001825245009303582,"d":"0.00"},{"v":0,"d":"0.00"},{"v":0,"d":"0.00"},{"v":0,"d":"0.00"},3.969E-4,1.7346,2,0.000367347,{"$f":"IF($B3944>$F3944,0,IF($C3944>$G3944,0,ROUND((((($F3944-$B3944)/100)*IF('DBH-Upgrade'!$K$6='DBH-Upgrade'!$K$8,$CC3958,($BF3944/(($F3944-18)/100))))+((($B3944-18)/100)*$CB3958))*IF($E3944>50,IF($G3944=11,(1-(($E3944-50)*0.005)),IF($G3944=16,(1-(($E3944-50)*0.005)),IF($G3944=21,(1-(($E3944-50)*0.005)),1))),1)*$CE3958,0)))","v":0},{"$f":"IF($B3944>$F3944,0,IF($C3944>$G3944,0,ROUND((((($F3944-$B3944)/100)*IF('DBH-Upgrade'!$K$6='DBH-Upgrade'!$K$8,$CC3958,($BF3944/(($F3944-18)/100))))+((($B3944-18)/100)*$CB3958))*IF($E3944>50,IF($G3944=11,(1-(($E3944-50)*0.005)),IF($G3944=16,(1-(($E3944-50)*0.005)),IF($G3944=21,(1-(($E3944-50)*0.005)),1))),1)*$CD3958,0)))","v":0},{"$f":"IF($B3944>$F3944,0,IF($C3944>$G3944,0,ROUND((((($F3944-$B3944)/100)*IF('DBH-Upgrade'!$K$6='DBH-Upgrade'!$K$8,$CC3958,($BF3944/(($F3944-18)/100))))+((($B3944-18)/100)*$CB3958))*IF($E3944>50,IF($G3944=11,(1-(($E3944-50)*0.005)),IF($G3944=16,(1-(($E3944-50)*0.005)),IF($G3944=21,(1-(($E3944-50)*0.005)),1))),1),0)))","v":0},0.98,0.98,0.98,{"$f":"AK3944*POWER(CF_cool,AN3944)","v":0},{"$f":"AL3944*POWER(CF_cool,AO3944)","v":0},{"$f":"AM3944*POWER(CF_cool,AP3944)","v":0},0,0,0,{"v":0,"d":"0.00"},{"v":0,"d":"0.00"},{"v":0,"d":"0.00"},1.6,6,6.7,9,null,3286,null,{"v":0.9,"d":"90%"},null,null,0,11.8,13.7,21.85,null,1,1,1,0,0,0,null,0,0,0,1,2298,4062,502,78,0.7840224333226739,0.7222362755803995,null,0.16320641939358696,0.08064538055291112,0.7952052041594007,0.7952052041594007,null,0]
["3902401115",{"$f":"'DBH-Upgrade'!$K$8-$CL3945","v":80},15,3,90,240,11,11.5,0,26,30,48.1,{"v":2868.92,"d":"2869"},{"$f":"IF($B3945>$F3945,0,IF($C3945>$G3945,0,ROUND((((($F3945-$B3945)/100)*IF('DBH-Upgrade'!$K$6='DBH-Upgrade'!$K$8,$BZ3959,($BE3945/(($F3945-18)/100))))+((($B3945-18)/100)*$CA3959))*$CE3959,0)))","v":0},{"$f":"IF($B3945>$F3945,0,IF($C3945>$G3945,0,ROUND((((($F3945-$B3945)/100)*IF('DBH-Upgrade'!$K$6='DBH-Upgrade'!$K$8,$BZ3959,($BE3945/(($F3945-18)/100))))+((($B3945-18)/100)*$CA3959))*$CD3959,0)))","v":0},{"$f":"IF($B3945>$F3945,0,IF($C3945>$G3945,0,ROUND(((($F3945-$B3945)/100)*IF('DBH-Upgrade'!$K$6='DBH-Upgrade'!$K$8,$BZ3959,($BE3945/(($F3945-18)/100))))+((($B3945-18)/100)*$CA3959),0)))","v":0},{"v":1.5,"d":"1.500"},1.1,1.1,1.1,231,{"$f":"IF($B3945>$F3945,0,IF($C3945>$G3945,0,ROUND(((($F3945-$B3945)/100)*(IF('DBH-Upgrade'!$K$6='DBH-Upgrade'!$K$8,$BZ3959,($BE3945/(($F3945-18)/100))))*$CH3959)+((($B3945-18)/100)*$CA3959*$CE3959*$CG3959),0)))","v":0},{"$f":"IF($B3945>$F3945,0,IF($C3945>$G3945,0,ROUND(((($F3945-$B3945)/100)*(IF('DBH-Upgrade'!$K$6='DBH-Upgrade'!$K$8,$BZ3959,($BE3945/(($F3945-18)/100))))*$CH3959)+((($B3945-18)/100)*$CA3959*$CD3959*$CG3959),0)))","v":0},{"$f":"IF($B3945>$F3945,0,IF($C3945>$G3945,0,ROUND(((($F3945-$B3945)/100)*(IF('DBH-Upgrade'!$K$6='DBH-Upgrade'!$K$8,$BZ3959,($BE3945/(($F3945-18)/100))))*$CH3959)+((($B3945-18)/100)*$CA3959*$CG3959),0)))","v":0},12,0,0,0,{"v":3.4241250714071637E-3,"d":"0.00"},{"v":0,"d":"0.00"},{"v":0,"d":"0.00"},{"v":0,"d":"0.00"},3.969E-4,1.7346,4,0.000574288,{"$f":"IF($B3945>$F3945,0,IF($C3945>$G3945,0,ROUND((((($F3945-$B3945)/100)*IF('DBH-Upgrade'!$K$6='DBH-Upgrade'!$K$8,$CC3959,($BF3945/(($F3945-18)/100))))+((($B3945-18)/100)*$CB3959))*IF($E3945>50,IF($G3945=11,(1-(($E3945-50)*0.005)),IF($G3945=16,(1-(($E3945-50)*0.005)),IF($G3945=21,(1-(($E3945-50)*0.005)),1))),1)*$CE3959,0)))","v":0},{"$f":"IF($B3945>$F3945,0,IF($C3945>$G3945,0,ROUND((((($F3945-$B3945)/100)*IF('DBH-Upgrade'!$K$6='DBH-Upgrade'!$K$8,$CC3959,($BF3945/(($F3945-18)/100))))+((($B3945-18)/100)*$CB3959))*IF($E3945>50,IF($G3945=11,(1-(($E3945-50)*0.005)),IF($G3945=16,(1-(($E3945-50)*0.005)),IF($G3945=21,(1-(($E3945-50)*0.005)),1))),1)*$CD3959,0)))","v":0},{"$f":"IF($B3945>$F3945,0,IF($C3945>$G3945,0,ROUND((((($F3945-$B3945)/100)*IF('DBH-Upgrade'!$K$6='DBH-Upgrade'!$K$8,$CC3959,($BF3945/(($F3945-18)/100))))+((($B3945-18)/100)*$CB3959))*IF($E3945>50,IF($G3945=11,(1-(($E3945-50)*0.005)),IF($G3945=16,(1-(($E3945-50)*0.005)),IF($G3945=21,(1-(($E3945-50)*0.005)),1))),1),0)))","v":0},0.95,0.95,0.95,{"$f":"AK3945*POWER(CF_cool,AN3945)","v":0},{"$f":"AL3945*POWER(CF_cool,AO3945)","v":0},{"$f":"AM3945*POWER(CF_cool,AP3945)","v":0},0,0,0,{"v":0,"d":"0.00"},{"v":0,"d":"0.00"},{"v":0,"d":"0.00"},3.2,6,6.7,9,null,4219,null,{"v":0.68,"d":"68%"},null,null,0,11.8,13.7,21.85,null,1,1,1,0,0,0,null,0,0,0,1,2489,6098,791,92,0.7015311234086448,0.657069305346098,null,0.1716349180255756,0.08064538055291112,0.8146200327725304,0.8146200327725304,null,0]
["3902401515",{"$f":"'DBH-Upgrade'!$K$8-$CL3946","v":80},15,3,90,240,15,16.5,0,26,30,48.1,{"v":4070.4,"d":"4070"},{"$f":"IF($B3946>$F3946,0,IF($C3946>$G3946,0,ROUND((((($F3946-$B3946)/100)*IF('DBH-Upgrade'!$K$6='DBH-Upgrade'!$K$8,$BZ3960,($BE3946/(($F3946-18)/100))))+((($B3946-18)/100)*$CA3960))*$CE3960,0)))","v":3021},{"$f":"IF($B3946>$F3946,0,IF($C3946>$G3946,0,ROUND((((($F3946-$B3946)/100)*IF('DBH-Upgrade'!$K$6='DBH-Upgrade'!$K$8,$BZ3960,($BE3946/(($F3946-18)/100))))+((($B3946-18)/100)*$CA3960))*$CD3960,0)))","v":3131},{"$f":"IF($B3946>$F3946,0,IF($C3946>$G3946,0,ROUND(((($F3946-$B3946)/100)*IF('DBH-Upgrade'!$K$6='DBH-Upgrade'!$K$8,$BZ3960,($BE3946/(($F3946-18)/100))))+((($B3946-18)/100)*$CA3960),0)))","v":4592},{"v":1.5,"d":"1.500"},1.08,1.08,1.08,328,{"$f":"IF($B3946>$F3946,0,IF($C3946>$G3946,0,ROUND(((($F3946-$B3946)/100)*(IF('DBH-Upgrade'!$K$6='DBH-Upgrade'!$K$8,$BZ3960,($BE3946/(($F3946-18)/100))))*$CH3960)+((($B3946-18)/100)*$CA3960*$CE3960*$CG3960),0)))","v":424},{"$f":"IF($B3946>$F3946,0,IF($C3946>$G3946,0,ROUND(((($F3946-$B3946)/100)*(IF('DBH-Upgrade'!$K$6='DBH-Upgrade'!$K$8,$BZ3960,($BE3946/(($F3946-18)/100))))*$CH3960)+((($B3946-18)/100)*$CA3960*$CD3960*$CG3960),0)))","v":432},{"$f":"IF($B3946>$F3946,0,IF($C3946>$G3946,0,ROUND(((($F3946-$B3946)/100)*(IF('DBH-Upgrade'!$K$6='DBH-Upgrade'!$K$8,$BZ3960,($BE3946/(($F3946-18)/100))))*$CH3960)+((($B3946-18)/100)*$CA3960*$CG3960),0)))","v":536},17,22,22,28,{"v":2.5257988442491403E-3,"d":"0.00"},{"v":0.004089967888993807,"d":"0.00"},{"v":0.004089967888993807,"d":"0.00"},{"v":0.006426948179922776,"d":"0.01"},0.0002083,1.724,2,0.000461829,{"$f":"IF($B3946>$F3946,0,IF($C3946>$G3946,0,ROUND((((($F3946-$B3946)/100)*IF('DBH-Upgrade'!$K$6='DBH-Upgrade'!$K$8,$CC3960,($BF3946/(($F3946-18)/100))))+((($B3946-18)/100)*$CB3960))*IF($E3946>50,IF($G3946=11,(1-(($E3946-50)*0.005)),IF($G3946=16,(1-(($E3946-50)*0.005)),IF($G3946=21,(1-(($E3946-50)*0.005)),1))),1)*$CE3960,0)))","v":247},{"$f":"IF($B3946>$F3946,0,IF($C3946>$G3946,0,ROUND((((($F3946-$B3946)/100)*IF('DBH-Upgrade'!$K$6='DBH-Upgrade'!$K$8,$CC3960,($BF3946/(($F3946-18)/100))))+((($B3946-18)/100)*$CB3960))*IF($E3946>50,IF($G3946=11,(1-(($E3946-50)*0.005)),IF($G3946=16,(1-(($E3946-50)*0.005)),IF($G3946=21,(1-(($E3946-50)*0.005)),1))),1)*$CD3960,0)))","v":256},{"$f":"IF($B3946>$F3946,0,IF($C3946>$G3946,0,ROUND((((($F3946-$B3946)/100)*IF('DBH-Upgrade'!$K$6='DBH-Upgrade'!$K$8,$CC3960,($BF3946/(($F3946-18)/100))))+((($B3946-18)/100)*$CB3960))*IF($E3946>50,IF($G3946=11,(1-(($E3946-50)*0.005)),IF($G3946=16,(1-(($E3946-50)*0.005)),IF($G3946=21,(1-(($E3946-50)*0.005)),1))),1),0)))","v":375},1.01,1.01,1.01,{"$f":"AK3946*POWER(CF_cool,AN3946)","v":193.59344292166324},{"$f":"AL3946*POWER(CF_cool,AO3946)","v":200.64745501192627},{"$f":"AM3946*POWER(CF_cool,AP3946)","v":293.9171704276264},42,43,63,{"v":0.01377489894748182,"d":"0.01"},{"v":0.014399360600725521,"d":"0.01"},{"v":0.02961397308331894,"d":"0.03"},2.4,6,6.7,9,null,5088,null,{"v":0.8,"d":"80%"},null,null,0,11.8,13.7,21.85,null,1,1,1,193.59344292166324,200.64745501192627,293.9171704276264,null,0,0,0,1,{"$error":"#VALUE!"},0,0,{"$error":"#VALUE!"},0.7688559120374613,0.7053868583882835,null,0.16320641939358696,0.08064538055291112,0.7894714915956607,0.7894714915956607,null,0]
["3902401615",{"$f":"'DBH-Upgrade'!$K$8-$CL3947","v":80},15,3,90,240,16,16.5,0,26,30,48.1,{"v":4236.400000000001,"d":"4236"},{"$f":"IF($B3947>$F3947,0,IF($C3947>$G3947,0,ROUND((((($F3947-$B3947)/100)*IF('DBH-Upgrade'!$K$6='DBH-Upgrade'!$K$8,$BZ3961,($BE3947/(($F3947-18)/100))))+((($B3947-18)/100)*$CA3961))*$CE3961,0)))","v":5340},{"$f":"IF($B3947>$F3947,0,IF($C3947>$G3947,0,ROUND((((($F3947-$B3947)/100)*IF('DBH-Upgrade'!$K$6='DBH-Upgrade'!$K$8,$BZ3961,($BE3947/(($F3947-18)/100))))+((($B3947-18)/100)*$CA3961))*$CD3961,0)))","v":5535},{"$f":"IF($B3947>$F3947,0,IF($C3947>$G3947,0,ROUND(((($F3947-$B3947)/100)*IF('DBH-Upgrade'!$K$6='DBH-Upgrade'!$K$8,$BZ3961,($BE3947/(($F3947-18)/100))))+((($B3947-18)/100)*$CA3961),0)))","v":8117},{"v":1.5,"d":"1.500"},1.1,1.1,1.1,342,{"$f":"IF($B3947>$F3947,0,IF($C3947>$G3947,0,ROUND(((($F3947-$B3947)/100)*(IF('DBH-Upgrade'!$K$6='DBH-Upgrade'!$K$8,$BZ3961,($BE3947/(($F3947-18)/100))))*$CH3961)+((($B3947-18)/100)*$CA3961*$CE3961*$CG3961),0)))","v":723},{"$f":"IF($B3947>$F3947,0,IF($C3947>$G3947,0,ROUND(((($F3947-$B3947)/100)*(IF('DBH-Upgrade'!$K$6='DBH-Upgrade'!$K$8,$BZ3961,($BE3947/(($F3947-18)/100))))*$CH3961)+((($B3947-18)/100)*$CA3961*$CD3961*$CG3961),0)))","v":734},{"$f":"IF($B3947>$F3947,0,IF($C3947>$G3947,0,ROUND(((($F3947-$B3947)/100)*(IF('DBH-Upgrade'!$K$6='DBH-Upgrade'!$K$8,$BZ3961,($BE3947/(($F3947-18)/100))))*$CH3961)+((($B3947-18)/100)*$CA3961*$CG3961),0)))","v":881},18,37,38,45,{"v":0.007110250923815946,"d":"0.01"},{"v":0.0279948405196165,"d":"0.03"},{"v":0.029456519005287552,"d":"0.03"},{"v":0.040685298625066944,"d":"0.04"},0.0002083,1.724,4,1.392796E-3,{"$f":"IF($B3947>$F3947,0,IF($C3947>$G3947,0,ROUND((((($F3947-$B3947)/100)*IF('DBH-Upgrade'!$K$6='DBH-Upgrade'!$K$8,$CC3961,($BF3947/(($F3947-18)/100))))+((($B3947-18)/100)*$CB3961))*IF($E3947>50,IF($G3947=11,(1-(($E3947-50)*0.005)),IF($G3947=16,(1-(($E3947-50)*0.005)),IF($G3947=21,(1-(($E3947-50)*0.005)),1))),1)*$CE3961,0)))","v":300},{"$f":"IF($B3947>$F3947,0,IF($C3947>$G3947,0,ROUND((((($F3947-$B3947)/100)*IF('DBH-Upgrade'!$K$6='DBH-Upgrade'!$K$8,$CC3961,($BF3947/(($F3947-18)/100))))+((($B3947-18)/100)*$CB3961))*IF($E3947>50,IF($G3947=11,(1-(($E3947-50)*0.005)),IF($G3947=16,(1-(($E3947-50)*0.005)),IF($G3947=21,(1-(($E3947-50)*0.005)),1))),1)*$CD3961,0)))","v":311},{"$f":"IF($B3947>$F3947,0,IF($C3947>$G3947,0,ROUND((((($F3947-$B3947)/100)*IF('DBH-Upgrade'!$K$6='DBH-Upgrade'!$K$8,$CC3961,($BF3947/(($F3947-18)/100))))+((($B3947-18)/100)*$CB3961))*IF($E3947>50,IF($G3947=11,(1-(($E3947-50)*0.005)),IF($G3947=16,(1-(($E3947-50)*0.005)),IF($G3947=21,(1-(($E3947-50)*0.005)),1))),1),0)))","v":456},0.95,0.95,0.95,{"$f":"AK3947*POWER(CF_cool,AN3947)","v":238.5615612478202},{"$f":"AL3947*POWER(CF_cool,AO3947)","v":247.3088184935736},{"$f":"AM3947*POWER(CF_cool,AP3947)","v":362.6135730966867},51,53,78,{"v":0.05168905604101768,"d":"0.05"},{"v":0.05563797750899466,"d":"0.06"},{"v":0.11671624266401741,"d":"0.12"},4.8,6,6.7,9,null,6230,null,{"v":0.68,"d":"68%"},null,null,0,11.8,13.7,21.85,null,1,1,1,238.5615612478202,247.3088184935736,362.6135730966867,null,0,0,0,1,{"$error":"#VALUE!"},0,0,{"$error":"#VALUE!"},0.7688559120374613,0.7053868583882835,null,0.15781864009190116,0.08064538055291112,0.7952052041594007,0.7952052041594007,null,0]
["3902402015",{"$f":"'DBH-Upgrade'!$K$8-$CL3948","v":80},15,3,90,240,20,21.5,0,26,30,48.1,{"v":5677.6,"d":"5678"},{"$f":"IF($B3948>$F3948,0,IF($C3948>$G3948,0,ROUND((((($F3948-$B3948)/100)*IF('DBH-Upgrade'!$K$6='DBH-Upgrade'!$K$8,$BZ3962,($BE3948/(($F3948-18)/100))))+((($B3948-18)/100)*$CA3962))*$CE3962,0)))","v":4243},{"$f":"IF($B3948>$F3948,0,IF($C3948>$G3948,0,ROUND((((($F3948-$B3948)/100)*IF('DBH-Upgrade'!$K$6='DBH-Upgrade'!$K$8,$BZ3962,($BE3948/(($F3948-18)/100))))+((($B3948-18)/100)*$CA3962))*$CD3962,0)))","v":4648},{"$f":"IF($B3948>$F3948,0,IF($C3948>$G3948,0,ROUND(((($F3948-$B3948)/100)*IF('DBH-Upgrade'!$K$6='DBH-Upgrade'!$K$8,$BZ3962,($BE3948/(($F3948-18)/100))))+((($B3948-18)/100)*$CA3962),0)))","v":6195},{"v":1.5,"d":"1.500"},1.08,1.08,1.08,458,{"$f":"IF($B3948>$F3948,0,IF($C3948>$G3948,0,ROUND(((($F3948-$B3948)/100)*(IF('DBH-Upgrade'!$K$6='DBH-Upgrade'!$K$8,$BZ3962,($BE3948/(($F3948-18)/100))))*$CH3962)+((($B3948-18)/100)*$CA3962*$CE3962*$CG3962),0)))","v":578},{"$f":"IF($B3948>$F3948,0,IF($C3948>$G3948,0,ROUND(((($F3948-$B3948)/100)*(IF('DBH-Upgrade'!$K$6='DBH-Upgrade'!$K$8,$BZ3962,($BE3948/(($F3948-18)/100))))*$CH3962)+((($B3948-18)/100)*$CA3962*$CD3962*$CG3962),0)))","v":605},{"$f":"IF($B3948>$F3948,0,IF($C3948>$G3948,0,ROUND(((($F3948-$B3948)/100)*(IF('DBH-Upgrade'!$K$6='DBH-Upgrade'!$K$8,$BZ3962,($BE3948/(($F3948-18)/100))))*$CH3962)+((($B3948-18)/100)*$CA3962*$CG3962),0)))","v":708},24,30,31,37,{"v":3.4687563717964143E-3,"d":"0.00"},{"v":5.2936818620442265E-3,"d":"0.01"},{"v":0.005633362222117774,"d":"0.01"},{"v":0.007882336340608758,"d":"0.01"},0.0001276,1.7219,2,3.76611E-4,{"$f":"IF($B3948>$F3948,0,IF($C3948>$G3948,0,ROUND((((($F3948-$B3948)/100)*IF('DBH-Upgrade'!$K$6='DBH-Upgrade'!$K$8,$CC3962,($BF3948/(($F3948-18)/100))))+((($B3948-18)/100)*$CB3962))*IF($E3948>50,IF($G3948=11,(1-(($E3948-50)*0.005)),IF($G3948=16,(1-(($E3948-50)*0.005)),IF($G3948=21,(1-(($E3948-50)*0.005)),1))),1)*$CE3962,0)))","v":299},{"$f":"IF($B3948>$F3948,0,IF($C3948>$G3948,0,ROUND((((($F3948-$B3948)/100)*IF('DBH-Upgrade'!$K$6='DBH-Upgrade'!$K$8,$CC3962,($BF3948/(($F3948-18)/100))))+((($B3948-18)/100)*$CB3962))*IF($E3948>50,IF($G3948=11,(1-(($E3948-50)*0.005)),IF($G3948=16,(1-(($E3948-50)*0.005)),IF($G3948=21,(1-(($E3948-50)*0.005)),1))),1)*$CD3962,0)))","v":327},{"$f":"IF($B3948>$F3948,0,IF($C3948>$G3948,0,ROUND((((($F3948-$B3948)/100)*IF('DBH-Upgrade'!$K$6='DBH-Upgrade'!$K$8,$CC3962,($BF3948/(($F3948-18)/100))))+((($B3948-18)/100)*$CB3962))*IF($E3948>50,IF($G3948=11,(1-(($E3948-50)*0.005)),IF($G3948=16,(1-(($E3948-50)*0.005)),IF($G3948=21,(1-(($E3948-50)*0.005)),1))),1),0)))","v":436},0.95,0.95,0.95,{"$f":"AK3948*POWER(CF_cool,AN3948)","v":237.7663560436608},{"$f":"AL3948*POWER(CF_cool,AO3948)","v":260.032101760124},{"$f":"AM3948*POWER(CF_cool,AP3948)","v":346.7094690134987},51,56,75,{"v":0.01451686042762794,"d":"0.01"},{"v":0.017350624691571902,"d":"0.02"},{"v":0.030313110640699293,"d":"0.03"},3.2,6,6.7,9,null,7097,null,{"v":0.8,"d":"80%"},null,null,0,11.8,13.7,21.85,null,1,1,1,237.7663560436608,260.032101760124,346.7094690134987,null,0,0,0,1,1615,3238,442,63,0.6929174768045717,0.6576204296006558,null,0.16320641939358696,0.08064538055291112,0.783779121140337,0.783779121140337,null,0]
["3902402115",{"$f":"'DBH-Upgrade'!$K$8-$CL3949","v":80},15,3,90,240,21,21.5,0,26,30,48.1,{"v":7238.400000000001,"d":"7238"},{"$f":"IF($B3949>$F3949,0,IF($C3949>$G3949,0,ROUND((((($F3949-$B3949)/100)*IF('DBH-Upgrade'!$K$6='DBH-Upgrade'!$K$8,$BZ3963,($BE3949/(($F3949-18)/100))))+((($B3949-18)/100)*$CA3963))*$CE3963,0)))","v":5108},{"$f":"IF($B3949>$F3949,0,IF($C3949>$G3949,0,ROUND((((($F3949-$B3949)/100)*IF('DBH-Upgrade'!$K$6='DBH-Upgrade'!$K$8,$BZ3963,($BE3949/(($F3949-18)/100))))+((($B3949-18)/100)*$CA3963))*$CD3963,0)))","v":5294},{"$f":"IF($B3949>$F3949,0,IF($C3949>$G3949,0,ROUND(((($F3949-$B3949)/100)*IF('DBH-Upgrade'!$K$6='DBH-Upgrade'!$K$8,$BZ3963,($BE3949/(($F3949-18)/100))))+((($B3949-18)/100)*$CA3963),0)))","v":7763},{"v":1.5,"d":"1.500"},1.05,1.05,1.05,584,{"$f":"IF($B3949>$F3949,0,IF($C3949>$G3949,0,ROUND(((($F3949-$B3949)/100)*(IF('DBH-Upgrade'!$K$6='DBH-Upgrade'!$K$8,$BZ3963,($BE3949/(($F3949-18)/100))))*$CH3963)+((($B3949-18)/100)*$CA3963*$CE3963*$CG3963),0)))","v":748},{"$f":"IF($B3949>$F3949,0,IF($C3949>$G3949,0,ROUND(((($F3949-$B3949)/100)*(IF('DBH-Upgrade'!$K$6='DBH-Upgrade'!$K$8,$BZ3963,($BE3949/(($F3949-18)/100))))*$CH3963)+((($B3949-18)/100)*$CA3963*$CD3963*$CG3963),0)))","v":764},{"$f":"IF($B3949>$F3949,0,IF($C3949>$G3949,0,ROUND(((($F3949-$B3949)/100)*(IF('DBH-Upgrade'!$K$6='DBH-Upgrade'!$K$8,$BZ3963,($BE3949/(($F3949-18)/100))))*$CH3963)+((($B3949-18)/100)*$CA3963*$CG3963),0)))","v":970},30,39,39,50,{"v":0.008479198504088454,"d":"0.01"},{"v":0.013860842270016696,"d":"0.01"},{"v":0.013860842270016696,"d":"0.01"},{"v":0.022102490421171864,"d":"0.02"},0.0001276,1.7219,4,0.000514201,{"$f":"IF($B3949>$F3949,0,IF($C3949>$G3949,0,ROUND((((($F3949-$B3949)/100)*IF('DBH-Upgrade'!$K$6='DBH-Upgrade'!$K$8,$CC3963,($BF3949/(($F3949-18)/100))))+((($B3949-18)/100)*$CB3963))*IF($E3949>50,IF($G3949=11,(1-(($E3949-50)*0.005)),IF($G3949=16,(1-(($E3949-50)*0.005)),IF($G3949=21,(1-(($E3949-50)*0.005)),1))),1)*$CE3963,0)))","v":336},{"$f":"IF($B3949>$F3949,0,IF($C3949>$G3949,0,ROUND((((($F3949-$B3949)/100)*IF('DBH-Upgrade'!$K$6='DBH-Upgrade'!$K$8,$CC3963,($BF3949/(($F3949-18)/100))))+((($B3949-18)/100)*$CB3963))*IF($E3949>50,IF($G3949=11,(1-(($E3949-50)*0.005)),IF($G3949=16,(1-(($E3949-50)*0.005)),IF($G3949=21,(1-(($E3949-50)*0.005)),1))),1)*$CD3963,0)))","v":348},{"$f":"IF($B3949>$F3949,0,IF($C3949>$G3949,0,ROUND((((($F3949-$B3949)/100)*IF('DBH-Upgrade'!$K$6='DBH-Upgrade'!$K$8,$CC3963,($BF3949/(($F3949-18)/100))))+((($B3949-18)/100)*$CB3963))*IF($E3949>50,IF($G3949=11,(1-(($E3949-50)*0.005)),IF($G3949=16,(1-(($E3949-50)*0.005)),IF($G3949=21,(1-(($E3949-50)*0.005)),1))),1),0)))","v":510},0.85,0.85,0.85,{"$f":"AK3949*POWER(CF_cool,AN3949)","v":273.7123310115702},{"$f":"AL3949*POWER(CF_cool,AO3949)","v":283.48777140484054},{"$f":"AM3949*POWER(CF_cool,AP3949)","v":415.4562167139905},59,61,89,{"v":0.030180152229181034,"d":"0.03"},{"v":0.03213627182198558,"d":"0.03"},{"v":0.06556781081874466,"d":"0.07"},6.4,6,6.7,9,null,9048,null,{"v":0.8,"d":"80%"},null,null,0,11.8,13.7,21.85,null,1,1,1,273.7123310115702,283.48777140484054,415.4562167139905,null,0,0,0,1,3238,4735,725,75,0.6929174768045717,0.6576204296006558,null,0.15781864009190116,0.08064538055291112,0.7952052041594007,0.7952052041594007,null,0]
["3902601015",{"$f":"'DBH-Upgrade'!$K$8-$CL3950","v":80},15,3,90,260,10,11.5,0,26,30,48.1,{"v":3203.1,"d":"3203"},{"$f":"IF($B3950>$F3950,0,IF($C3950>$G3950,0,ROUND((((($F3950-$B3950)/100)*IF('DBH-Upgrade'!$K$6='DBH-Upgrade'!$K$8,$BZ3964,($BE3950/(($F3950-18)/100))))+((($B3950-18)/100)*$CA3964))*$CE3964,0)))","v":0},{"$f":"IF($B3950>$F3950,0,IF($C3950>$G3950,0,ROUND((((($F3950-$B3950)/100)*IF('DBH-Upgrade'!$K$6='DBH-Upgrade'!$K$8,$BZ3964,($BE3950/(($F3950-18)/100))))+((($B3950-18)/100)*$CA3964))*$CD3964,0)))","v":0},{"$f":"IF($B3950>$F3950,0,IF($C3950>$G3950,0,ROUND(((($F3950-$B3950)/100)*IF('DBH-Upgrade'!$K$6='DBH-Upgrade'!$K$8,$BZ3964,($BE3950/(($F3950-18)/100))))+((($B3950-18)/100)*$CA3964),0)))","v":0},{"v":1.5,"d":"1.500"},1.08,1.08,1.08,258,{"$f":"IF($B3950>$F3950,0,IF($C3950>$G3950,0,ROUND(((($F3950-$B3950)/100)*(IF('DBH-Upgrade'!$K$6='DBH-Upgrade'!$K$8,$BZ3964,($BE3950/(($F3950-18)/100))))*$CH3964)+((($B3950-18)/100)*$CA3964*$CE3964*$CG3964),0)))","v":0},{"$f":"IF($B3950>$F3950,0,IF($C3950>$G3950,0,ROUND(((($F3950-$B3950)/100)*(IF('DBH-Upgrade'!$K$6='DBH-Upgrade'!$K$8,$BZ3964,($BE3950/(($F3950-18)/100))))*$CH3964)+((($B3950-18)/100)*$CA3964*$CD3964*$CG3964),0)))","v":0},{"$f":"IF($B3950>$F3950,0,IF($C3950>$G3950,0,ROUND(((($F3950-$B3950)/100)*(IF('DBH-Upgrade'!$K$6='DBH-Upgrade'!$K$8,$BZ3964,($BE3950/(($F3950-18)/100))))*$CH3964)+((($B3950-18)/100)*$CA3964*$CG3964),0)))","v":0},13,0,0,0,{"v":0.002243000767824925,"d":"0.00"},{"v":0,"d":"0.00"},{"v":0,"d":"0.00"},{"v":0,"d":"0.00"},3.969E-4,1.7346,2,0.000367347,{"$f":"IF($B3950>$F3950,0,IF($C3950>$G3950,0,ROUND((((($F3950-$B3950)/100)*IF('DBH-Upgrade'!$K$6='DBH-Upgrade'!$K$8,$CC3964,($BF3950/(($F3950-18)/100))))+((($B3950-18)/100)*$CB3964))*IF($E3950>50,IF($G3950=11,(1-(($E3950-50)*0.005)),IF($G3950=16,(1-(($E3950-50)*0.005)),IF($G3950=21,(1-(($E3950-50)*0.005)),1))),1)*$CE3964,0)))","v":0},{"$f":"IF($B3950>$F3950,0,IF($C3950>$G3950,0,ROUND((((($F3950-$B3950)/100)*IF('DBH-Upgrade'!$K$6='DBH-Upgrade'!$K$8,$CC3964,($BF3950/(($F3950-18)/100))))+((($B3950-18)/100)*$CB3964))*IF($E3950>50,IF($G3950=11,(1-(($E3950-50)*0.005)),IF($G3950=16,(1-(($E3950-50)*0.005)),IF($G3950=21,(1-(($E3950-50)*0.005)),1))),1)*$CD3964,0)))","v":0},{"$f":"IF($B3950>$F3950,0,IF($C3950>$G3950,0,ROUND((((($F3950-$B3950)/100)*IF('DBH-Upgrade'!$K$6='DBH-Upgrade'!$K$8,$CC3964,($BF3950/(($F3950-18)/100))))+((($B3950-18)/100)*$CB3964))*IF($E3950>50,IF($G3950=11,(1-(($E3950-50)*0.005)),IF($G3950=16,(1-(($E3950-50)*0.005)),IF($G3950=21,(1-(($E3950-50)*0.005)),1))),1),0)))","v":0},0.98,0.98,0.98,{"$f":"AK3950*POWER(CF_cool,AN3950)","v":0},{"$f":"AL3950*POWER(CF_cool,AO3950)","v":0},{"$f":"AM3950*POWER(CF_cool,AP3950)","v":0},0,0,0,{"v":0,"d":"0.00"},{"v":0,"d":"0.00"},{"v":0,"d":"0.00"},1.7,6,6.7,9,null,3559,null,{"v":0.9,"d":"90%"},null,null,0,11.8,13.7,21.85,null,1,1,1,0,0,0,null,0,0,0,1,2298,4062,502,78,0.7688559120374613,0.7053868583882835,null,0.16320641939358696,0.08064538055291112,0.7952052041594007,0.7952052041594007,null,0]
["3902601115",{"$f":"'DBH-Upgrade'!$K$8-$CL3951","v":80},15,3,90,260,11,11.5,0,26,30,48.1,{"v":3108.28,"d":"3108"},{"$f":"IF($B3951>$F3951,0,IF($C3951>$G3951,0,ROUND((((($F3951-$B3951)/100)*IF('DBH-Upgrade'!$K$6='DBH-Upgrade'!$K$8,$BZ3965,($BE3951/(($F3951-18)/100))))+((($B3951-18)/100)*$CA3965))*$CE3965,0)))","v":0},{"$f":"IF($B3951>$F3951,0,IF($C3951>$G3951,0,ROUND((((($F3951-$B3951)/100)*IF('DBH-Upgrade'!$K$6='DBH-Upgrade'!$K$8,$BZ3965,($BE3951/(($F3951-18)/100))))+((($B3951-18)/100)*$CA3965))*$CD3965,0)))","v":0},{"$f":"IF($B3951>$F3951,0,IF($C3951>$G3951,0,ROUND(((($F3951-$B3951)/100)*IF('DBH-Upgrade'!$K$6='DBH-Upgrade'!$K$8,$BZ3965,($BE3951/(($F3951-18)/100))))+((($B3951-18)/100)*$CA3965),0)))","v":0},{"v":1.5,"d":"1.500"},1.1,1.1,1.1,251,{"$f":"IF($B3951>$F3951,0,IF($C3951>$G3951,0,ROUND(((($F3951-$B3951)/100)*(IF('DBH-Upgrade'!$K$6='DBH-Upgrade'!$K$8,$BZ3965,($BE3951/(($F3951-18)/100))))*$CH3965)+((($B3951-18)/100)*$CA3965*$CE3965*$CG3965),0)))","v":0},{"$f":"IF($B3951>$F3951,0,IF($C3951>$G3951,0,ROUND(((($F3951-$B3951)/100)*(IF('DBH-Upgrade'!$K$6='DBH-Upgrade'!$K$8,$BZ3965,($BE3951/(($F3951-18)/100))))*$CH3965)+((($B3951-18)/100)*$CA3965*$CD3965*$CG3965),0)))","v":0},{"$f":"IF($B3951>$F3951,0,IF($C3951>$G3951,0,ROUND(((($F3951-$B3951)/100)*(IF('DBH-Upgrade'!$K$6='DBH-Upgrade'!$K$8,$BZ3965,($BE3951/(($F3951-18)/100))))*$CH3965)+((($B3951-18)/100)*$CA3965*$CG3965),0)))","v":0},13,0,0,0,{"v":4.22033711844985E-3,"d":"0.00"},{"v":0,"d":"0.00"},{"v":0,"d":"0.00"},{"v":0,"d":"0.00"},3.969E-4,1.7346,4,0.000574288,{"$f":"IF($B3951>$F3951,0,IF($C3951>$G3951,0,ROUND((((($F3951-$B3951)/100)*IF('DBH-Upgrade'!$K$6='DBH-Upgrade'!$K$8,$CC3965,($BF3951/(($F3951-18)/100))))+((($B3951-18)/100)*$CB3965))*IF($E3951>50,IF($G3951=11,(1-(($E3951-50)*0.005)),IF($G3951=16,(1-(($E3951-50)*0.005)),IF($G3951=21,(1-(($E3951-50)*0.005)),1))),1)*$CE3965,0)))","v":0},{"$f":"IF($B3951>$F3951,0,IF($C3951>$G3951,0,ROUND((((($F3951-$B3951)/100)*IF('DBH-Upgrade'!$K$6='DBH-Upgrade'!$K$8,$CC3965,($BF3951/(($F3951-18)/100))))+((($B3951-18)/100)*$CB3965))*IF($E3951>50,IF($G3951=11,(1-(($E3951-50)*0.005)),IF($G3951=16,(1-(($E3951-50)*0.005)),IF($G3951=21,(1-(($E3951-50)*0.005)),1))),1)*$CD3965,0)))","v":0},{"$f":"IF($B3951>$F3951,0,IF($C3951>$G3951,0,ROUND((((($F3951-$B3951)/100)*IF('DBH-Upgrade'!$K$6='DBH-Upgrade'!$K$8,$CC3965,($BF3951/(($F3951-18)/100))))+((($B3951-18)/100)*$CB3965))*IF($E3951>50,IF($G3951=11,(1-(($E3951-50)*0.005)),IF($G3951=16,(1-(($E3951-50)*0.005)),IF($G3951=21,(1-(($E3951-50)*0.005)),1))),1),0)))","v":0},0.95,0.95,0.95,{"$f":"AK3951*POWER(CF_cool,AN3951)","v":0},{"$f":"AL3951*POWER(CF_cool,AO3951)","v":0},{"$f":"AM3951*POWER(CF_cool,AP3951)","v":0},0,0,0,{"v":0,"d":"0.00"},{"v":0,"d":"0.00"},{"v":0,"d":"0.00"},3.5,6,6.7,9,null,4571,null,{"v":0.68,"d":"68%"},null,null,0,11.8,13.7,21.85,null,1,1,1,0,0,0,null,0,0,0,1,2489,6098,791,92,0.6929174768045717,0.6576204296006558,null,0.1716349180255756,0.08064538055291112,0.8146200327725304,0.8146200327725304,null,0]
["3902601515",{"$f":"'DBH-Upgrade'!$K$8-$CL3952","v":60},15,3,90,260,15,16.5,0,26,30,48.1,{"v":4409.6,"d":"4410"},{"$f":"IF($B3952>$F3952,0,IF($C3952>$G3952,0,ROUND((((($F3952-$B3952)/100)*IF('DBH-Upgrade'!$K$6='DBH-Upgrade'!$K$8,$BZ3966,($BE3952/(($F3952-18)/100))))+((($B3952-18)/100)*$CA3966))*$CE3966,0)))","v":3020},{"$f":"IF($B3952>$F3952,0,IF($C3952>$G3952,0,ROUND((((($F3952-$B3952)/100)*IF('DBH-Upgrade'!$K$6='DBH-Upgrade'!$K$8,$BZ3966,($BE3952/(($F3952-18)/100))))+((($B3952-18)/100)*$CA3966))*$CD3966,0)))","v":3130},{"$f":"IF($B3952>$F3952,0,IF($C3952>$G3952,0,ROUND(((($F3952-$B3952)/100)*IF('DBH-Upgrade'!$K$6='DBH-Upgrade'!$K$8,$BZ3966,($BE3952/(($F3952-18)/100))))+((($B3952-18)/100)*$CA3966),0)))","v":4590},{"v":1.5,"d":"1.500"},1.08,1.08,1.08,356,{"$f":"IF($B3952>$F3952,0,IF($C3952>$G3952,0,ROUND(((($F3952-$B3952)/100)*(IF('DBH-Upgrade'!$K$6='DBH-Upgrade'!$K$8,$BZ3966,($BE3952/(($F3952-18)/100))))*$CH3966)+((($B3952-18)/100)*$CA3966*$CE3966*$CG3966),0)))","v":407},{"$f":"IF($B3952>$F3952,0,IF($C3952>$G3952,0,ROUND(((($F3952-$B3952)/100)*(IF('DBH-Upgrade'!$K$6='DBH-Upgrade'!$K$8,$BZ3966,($BE3952/(($F3952-18)/100))))*$CH3966)+((($B3952-18)/100)*$CA3966*$CD3966*$CG3966),0)))","v":412},{"$f":"IF($B3952>$F3952,0,IF($C3952>$G3952,0,ROUND(((($F3952-$B3952)/100)*(IF('DBH-Upgrade'!$K$6='DBH-Upgrade'!$K$8,$BZ3966,($BE3952/(($F3952-18)/100))))*$CH3966)+((($B3952-18)/100)*$CA3966*$CG3966),0)))","v":482},18,21,21,25,{"v":0.002929464041574992,"d":"0.00"},{"v":0.003904378097242142,"d":"0.00"},{"v":0.003904378097242142,"d":"0.00"},{"v":0.005406342721055818,"d":"0.01"},0.0002083,1.724,2,0.000461829,{"$f":"IF($B3952>$F3952,0,IF($C3952>$G3952,0,ROUND((((($F3952-$B3952)/100)*IF('DBH-Upgrade'!$K$6='DBH-Upgrade'!$K$8,$CC3966,($BF3952/(($F3952-18)/100))))+((($B3952-18)/100)*$CB3966))*IF($E3952>50,IF($G3952=11,(1-(($E3952-50)*0.005)),IF($G3952=16,(1-(($E3952-50)*0.005)),IF($G3952=21,(1-(($E3952-50)*0.005)),1))),1)*$CE3966,0)))","v":205},{"$f":"IF($B3952>$F3952,0,IF($C3952>$G3952,0,ROUND((((($F3952-$B3952)/100)*IF('DBH-Upgrade'!$K$6='DBH-Upgrade'!$K$8,$CC3966,($BF3952/(($F3952-18)/100))))+((($B3952-18)/100)*$CB3966))*IF($E3952>50,IF($G3952=11,(1-(($E3952-50)*0.005)),IF($G3952=16,(1-(($E3952-50)*0.005)),IF($G3952=21,(1-(($E3952-50)*0.005)),1))),1)*$CD3966,0)))","v":213},{"$f":"IF($B3952>$F3952,0,IF($C3952>$G3952,0,ROUND((((($F3952-$B3952)/100)*IF('DBH-Upgrade'!$K$6='DBH-Upgrade'!$K$8,$CC3966,($BF3952/(($F3952-18)/100))))+((($B3952-18)/100)*$CB3966))*IF($E3952>50,IF($G3952=11,(1-(($E3952-50)*0.005)),IF($G3952=16,(1-(($E3952-50)*0.005)),IF($G3952=21,(1-(($E3952-50)*0.005)),1))),1),0)))","v":312},1.01,1.01,1.01,{"$f":"AK3952*POWER(CF_cool,AN3952)","v":160.67471983376907},{"$f":"AL3952*POWER(CF_cool,AO3952)","v":166.94495280289178},{"$f":"AM3952*POWER(CF_cool,AP3952)","v":244.53908579578513},35,36,53,{"v":0.010148381150677671,"d":"0.01"},{"v":0.010698847267752646,"d":"0.01"},{"v":0.02212842900895419,"d":"0.02"},2.6,6,6.7,9,null,5512,null,{"v":0.8,"d":"80%"},null,null,0,11.8,13.7,21.85,null,1,1,1,160.67471983376907,166.94495280289178,244.53908579578513,null,0,0,0,1,{"$error":"#VALUE!"},0,0,{"$error":"#VALUE!"},0.7585639347228863,0.6942595523857338,null,0.16320641939358696,0.08064538055291112,0.7894714915956607,0.7894714915956607,null,20]
["3902601615",{"$f":"'DBH-Upgrade'!$K$8-$CL3953","v":60},15,3,90,260,16,16.5,0,26,30,48.1,4590,{"$f":"IF($B3953>$F3953,0,IF($C3953>$G3953,0,ROUND((((($F3953-$B3953)/100)*IF('DBH-Upgrade'!$K$6='DBH-Upgrade'!$K$8,$BZ3967,($BE3953/(($F3953-18)/100))))+((($B3953-18)/100)*$CA3967))*$CE3967,0)))","v":5570},{"$f":"IF($B3953>$F3953,0,IF($C3953>$G3953,0,ROUND((((($F3953-$B3953)/100)*IF('DBH-Upgrade'!$K$6='DBH-Upgrade'!$K$8,$BZ3967,($BE3953/(($F3953-18)/100))))+((($B3953-18)/100)*$CA3967))*$CD3967,0)))","v":5772},{"$f":"IF($B3953>$F3953,0,IF($C3953>$G3953,0,ROUND(((($F3953-$B3953)/100)*IF('DBH-Upgrade'!$K$6='DBH-Upgrade'!$K$8,$BZ3967,($BE3953/(($F3953-18)/100))))+((($B3953-18)/100)*$CA3967),0)))","v":8465},{"v":1.5,"d":"1.500"},1.1,1.1,1.1,370,{"$f":"IF($B3953>$F3953,0,IF($C3953>$G3953,0,ROUND(((($F3953-$B3953)/100)*(IF('DBH-Upgrade'!$K$6='DBH-Upgrade'!$K$8,$BZ3967,($BE3953/(($F3953-18)/100))))*$CH3967)+((($B3953-18)/100)*$CA3967*$CE3967*$CG3967),0)))","v":729},{"$f":"IF($B3953>$F3953,0,IF($C3953>$G3953,0,ROUND(((($F3953-$B3953)/100)*(IF('DBH-Upgrade'!$K$6='DBH-Upgrade'!$K$8,$BZ3967,($BE3953/(($F3953-18)/100))))*$CH3967)+((($B3953-18)/100)*$CA3967*$CD3967*$CG3967),0)))","v":736},{"$f":"IF($B3953>$F3953,0,IF($C3953>$G3953,0,ROUND(((($F3953-$B3953)/100)*(IF('DBH-Upgrade'!$K$6='DBH-Upgrade'!$K$8,$BZ3967,($BE3953/(($F3953-18)/100))))*$CH3967)+((($B3953-18)/100)*$CA3967*$CG3967),0)))","v":836},19,38,38,43,{"v":0.008139429035843615,"d":"0.01"},{"v":0.030320595623203116,"d":"0.03"},{"v":0.030320595623203116,"d":"0.03"},{"v":0.03836890884347046,"d":"0.04"},0.0002083,1.724,4,1.392796E-3,{"$f":"IF($B3953>$F3953,0,IF($C3953>$G3953,0,ROUND((((($F3953-$B3953)/100)*IF('DBH-Upgrade'!$K$6='DBH-Upgrade'!$K$8,$CC3967,($BF3953/(($F3953-18)/100))))+((($B3953-18)/100)*$CB3967))*IF($E3953>50,IF($G3953=11,(1-(($E3953-50)*0.005)),IF($G3953=16,(1-(($E3953-50)*0.005)),IF($G3953=21,(1-(($E3953-50)*0.005)),1))),1)*$CE3967,0)))","v":239},{"$f":"IF($B3953>$F3953,0,IF($C3953>$G3953,0,ROUND((((($F3953-$B3953)/100)*IF('DBH-Upgrade'!$K$6='DBH-Upgrade'!$K$8,$CC3967,($BF3953/(($F3953-18)/100))))+((($B3953-18)/100)*$CB3967))*IF($E3953>50,IF($G3953=11,(1-(($E3953-50)*0.005)),IF($G3953=16,(1-(($E3953-50)*0.005)),IF($G3953=21,(1-(($E3953-50)*0.005)),1))),1)*$CD3967,0)))","v":248},{"$f":"IF($B3953>$F3953,0,IF($C3953>$G3953,0,ROUND((((($F3953-$B3953)/100)*IF('DBH-Upgrade'!$K$6='DBH-Upgrade'!$K$8,$CC3967,($BF3953/(($F3953-18)/100))))+((($B3953-18)/100)*$CB3967))*IF($E3953>50,IF($G3953=11,(1-(($E3953-50)*0.005)),IF($G3953=16,(1-(($E3953-50)*0.005)),IF($G3953=21,(1-(($E3953-50)*0.005)),1))),1),0)))","v":364},0.95,0.95,0.95,{"$f":"AK3953*POWER(CF_cool,AN3953)","v":190.05404379409677},{"$f":"AL3953*POWER(CF_cool,AO3953)","v":197.21089063153136},{"$f":"AM3953*POWER(CF_cool,AP3953)","v":289.4546943140218},41,42,62,{"v":0.035040678681404286,"d":"0.04"},{"v":0.036686683282230625,"d":"0.04"},{"v":0.07714499047177426,"d":"0.08"},5.2,6,6.7,9,null,6750,null,{"v":0.68,"d":"68%"},null,null,0,11.8,13.7,21.85,null,1,1,1,190.05404379409677,197.21089063153136,289.4546943140218,null,0,0,0,1,{"$error":"#VALUE!"},0,0,{"$error":"#VALUE!"},0.7585639347228863,0.6942595523857338,null,0.15781864009190116,0.08064538055291112,0.7952052041594007,0.7952052041594007,null,20]
["3902602015",{"$f":"'DBH-Upgrade'!$K$8-$CL3954","v":60},15,3,90,260,20,21.5,0,26,30,48.1,{"v":6150.400000000001,"d":"6150"},{"$f":"IF($B3954>$F3954,0,IF($C3954>$G3954,0,ROUND((((($F3954-$B3954)/100)*IF('DBH-Upgrade'!$K$6='DBH-Upgrade'!$K$8,$BZ3968,($BE3954/(($F3954-18)/100))))+((($B3954-18)/100)*$CA3968))*$CE3968,0)))","v":4285},{"$f":"IF($B3954>$F3954,0,IF($C3954>$G3954,0,ROUND((((($F3954-$B3954)/100)*IF('DBH-Upgrade'!$K$6='DBH-Upgrade'!$K$8,$BZ3968,($BE3954/(($F3954-18)/100))))+((($B3954-18)/100)*$CA3968))*$CD3968,0)))","v":4727},{"$f":"IF($B3954>$F3954,0,IF($C3954>$G3954,0,ROUND(((($F3954-$B3954)/100)*IF('DBH-Upgrade'!$K$6='DBH-Upgrade'!$K$8,$BZ3968,($BE3954/(($F3954-18)/100))))+((($B3954-18)/100)*$CA3968),0)))","v":6302},{"v":1.5,"d":"1.500"},1.08,1.08,1.08,496,{"$f":"IF($B3954>$F3954,0,IF($C3954>$G3954,0,ROUND(((($F3954-$B3954)/100)*(IF('DBH-Upgrade'!$K$6='DBH-Upgrade'!$K$8,$BZ3968,($BE3954/(($F3954-18)/100))))*$CH3968)+((($B3954-18)/100)*$CA3968*$CE3968*$CG3968),0)))","v":560},{"$f":"IF($B3954>$F3954,0,IF($C3954>$G3954,0,ROUND(((($F3954-$B3954)/100)*(IF('DBH-Upgrade'!$K$6='DBH-Upgrade'!$K$8,$BZ3968,($BE3954/(($F3954-18)/100))))*$CH3968)+((($B3954-18)/100)*$CA3968*$CD3968*$CG3968),0)))","v":579},{"$f":"IF($B3954>$F3954,0,IF($C3954>$G3954,0,ROUND(((($F3954-$B3954)/100)*(IF('DBH-Upgrade'!$K$6='DBH-Upgrade'!$K$8,$BZ3968,($BE3954/(($F3954-18)/100))))*$CH3968)+((($B3954-18)/100)*$CA3968*$CG3968),0)))","v":649},26,29,30,33,{"v":0.004172917532488063,"d":"0.00"},{"v":5.129014057324458E-3,"d":"0.01"},{"v":0.005468502149459495,"d":"0.01"},{"v":0.00654894019117584,"d":"0.01"},0.0001276,1.7219,2,3.76611E-4,{"$f":"IF($B3954>$F3954,0,IF($C3954>$G3954,0,ROUND((((($F3954-$B3954)/100)*IF('DBH-Upgrade'!$K$6='DBH-Upgrade'!$K$8,$CC3968,($BF3954/(($F3954-18)/100))))+((($B3954-18)/100)*$CB3968))*IF($E3954>50,IF($G3954=11,(1-(($E3954-50)*0.005)),IF($G3954=16,(1-(($E3954-50)*0.005)),IF($G3954=21,(1-(($E3954-50)*0.005)),1))),1)*$CE3968,0)))","v":249},{"$f":"IF($B3954>$F3954,0,IF($C3954>$G3954,0,ROUND((((($F3954-$B3954)/100)*IF('DBH-Upgrade'!$K$6='DBH-Upgrade'!$K$8,$CC3968,($BF3954/(($F3954-18)/100))))+((($B3954-18)/100)*$CB3968))*IF($E3954>50,IF($G3954=11,(1-(($E3954-50)*0.005)),IF($G3954=16,(1-(($E3954-50)*0.005)),IF($G3954=21,(1-(($E3954-50)*0.005)),1))),1)*$CD3968,0)))","v":275},{"$f":"IF($B3954>$F3954,0,IF($C3954>$G3954,0,ROUND((((($F3954-$B3954)/100)*IF('DBH-Upgrade'!$K$6='DBH-Upgrade'!$K$8,$CC3968,($BF3954/(($F3954-18)/100))))+((($B3954-18)/100)*$CB3968))*IF($E3954>50,IF($G3954=11,(1-(($E3954-50)*0.005)),IF($G3954=16,(1-(($E3954-50)*0.005)),IF($G3954=21,(1-(($E3954-50)*0.005)),1))),1),0)))","v":367},0.95,0.95,0.95,{"$f":"AK3954*POWER(CF_cool,AN3954)","v":198.00609583569076},{"$f":"AL3954*POWER(CF_cool,AO3954)","v":218.68143114383517},{"$f":"AM3954*POWER(CF_cool,AP3954)","v":291.8403099265},43,47,63,{"v":0.010814556477463601,"d":"0.01"},{"v":0.012803672568722465,"d":"0.01"},{"v":0.0223510220613168,"d":"0.02"},3.5,6,6.7,9,null,7688,null,{"v":0.8,"d":"80%"},null,null,0,11.8,13.7,21.85,null,1,1,1,198.00609583569076,218.68143114383517,291.8403099265,null,0,0,0,1,1615,3238,442,63,0.6852107186854955,0.6578068517992561,null,0.16320641939358696,0.08064538055291112,0.783779121140337,0.783779121140337,null,20]
["3902602115",{"$f":"'DBH-Upgrade'!$K$8-$CL3955","v":60},15,3,90,260,21,21.5,0,26,30,48.1,{"v":7841.6,"d":"7842"},{"$f":"IF($B3955>$F3955,0,IF($C3955>$G3955,0,ROUND((((($F3955-$B3955)/100)*IF('DBH-Upgrade'!$K$6='DBH-Upgrade'!$K$8,$BZ3969,($BE3955/(($F3955-18)/100))))+((($B3955-18)/100)*$CA3969))*$CE3969,0)))","v":4961},{"$f":"IF($B3955>$F3955,0,IF($C3955>$G3955,0,ROUND((((($F3955-$B3955)/100)*IF('DBH-Upgrade'!$K$6='DBH-Upgrade'!$K$8,$BZ3969,($BE3955/(($F3955-18)/100))))+((($B3955-18)/100)*$CA3969))*$CD3969,0)))","v":5141},{"$f":"IF($B3955>$F3955,0,IF($C3955>$G3955,0,ROUND(((($F3955-$B3955)/100)*IF('DBH-Upgrade'!$K$6='DBH-Upgrade'!$K$8,$BZ3969,($BE3955/(($F3955-18)/100))))+((($B3955-18)/100)*$CA3969),0)))","v":7539},{"v":1.5,"d":"1.500"},1.05,1.05,1.05,632,{"$f":"IF($B3955>$F3955,0,IF($C3955>$G3955,0,ROUND(((($F3955-$B3955)/100)*(IF('DBH-Upgrade'!$K$6='DBH-Upgrade'!$K$8,$BZ3969,($BE3955/(($F3955-18)/100))))*$CH3969)+((($B3955-18)/100)*$CA3969*$CE3969*$CG3969),0)))","v":691},{"$f":"IF($B3955>$F3955,0,IF($C3955>$G3955,0,ROUND(((($F3955-$B3955)/100)*(IF('DBH-Upgrade'!$K$6='DBH-Upgrade'!$K$8,$BZ3969,($BE3955/(($F3955-18)/100))))*$CH3969)+((($B3955-18)/100)*$CA3969*$CD3969*$CG3969),0)))","v":701},{"$f":"IF($B3955>$F3955,0,IF($C3955>$G3955,0,ROUND(((($F3955-$B3955)/100)*(IF('DBH-Upgrade'!$K$6='DBH-Upgrade'!$K$8,$BZ3969,($BE3955/(($F3955-18)/100))))*$CH3969)+((($B3955-18)/100)*$CA3969*$CG3969),0)))","v":841},33,36,36,43,{"v":0.010547000466151682,"d":"0.01"},{"v":0.012407854582135322,"d":"0.01"},{"v":0.012407854582135322,"d":"0.01"},{"v":0.017298004630727202,"d":"0.02"},0.0001276,1.7219,4,0.000514201,{"$f":"IF($B3955>$F3955,0,IF($C3955>$G3955,0,ROUND((((($F3955-$B3955)/100)*IF('DBH-Upgrade'!$K$6='DBH-Upgrade'!$K$8,$CC3969,($BF3955/(($F3955-18)/100))))+((($B3955-18)/100)*$CB3969))*IF($E3955>50,IF($G3955=11,(1-(($E3955-50)*0.005)),IF($G3955=16,(1-(($E3955-50)*0.005)),IF($G3955=21,(1-(($E3955-50)*0.005)),1))),1)*$CE3969,0)))","v":272},{"$f":"IF($B3955>$F3955,0,IF($C3955>$G3955,0,ROUND((((($F3955-$B3955)/100)*IF('DBH-Upgrade'!$K$6='DBH-Upgrade'!$K$8,$CC3969,($BF3955/(($F3955-18)/100))))+((($B3955-18)/100)*$CB3969))*IF($E3955>50,IF($G3955=11,(1-(($E3955-50)*0.005)),IF($G3955=16,(1-(($E3955-50)*0.005)),IF($G3955=21,(1-(($E3955-50)*0.005)),1))),1)*$CD3969,0)))","v":282},{"$f":"IF($B3955>$F3955,0,IF($C3955>$G3955,0,ROUND((((($F3955-$B3955)/100)*IF('DBH-Upgrade'!$K$6='DBH-Upgrade'!$K$8,$CC3969,($BF3955/(($F3955-18)/100))))+((($B3955-18)/100)*$CB3969))*IF($E3955>50,IF($G3955=11,(1-(($E3955-50)*0.005)),IF($G3955=16,(1-(($E3955-50)*0.005)),IF($G3955=21,(1-(($E3955-50)*0.005)),1))),1),0)))","v":413},0.85,0.85,0.85,{"$f":"AK3955*POWER(CF_cool,AN3955)","v":221.57664891412827},{"$f":"AL3955*POWER(CF_cool,AO3955)","v":229.72284924185357},{"$f":"AM3955*POWER(CF_cool,AP3955)","v":336.438073535055},48,49,72,{"v":0.021255073074050414,"d":"0.02"},{"v":0.02209245734523095,"d":"0.02"},{"v":0.04550984729132541,"d":"0.05"},6.9,6,6.7,9,null,9802,null,{"v":0.8,"d":"80%"},null,null,0,11.8,13.7,21.85,null,1,1,1,221.57664891412827,229.72284924185357,336.438073535055,null,0,0,0,1,3238,4735,725,75,0.6852107186854955,0.6578068517992561,null,0.15781864009190116,0.08064538055291112,0.7952052041594007,0.7952052041594007,null,20]
["3902801015",{"$f":"'DBH-Upgrade'!$K$8-$CL3956","v":60},15,3,90,280,10,11.5,0,26,30,48.9,{"v":3449.7000000000003,"d":"3450"},{"$f":"IF($B3956>$F3956,0,IF($C3956>$G3956,0,ROUND((((($F3956-$B3956)/100)*IF('DBH-Upgrade'!$K$6='DBH-Upgrade'!$K$8,$BZ3970,($BE3956/(($F3956-18)/100))))+((($B3956-18)/100)*$CA3970))*$CE3970,0)))","v":0},{"$f":"IF($B3956>$F3956,0,IF($C3956>$G3956,0,ROUND((((($F3956-$B3956)/100)*IF('DBH-Upgrade'!$K$6='DBH-Upgrade'!$K$8,$BZ3970,($BE3956/(($F3956-18)/100))))+((($B3956-18)/100)*$CA3970))*$CD3970,0)))","v":0},{"$f":"IF($B3956>$F3956,0,IF($C3956>$G3956,0,ROUND(((($F3956-$B3956)/100)*IF('DBH-Upgrade'!$K$6='DBH-Upgrade'!$K$8,$BZ3970,($BE3956/(($F3956-18)/100))))+((($B3956-18)/100)*$CA3970),0)))","v":0},{"v":1.5,"d":"1.500"},1.08,1.08,1.08,278,{"$f":"IF($B3956>$F3956,0,IF($C3956>$G3956,0,ROUND(((($F3956-$B3956)/100)*(IF('DBH-Upgrade'!$K$6='DBH-Upgrade'!$K$8,$BZ3970,($BE3956/(($F3956-18)/100))))*$CH3970)+((($B3956-18)/100)*$CA3970*$CE3970*$CG3970),0)))","v":0},{"$f":"IF($B3956>$F3956,0,IF($C3956>$G3956,0,ROUND(((($F3956-$B3956)/100)*(IF('DBH-Upgrade'!$K$6='DBH-Upgrade'!$K$8,$BZ3970,($BE3956/(($F3956-18)/100))))*$CH3970)+((($B3956-18)/100)*$CA3970*$CD3970*$CG3970),0)))","v":0},{"$f":"IF($B3956>$F3956,0,IF($C3956>$G3956,0,ROUND(((($F3956-$B3956)/100)*(IF('DBH-Upgrade'!$K$6='DBH-Upgrade'!$K$8,$BZ3970,($BE3956/(($F3956-18)/100))))*$CH3970)+((($B3956-18)/100)*$CA3970*$CG3970),0)))","v":0},14,0,0,0,{"v":2.7157985577206424E-3,"d":"0.00"},{"v":0,"d":"0.00"},{"v":0,"d":"0.00"},{"v":0,"d":"0.00"},3.969E-4,1.7346,2,0.000367347,{"$f":"IF($B3956>$F3956,0,IF($C3956>$G3956,0,ROUND((((($F3956-$B3956)/100)*IF('DBH-Upgrade'!$K$6='DBH-Upgrade'!$K$8,$CC3970,($BF3956/(($F3956-18)/100))))+((($B3956-18)/100)*$CB3970))*IF($E3956>50,IF($G3956=11,(1-(($E3956-50)*0.005)),IF($G3956=16,(1-(($E3956-50)*0.005)),IF($G3956=21,(1-(($E3956-50)*0.005)),1))),1)*$CE3970,0)))","v":0},{"$f":"IF($B3956>$F3956,0,IF($C3956>$G3956,0,ROUND((((($F3956-$B3956)/100)*IF('DBH-Upgrade'!$K$6='DBH-Upgrade'!$K$8,$CC3970,($BF3956/(($F3956-18)/100))))+((($B3956-18)/100)*$CB3970))*IF($E3956>50,IF($G3956=11,(1-(($E3956-50)*0.005)),IF($G3956=16,(1-(($E3956-50)*0.005)),IF($G3956=21,(1-(($E3956-50)*0.005)),1))),1)*$CD3970,0)))","v":0},{"$f":"IF($B3956>$F3956,0,IF($C3956>$G3956,0,ROUND((((($F3956-$B3956)/100)*IF('DBH-Upgrade'!$K$6='DBH-Upgrade'!$K$8,$CC3970,($BF3956/(($F3956-18)/100))))+((($B3956-18)/100)*$CB3970))*IF($E3956>50,IF($G3956=11,(1-(($E3956-50)*0.005)),IF($G3956=16,(1-(($E3956-50)*0.005)),IF($G3956=21,(1-(($E3956-50)*0.005)),1))),1),0)))","v":0},0.98,0.98,0.98,{"$f":"AK3956*POWER(CF_cool,AN3956)","v":0},{"$f":"AL3956*POWER(CF_cool,AO3956)","v":0},{"$f":"AM3956*POWER(CF_cool,AP3956)","v":0},0,0,0,{"v":0,"d":"0.00"},{"v":0,"d":"0.00"},{"v":0,"d":"0.00"},1.9,6,6.7,9,null,3833,null,{"v":0.9,"d":"90%"},null,null,0,11.8,13.7,21.85,null,1,1,1,0,0,0,null,0,0,0,1,2298,4062,502,78,0.7585639347228863,0.6942595523857338,null,0.16320641939358696,0.08064538055291112,0.7952052041594007,0.7952052041594007,null,20]
["3902801115",{"$f":"'DBH-Upgrade'!$K$8-$CL3957","v":60},15,3,90,280,11,11.5,0,26,30,48.9,{"v":3346.96,"d":"3347"},{"$f":"IF($B3957>$F3957,0,IF($C3957>$G3957,0,ROUND((((($F3957-$B3957)/100)*IF('DBH-Upgrade'!$K$6='DBH-Upgrade'!$K$8,$BZ3971,($BE3957/(($F3957-18)/100))))+((($B3957-18)/100)*$CA3971))*$CE3971,0)))","v":0},{"$f":"IF($B3957>$F3957,0,IF($C3957>$G3957,0,ROUND((((($F3957-$B3957)/100)*IF('DBH-Upgrade'!$K$6='DBH-Upgrade'!$K$8,$BZ3971,($BE3957/(($F3957-18)/100))))+((($B3957-18)/100)*$CA3971))*$CD3971,0)))","v":0},{"$f":"IF($B3957>$F3957,0,IF($C3957>$G3957,0,ROUND(((($F3957-$B3957)/100)*IF('DBH-Upgrade'!$K$6='DBH-Upgrade'!$K$8,$BZ3971,($BE3957/(($F3957-18)/100))))+((($B3957-18)/100)*$CA3971),0)))","v":0},{"v":1.5,"d":"1.500"},1.1,1.1,1.1,270,{"$f":"IF($B3957>$F3957,0,IF($C3957>$G3957,0,ROUND(((($F3957-$B3957)/100)*(IF('DBH-Upgrade'!$K$6='DBH-Upgrade'!$K$8,$BZ3971,($BE3957/(($F3957-18)/100))))*$CH3971)+((($B3957-18)/100)*$CA3971*$CE3971*$CG3971),0)))","v":0},{"$f":"IF($B3957>$F3957,0,IF($C3957>$G3957,0,ROUND(((($F3957-$B3957)/100)*(IF('DBH-Upgrade'!$K$6='DBH-Upgrade'!$K$8,$BZ3971,($BE3957/(($F3957-18)/100))))*$CH3971)+((($B3957-18)/100)*$CA3971*$CD3971*$CG3971),0)))","v":0},{"$f":"IF($B3957>$F3957,0,IF($C3957>$G3957,0,ROUND(((($F3957-$B3957)/100)*(IF('DBH-Upgrade'!$K$6='DBH-Upgrade'!$K$8,$BZ3971,($BE3957/(($F3957-18)/100))))*$CH3971)+((($B3957-18)/100)*$CA3971*$CG3971),0)))","v":0},14,0,0,0,{"v":0.005123489270641285,"d":"0.01"},{"v":0,"d":"0.00"},{"v":0,"d":"0.00"},{"v":0,"d":"0.00"},3.969E-4,1.7346,4,0.000574288,{"$f":"IF($B3957>$F3957,0,IF($C3957>$G3957,0,ROUND((((($F3957-$B3957)/100)*IF('DBH-Upgrade'!$K$6='DBH-Upgrade'!$K$8,$CC3971,($BF3957/(($F3957-18)/100))))+((($B3957-18)/100)*$CB3971))*IF($E3957>50,IF($G3957=11,(1-(($E3957-50)*0.005)),IF($G3957=16,(1-(($E3957-50)*0.005)),IF($G3957=21,(1-(($E3957-50)*0.005)),1))),1)*$CE3971,0)))","v":0},{"$f":"IF($B3957>$F3957,0,IF($C3957>$G3957,0,ROUND((((($F3957-$B3957)/100)*IF('DBH-Upgrade'!$K$6='DBH-Upgrade'!$K$8,$CC3971,($BF3957/(($F3957-18)/100))))+((($B3957-18)/100)*$CB3971))*IF($E3957>50,IF($G3957=11,(1-(($E3957-50)*0.005)),IF($G3957=16,(1-(($E3957-50)*0.005)),IF($G3957=21,(1-(($E3957-50)*0.005)),1))),1)*$CD3971,0)))","v":0},{"$f":"IF($B3957>$F3957,0,IF($C3957>$G3957,0,ROUND((((($F3957-$B3957)/100)*IF('DBH-Upgrade'!$K$6='DBH-Upgrade'!$K$8,$CC3971,($BF3957/(($F3957-18)/100))))+((($B3957-18)/100)*$CB3971))*IF($E3957>50,IF($G3957=11,(1-(($E3957-50)*0.005)),IF($G3957=16,(1-(($E3957-50)*0.005)),IF($G3957=21,(1-(($E3957-50)*0.005)),1))),1),0)))","v":0},0.95,0.95,0.95,{"$f":"AK3957*POWER(CF_cool,AN3957)","v":0},{"$f":"AL3957*POWER(CF_cool,AO3957)","v":0},{"$f":"AM3957*POWER(CF_cool,AP3957)","v":0},0,0,0,{"v":0,"d":"0.00"},{"v":0,"d":"0.00"},{"v":0,"d":"0.00"},3.7,6,6.7,9,null,4922,null,{"v":0.68,"d":"68%"},null,null,0,11.8,13.7,21.85,null,1,1,1,0,0,0,null,0,0,0,1,2489,6098,791,92,0.6852107186854955,0.6578068517992561,null,0.1716349180255756,0.08064538055291112,0.8146200327725304,0.8146200327725304,null,20]
["3902801515",{"$f":"'DBH-Upgrade'!$K$8-$CL3958","v":80},15,3,90,280,15,16.5,0,26,30,48.9,{"v":4748.8,"d":"4749"},{"$f":"IF($B3958>$F3958,0,IF($C3958>$G3958,0,ROUND((((($F3958-$B3958)/100)*IF('DBH-Upgrade'!$K$6='DBH-Upgrade'!$K$8,$BZ3972,($BE3958/(($F3958-18)/100))))+((($B3958-18)/100)*$CA3972))*$CE3972,0)))","v":3447},{"$f":"IF($B3958>$F3958,0,IF($C3958>$G3958,0,ROUND((((($F3958-$B3958)/100)*IF('DBH-Upgrade'!$K$6='DBH-Upgrade'!$K$8,$BZ3972,($BE3958/(($F3958-18)/100))))+((($B3958-18)/100)*$CA3972))*$CD3972,0)))","v":3525},{"$f":"IF($B3958>$F3958,0,IF($C3958>$G3958,0,ROUND(((($F3958-$B3958)/100)*IF('DBH-Upgrade'!$K$6='DBH-Upgrade'!$K$8,$BZ3972,($BE3958/(($F3958-18)/100))))+((($B3958-18)/100)*$CA3972),0)))","v":5238},{"v":1.5,"d":"1.500"},1.08,1.08,1.08,383,{"$f":"IF($B3958>$F3958,0,IF($C3958>$G3958,0,ROUND(((($F3958-$B3958)/100)*(IF('DBH-Upgrade'!$K$6='DBH-Upgrade'!$K$8,$BZ3972,($BE3958/(($F3958-18)/100))))*$CH3972)+((($B3958-18)/100)*$CA3972*$CE3972*$CG3972),0)))","v":476},{"$f":"IF($B3958>$F3958,0,IF($C3958>$G3958,0,ROUND(((($F3958-$B3958)/100)*(IF('DBH-Upgrade'!$K$6='DBH-Upgrade'!$K$8,$BZ3972,($BE3958/(($F3958-18)/100))))*$CH3972)+((($B3958-18)/100)*$CA3972*$CD3972*$CG3972),0)))","v":481},{"$f":"IF($B3958>$F3958,0,IF($C3958>$G3958,0,ROUND(((($F3958-$B3958)/100)*(IF('DBH-Upgrade'!$K$6='DBH-Upgrade'!$K$8,$BZ3972,($BE3958/(($F3958-18)/100))))*$CH3972)+((($B3958-18)/100)*$CA3972*$CG3972),0)))","v":588},20,25,25,30,{"v":3.7077269885699765E-3,"d":"0.00"},{"v":0.005616248266337237,"d":"0.01"},{"v":0.005616248266337237,"d":"0.01"},{"v":7.890404686830603E-3,"d":"0.01"},0.0002083,1.724,2,0.000461829,{"$f":"IF($B3958>$F3958,0,IF($C3958>$G3958,0,ROUND((((($F3958-$B3958)/100)*IF('DBH-Upgrade'!$K$6='DBH-Upgrade'!$K$8,$CC3972,($BF3958/(($F3958-18)/100))))+((($B3958-18)/100)*$CB3972))*IF($E3958>50,IF($G3958=11,(1-(($E3958-50)*0.005)),IF($G3958=16,(1-(($E3958-50)*0.005)),IF($G3958=21,(1-(($E3958-50)*0.005)),1))),1)*$CE3972,0)))","v":263},{"$f":"IF($B3958>$F3958,0,IF($C3958>$G3958,0,ROUND((((($F3958-$B3958)/100)*IF('DBH-Upgrade'!$K$6='DBH-Upgrade'!$K$8,$CC3972,($BF3958/(($F3958-18)/100))))+((($B3958-18)/100)*$CB3972))*IF($E3958>50,IF($G3958=11,(1-(($E3958-50)*0.005)),IF($G3958=16,(1-(($E3958-50)*0.005)),IF($G3958=21,(1-(($E3958-50)*0.005)),1))),1)*$CD3972,0)))","v":269},{"$f":"IF($B3958>$F3958,0,IF($C3958>$G3958,0,ROUND((((($F3958-$B3958)/100)*IF('DBH-Upgrade'!$K$6='DBH-Upgrade'!$K$8,$CC3972,($BF3958/(($F3958-18)/100))))+((($B3958-18)/100)*$CB3972))*IF($E3958>50,IF($G3958=11,(1-(($E3958-50)*0.005)),IF($G3958=16,(1-(($E3958-50)*0.005)),IF($G3958=21,(1-(($E3958-50)*0.005)),1))),1),0)))","v":400},1.01,1.01,1.01,{"$f":"AK3958*POWER(CF_cool,AN3958)","v":206.13390885990862},{"$f":"AL3958*POWER(CF_cool,AO3958)","v":210.83658358675066},{"$f":"AM3958*POWER(CF_cool,AP3958)","v":313.5116484561348},44,45,67,{"v":0.016149490783479,"d":"0.02"},{"v":0.016844122366138695,"d":"0.02"},{"v":0.035568858817168564,"d":"0.04"},2.8,6,6.7,9,null,5936,null,{"v":0.8,"d":"80%"},null,null,0,11.8,13.7,21.85,null,1,1,1,206.13390885990862,210.83658358675066,313.5116484561348,null,0,0,0,1,{"$error":"#VALUE!"},0,0,{"$error":"#VALUE!"},0.750275090099452,0.6848867351465859,null,0.16320641939358696,0.08064538055291112,0.7894714915956607,0.7894714915956607,null,0]
["3902801615",{"$f":"'DBH-Upgrade'!$K$8-$CL3959","v":80},15,3,90,280,16,16.5,0,26,30,48.9,{"v":4942.92,"d":"4943"},{"$f":"IF($B3959>$F3959,0,IF($C3959>$G3959,0,ROUND((((($F3959-$B3959)/100)*IF('DBH-Upgrade'!$K$6='DBH-Upgrade'!$K$8,$BZ3973,($BE3959/(($F3959-18)/100))))+((($B3959-18)/100)*$CA3973))*$CE3973,0)))","v":6195},{"$f":"IF($B3959>$F3959,0,IF($C3959>$G3959,0,ROUND((((($F3959-$B3959)/100)*IF('DBH-Upgrade'!$K$6='DBH-Upgrade'!$K$8,$BZ3973,($BE3959/(($F3959-18)/100))))+((($B3959-18)/100)*$CA3973))*$CD3973,0)))","v":6334},{"$f":"IF($B3959>$F3959,0,IF($C3959>$G3959,0,ROUND(((($F3959-$B3959)/100)*IF('DBH-Upgrade'!$K$6='DBH-Upgrade'!$K$8,$BZ3973,($BE3959/(($F3959-18)/100))))+((($B3959-18)/100)*$CA3973),0)))","v":9412},{"v":1.5,"d":"1.500"},1.1,1.1,1.1,399,{"$f":"IF($B3959>$F3959,0,IF($C3959>$G3959,0,ROUND(((($F3959-$B3959)/100)*(IF('DBH-Upgrade'!$K$6='DBH-Upgrade'!$K$8,$BZ3973,($BE3959/(($F3959-18)/100))))*$CH3973)+((($B3959-18)/100)*$CA3973*$CE3973*$CG3973),0)))","v":827},{"$f":"IF($B3959>$F3959,0,IF($C3959>$G3959,0,ROUND(((($F3959-$B3959)/100)*(IF('DBH-Upgrade'!$K$6='DBH-Upgrade'!$K$8,$BZ3973,($BE3959/(($F3959-18)/100))))*$CH3973)+((($B3959-18)/100)*$CA3973*$CD3973*$CG3973),0)))","v":834},{"$f":"IF($B3959>$F3959,0,IF($C3959>$G3959,0,ROUND(((($F3959-$B3959)/100)*(IF('DBH-Upgrade'!$K$6='DBH-Upgrade'!$K$8,$BZ3973,($BE3959/(($F3959-18)/100))))*$CH3973)+((($B3959-18)/100)*$CA3973*$CG3973),0)))","v":986},21,43,43,51,{"v":0.010147098549633818,"d":"0.01"},{"v":0.03943822209788988,"d":"0.04"},{"v":0.03943822209788988,"d":"0.04"},{"v":0.05455908521836124,"d":"0.05"},0.0002083,1.724,4,1.392796E-3,{"$f":"IF($B3959>$F3959,0,IF($C3959>$G3959,0,ROUND((((($F3959-$B3959)/100)*IF('DBH-Upgrade'!$K$6='DBH-Upgrade'!$K$8,$CC3973,($BF3959/(($F3959-18)/100))))+((($B3959-18)/100)*$CB3973))*IF($E3959>50,IF($G3959=11,(1-(($E3959-50)*0.005)),IF($G3959=16,(1-(($E3959-50)*0.005)),IF($G3959=21,(1-(($E3959-50)*0.005)),1))),1)*$CE3973,0)))","v":316},{"$f":"IF($B3959>$F3959,0,IF($C3959>$G3959,0,ROUND((((($F3959-$B3959)/100)*IF('DBH-Upgrade'!$K$6='DBH-Upgrade'!$K$8,$CC3973,($BF3959/(($F3959-18)/100))))+((($B3959-18)/100)*$CB3973))*IF($E3959>50,IF($G3959=11,(1-(($E3959-50)*0.005)),IF($G3959=16,(1-(($E3959-50)*0.005)),IF($G3959=21,(1-(($E3959-50)*0.005)),1))),1)*$CD3973,0)))","v":323},{"$f":"IF($B3959>$F3959,0,IF($C3959>$G3959,0,ROUND((((($F3959-$B3959)/100)*IF('DBH-Upgrade'!$K$6='DBH-Upgrade'!$K$8,$CC3973,($BF3959/(($F3959-18)/100))))+((($B3959-18)/100)*$CB3973))*IF($E3959>50,IF($G3959=11,(1-(($E3959-50)*0.005)),IF($G3959=16,(1-(($E3959-50)*0.005)),IF($G3959=21,(1-(($E3959-50)*0.005)),1))),1),0)))","v":480},0.95,0.95,0.95,{"$f":"AK3959*POWER(CF_cool,AN3959)","v":251.2848445143706},{"$f":"AL3959*POWER(CF_cool,AO3959)","v":256.8512809434864},{"$f":"AM3959*POWER(CF_cool,AP3959)","v":381.6984979965123},54,55,82,{"v":0.06083218427856031,"d":"0.06"},{"v":0.06299588152995905,"d":"0.06"},{"v":0.13499197610686164,"d":"0.13"},5.6,6,6.7,9,null,7269,null,{"v":0.68,"d":"68%"},null,null,0,11.8,13.7,21.85,null,1,1,1,251.2848445143706,256.8512809434864,381.6984979965123,null,0,0,0,1,{"$error":"#VALUE!"},0,0,{"$error":"#VALUE!"},0.750275090099452,0.6848867351465859,null,0.15781864009190116,0.08064538055291112,0.7952052041594007,0.7952052041594007,null,0]
["3902802015",{"$f":"'DBH-Upgrade'!$K$8-$CL3960","v":80},15,3,90,280,20,21.5,0,26,30,48.9,6624,{"$f":"IF($B3960>$F3960,0,IF($C3960>$G3960,0,ROUND((((($F3960-$B3960)/100)*IF('DBH-Upgrade'!$K$6='DBH-Upgrade'!$K$8,$BZ3974,($BE3960/(($F3960-18)/100))))+((($B3960-18)/100)*$CA3974))*$CE3974,0)))","v":4838},{"$f":"IF($B3960>$F3960,0,IF($C3960>$G3960,0,ROUND((((($F3960-$B3960)/100)*IF('DBH-Upgrade'!$K$6='DBH-Upgrade'!$K$8,$BZ3974,($BE3960/(($F3960-18)/100))))+((($B3960-18)/100)*$CA3974))*$CD3974,0)))","v":5341},{"$f":"IF($B3960>$F3960,0,IF($C3960>$G3960,0,ROUND(((($F3960-$B3960)/100)*IF('DBH-Upgrade'!$K$6='DBH-Upgrade'!$K$8,$BZ3974,($BE3960/(($F3960-18)/100))))+((($B3960-18)/100)*$CA3974),0)))","v":7114},{"v":1.5,"d":"1.500"},1.08,1.08,1.08,534,{"$f":"IF($B3960>$F3960,0,IF($C3960>$G3960,0,ROUND(((($F3960-$B3960)/100)*(IF('DBH-Upgrade'!$K$6='DBH-Upgrade'!$K$8,$BZ3974,($BE3960/(($F3960-18)/100))))*$CH3974)+((($B3960-18)/100)*$CA3974*$CE3974*$CG3974),0)))","v":650},{"$f":"IF($B3960>$F3960,0,IF($C3960>$G3960,0,ROUND(((($F3960-$B3960)/100)*(IF('DBH-Upgrade'!$K$6='DBH-Upgrade'!$K$8,$BZ3974,($BE3960/(($F3960-18)/100))))*$CH3974)+((($B3960-18)/100)*$CA3974*$CD3974*$CG3974),0)))","v":679},{"$f":"IF($B3960>$F3960,0,IF($C3960>$G3960,0,ROUND(((($F3960-$B3960)/100)*(IF('DBH-Upgrade'!$K$6='DBH-Upgrade'!$K$8,$BZ3974,($BE3960/(($F3960-18)/100))))*$CH3974)+((($B3960-18)/100)*$CA3974*$CG3974),0)))","v":782},28,34,35,40,{"v":0.004955138829061838,"d":"0.00"},{"v":7.1465233484089225E-3,"d":"0.01"},{"v":0.00754858560619864,"d":"0.01"},{"v":0.009715233633681115,"d":"0.01"},0.0001276,1.7219,2,3.76611E-4,{"$f":"IF($B3960>$F3960,0,IF($C3960>$G3960,0,ROUND((((($F3960-$B3960)/100)*IF('DBH-Upgrade'!$K$6='DBH-Upgrade'!$K$8,$CC3974,($BF3960/(($F3960-18)/100))))+((($B3960-18)/100)*$CB3974))*IF($E3960>50,IF($G3960=11,(1-(($E3960-50)*0.005)),IF($G3960=16,(1-(($E3960-50)*0.005)),IF($G3960=21,(1-(($E3960-50)*0.005)),1))),1)*$CE3974,0)))","v":318},{"$f":"IF($B3960>$F3960,0,IF($C3960>$G3960,0,ROUND((((($F3960-$B3960)/100)*IF('DBH-Upgrade'!$K$6='DBH-Upgrade'!$K$8,$CC3974,($BF3960/(($F3960-18)/100))))+((($B3960-18)/100)*$CB3974))*IF($E3960>50,IF($G3960=11,(1-(($E3960-50)*0.005)),IF($G3960=16,(1-(($E3960-50)*0.005)),IF($G3960=21,(1-(($E3960-50)*0.005)),1))),1)*$CD3974,0)))","v":351},{"$f":"IF($B3960>$F3960,0,IF($C3960>$G3960,0,ROUND((((($F3960-$B3960)/100)*IF('DBH-Upgrade'!$K$6='DBH-Upgrade'!$K$8,$CC3974,($BF3960/(($F3960-18)/100))))+((($B3960-18)/100)*$CB3974))*IF($E3960>50,IF($G3960=11,(1-(($E3960-50)*0.005)),IF($G3960=16,(1-(($E3960-50)*0.005)),IF($G3960=21,(1-(($E3960-50)*0.005)),1))),1),0)))","v":467},0.95,0.95,0.95,{"$f":"AK3960*POWER(CF_cool,AN3960)","v":252.8752549226894},{"$f":"AL3960*POWER(CF_cool,AO3960)","v":279.11702665994966},{"$f":"AM3960*POWER(CF_cool,AP3960)","v":371.3608303424401},54,60,80,{"v":0.01715002428577212,"d":"0.02"},{"v":0.020945155114577188,"d":"0.02"},{"v":0.03618902146042757,"d":"0.04"},3.7,6,6.7,9,null,8280,null,{"v":0.8,"d":"80%"},null,null,0,11.8,13.7,21.85,null,1,1,1,252.8752549226894,279.11702665994966,371.3608303424401,null,0,0,0,1,1615,3238,442,63,0.681904401633284,0.6579686139337618,null,0.16320641939358696,0.08064538055291112,0.783779121140337,0.783779121140337,null,0]
["3902802115",{"$f":"'DBH-Upgrade'!$K$8-$CL3961","v":80},15,3,90,280,21,21.5,0,26,30,48.9,{"v":8444.800000000001,"d":"8445"},{"$f":"IF($B3961>$F3961,0,IF($C3961>$G3961,0,ROUND((((($F3961-$B3961)/100)*IF('DBH-Upgrade'!$K$6='DBH-Upgrade'!$K$8,$BZ3975,($BE3961/(($F3961-18)/100))))+((($B3961-18)/100)*$CA3975))*$CE3975,0)))","v":5765},{"$f":"IF($B3961>$F3961,0,IF($C3961>$G3961,0,ROUND((((($F3961-$B3961)/100)*IF('DBH-Upgrade'!$K$6='DBH-Upgrade'!$K$8,$BZ3975,($BE3961/(($F3961-18)/100))))+((($B3961-18)/100)*$CA3975))*$CD3975,0)))","v":5894},{"$f":"IF($B3961>$F3961,0,IF($C3961>$G3961,0,ROUND(((($F3961-$B3961)/100)*IF('DBH-Upgrade'!$K$6='DBH-Upgrade'!$K$8,$BZ3975,($BE3961/(($F3961-18)/100))))+((($B3961-18)/100)*$CA3975),0)))","v":8759},{"v":1.5,"d":"1.500"},1.05,1.05,1.05,681,{"$f":"IF($B3961>$F3961,0,IF($C3961>$G3961,0,ROUND(((($F3961-$B3961)/100)*(IF('DBH-Upgrade'!$K$6='DBH-Upgrade'!$K$8,$BZ3975,($BE3961/(($F3961-18)/100))))*$CH3975)+((($B3961-18)/100)*$CA3975*$CE3975*$CG3975),0)))","v":829},{"$f":"IF($B3961>$F3961,0,IF($C3961>$G3961,0,ROUND(((($F3961-$B3961)/100)*(IF('DBH-Upgrade'!$K$6='DBH-Upgrade'!$K$8,$BZ3975,($BE3961/(($F3961-18)/100))))*$CH3975)+((($B3961-18)/100)*$CA3975*$CD3975*$CG3975),0)))","v":838},{"$f":"IF($B3961>$F3961,0,IF($C3961>$G3961,0,ROUND(((($F3961-$B3961)/100)*(IF('DBH-Upgrade'!$K$6='DBH-Upgrade'!$K$8,$BZ3975,($BE3961/(($F3961-18)/100))))*$CH3975)+((($B3961-18)/100)*$CA3975*$CG3975),0)))","v":1050},35,43,43,54,{"v":0.01222772410739728,"d":"0.01"},{"v":0.017947888968718018,"d":"0.02"},{"v":0.017947888968718018,"d":"0.02"},{"v":0.02746959325874424,"d":"0.03"},0.0001276,1.7219,4,0.000514201,{"$f":"IF($B3961>$F3961,0,IF($C3961>$G3961,0,ROUND((((($F3961-$B3961)/100)*IF('DBH-Upgrade'!$K$6='DBH-Upgrade'!$K$8,$CC3975,($BF3961/(($F3961-18)/100))))+((($B3961-18)/100)*$CB3975))*IF($E3961>50,IF($G3961=11,(1-(($E3961-50)*0.005)),IF($G3961=16,(1-(($E3961-50)*0.005)),IF($G3961=21,(1-(($E3961-50)*0.005)),1))),1)*$CE3975,0)))","v":355},{"$f":"IF($B3961>$F3961,0,IF($C3961>$G3961,0,ROUND((((($F3961-$B3961)/100)*IF('DBH-Upgrade'!$K$6='DBH-Upgrade'!$K$8,$CC3975,($BF3961/(($F3961-18)/100))))+((($B3961-18)/100)*$CB3975))*IF($E3961>50,IF($G3961=11,(1-(($E3961-50)*0.005)),IF($G3961=16,(1-(($E3961-50)*0.005)),IF($G3961=21,(1-(($E3961-50)*0.005)),1))),1)*$CD3975,0)))","v":363},{"$f":"IF($B3961>$F3961,0,IF($C3961>$G3961,0,ROUND((((($F3961-$B3961)/100)*IF('DBH-Upgrade'!$K$6='DBH-Upgrade'!$K$8,$CC3975,($BF3961/(($F3961-18)/100))))+((($B3961-18)/100)*$CB3975))*IF($E3961>50,IF($G3961=11,(1-(($E3961-50)*0.005)),IF($G3961=16,(1-(($E3961-50)*0.005)),IF($G3961=21,(1-(($E3961-50)*0.005)),1))),1),0)))","v":540},0.85,0.85,0.85,{"$f":"AK3961*POWER(CF_cool,AN3961)","v":289.1901116342483},{"$f":"AL3961*POWER(CF_cool,AO3961)","v":295.70707189642854},{"$f":"AM3961*POWER(CF_cool,AP3961)","v":439.8948176971664},62,64,95,{"v":0.03557687573560544,"d":"0.04"},{"v":0.037757378750629504,"d":"0.04"},{"v":0.07926997768927173,"d":"0.08"},7.5,6,6.7,9,null,10556,null,{"v":0.8,"d":"80%"},null,null,0,11.8,13.7,21.85,null,{"$f":"IF((237.3*LN(($AV$1*EXP(17.27*($AS$3/($AS$3+237.3))))))/(17.27-LN(($AV$1*EXP(17.27*($AS$3/($AS$3+237.3))))))<(($AS$1+$AS$2)/2),1,IF(1/(1+((2258*((0.622/((101325/(1*611*EXP(17.27*((($AS$1+$AS$2)/2)/((($AS$1+$AS$2)/2)+237.3))))))-1)*1000-(0.622/((101325/($AV$1*611*EXP(17.27*($AS$3/($AS$3+237.3))))))-1)*1000))/(1005*((($AS$1+$AS$2)/2)-$AS$3))))>1,1,1/(1+((2258*((0.622/((101325/(1*611*EXP(17.27*((($AT$1+$AT$2)/2)/((($AT$1+$AT$2)/2)+237.3))))))-1)*1000-(0.622/((101325/($AV$1*611*EXP(17.27*($AT$3/($AT$3+237.3))))))-1)*1000))/(1005*((($AT$1+$AT$2)/2)-$AT$3))))))","v":1},1,1,{"$f":"AQ3961/BO3961","v":289.1901116342483},295.70707189642854,439.8948176971664,null,0,0,0,1,3238,4735,725,75,0.681904401633284,0.6579686139337618,null,0.15781864009190116,0.08064538055291112,0.7952052041594007,0.7952052041594007,null,0]
["3903001015",{"$f":"'DBH-Upgrade'!$K$8-$CL3962","v":40},15,3,90,300,10,11.5,0,26,30,48.9,{"v":3696.3,"d":"3696"},{"$f":"IF($B3962>$F3962,0,IF($C3962>$G3962,0,ROUND((((($F3962-$B3962)/100)*IF('DBH-Upgrade'!$K$6='DBH-Upgrade'!$K$8,$BZ3976,($BE3962/(($F3962-18)/100))))+((($B3962-18)/100)*$CA3976))*$CE3976,0)))","v":0},{"$f":"IF($B3962>$F3962,0,IF($C3962>$G3962,0,ROUND((((($F3962-$B3962)/100)*IF('DBH-Upgrade'!$K$6='DBH-Upgrade'!$K$8,$BZ3976,($BE3962/(($F3962-18)/100))))+((($B3962-18)/100)*$CA3976))*$CD3976,0)))","v":0},{"$f":"IF($B3962>$F3962,0,IF($C3962>$G3962,0,ROUND(((($F3962-$B3962)/100)*IF('DBH-Upgrade'!$K$6='DBH-Upgrade'!$K$8,$BZ3976,($BE3962/(($F3962-18)/100))))+((($B3962-18)/100)*$CA3976),0)))","v":0},{"v":1.5,"d":"1.500"},1.08,1.08,1.08,298,{"$f":"IF($B3962>$F3962,0,IF($C3962>$G3962,0,ROUND(((($F3962-$B3962)/100)*(IF('DBH-Upgrade'!$K$6='DBH-Upgrade'!$K$8,$BZ3976,($BE3962/(($F3962-18)/100))))*$CH3976)+((($B3962-18)/100)*$CA3976*$CE3976*$CG3976),0)))","v":0},{"$f":"IF($B3962>$F3962,0,IF($C3962>$G3962,0,ROUND(((($F3962-$B3962)/100)*(IF('DBH-Upgrade'!$K$6='DBH-Upgrade'!$K$8,$BZ3976,($BE3962/(($F3962-18)/100))))*$CH3976)+((($B3962-18)/100)*$CA3976*$CD3976*$CG3976),0)))","v":0},{"$f":"IF($B3962>$F3962,0,IF($C3962>$G3962,0,ROUND(((($F3962-$B3962)/100)*(IF('DBH-Upgrade'!$K$6='DBH-Upgrade'!$K$8,$BZ3976,($BE3962/(($F3962-18)/100))))*$CH3976)+((($B3962-18)/100)*$CA3976*$CG3976),0)))","v":0},15,0,0,0,{"v":3.2463702926699848E-3,"d":"0.00"},{"v":0,"d":"0.00"},{"v":0,"d":"0.00"},{"v":0,"d":"0.00"},3.969E-4,1.7346,2,0.000367347,{"$f":"IF($B3962>$F3962,0,IF($C3962>$G3962,0,ROUND((((($F3962-$B3962)/100)*IF('DBH-Upgrade'!$K$6='DBH-Upgrade'!$K$8,$CC3976,($BF3962/(($F3962-18)/100))))+((($B3962-18)/100)*$CB3976))*IF($E3962>50,IF($G3962=11,(1-(($E3962-50)*0.005)),IF($G3962=16,(1-(($E3962-50)*0.005)),IF($G3962=21,(1-(($E3962-50)*0.005)),1))),1)*$CE3976,0)))","v":0},{"$f":"IF($B3962>$F3962,0,IF($C3962>$G3962,0,ROUND((((($F3962-$B3962)/100)*IF('DBH-Upgrade'!$K$6='DBH-Upgrade'!$K$8,$CC3976,($BF3962/(($F3962-18)/100))))+((($B3962-18)/100)*$CB3976))*IF($E3962>50,IF($G3962=11,(1-(($E3962-50)*0.005)),IF($G3962=16,(1-(($E3962-50)*0.005)),IF($G3962=21,(1-(($E3962-50)*0.005)),1))),1)*$CD3976,0)))","v":0},{"$f":"IF($B3962>$F3962,0,IF($C3962>$G3962,0,ROUND((((($F3962-$B3962)/100)*IF('DBH-Upgrade'!$K$6='DBH-Upgrade'!$K$8,$CC3976,($BF3962/(($F3962-18)/100))))+((($B3962-18)/100)*$CB3976))*IF($E3962>50,IF($G3962=11,(1-(($E3962-50)*0.005)),IF($G3962=16,(1-(($E3962-50)*0.005)),IF($G3962=21,(1-(($E3962-50)*0.005)),1))),1),0)))","v":0},0.98,0.98,0.98,{"$f":"AK3962*POWER(CF_cool,AN3962)","v":0},{"$f":"AL3962*POWER(CF_cool,AO3962)","v":0},{"$f":"AM3962*POWER(CF_cool,AP3962)","v":0},0,0,0,{"v":0,"d":"0.00"},{"v":0,"d":"0.00"},{"v":0,"d":"0.00"},{"v":2,"d":"2.0"},{"$f":"IF($B3962>$F3962,$BM$1,CT$21)","v":6},{"$f":"IF($B3962>$F3962,$BM$1,CU$21)","v":6.7},{"$f":"IF($B3962>$F3962,$BM$1,CV$21)","v":9},null,4107,null,{"$f":"IF($G3962=10,$CU$61,IF($G3962=11,$CU$62,IF($G3962=15,$CU$63,IF($G3962=16,$CU$64,IF($G3962=20,$CU$65,IF($G3962=21,$CU$66))))))","v":{"v":0.9,"d":"90%"}},null,null,0,{"$f":"IF($B3962>$F3962,$BM$1,CQ$21)","v":11.8},{"$f":"IF($B3962>$F3962,$BM$1,CR$21)","v":13.7},{"$f":"IF($B3962>$F3962,$BM$1,CS$21)","v":21.85},null,1,1,1,0,0,0,null,0,0,0,{"$f":"IF(SUM(BV3962:BX3962)=0,1,0)","v":1},2298,4062,502,78,0.750275090099452,0.6848867351465859,null,0.16320641939358696,0.08064538055291112,0.7952052041594007,0.7952052041594007,null,40]
["3903001115",{"$f":"'DBH-Upgrade'!$K$8-$CL3963","v":40},15,3,90,300,11,11.5,0,26,30,48.9,{"v":3586.32,"d":"3586"},{"$f":"IF($B3963>$F3963,0,IF($C3963>$G3963,0,ROUND((((($F3963-$B3963)/100)*IF('DBH-Upgrade'!$K$6='DBH-Upgrade'!$K$8,$BZ3977,($BE3963/(($F3963-18)/100))))+((($B3963-18)/100)*$CA3977))*$CE3977,0)))","v":0},{"$f":"IF($B3963>$F3963,0,IF($C3963>$G3963,0,ROUND((((($F3963-$B3963)/100)*IF('DBH-Upgrade'!$K$6='DBH-Upgrade'!$K$8,$BZ3977,($BE3963/(($F3963-18)/100))))+((($B3963-18)/100)*$CA3977))*$CD3977,0)))","v":0},{"$f":"IF($B3963>$F3963,0,IF($C3963>$G3963,0,ROUND(((($F3963-$B3963)/100)*IF('DBH-Upgrade'!$K$6='DBH-Upgrade'!$K$8,$BZ3977,($BE3963/(($F3963-18)/100))))+((($B3963-18)/100)*$CA3977),0)))","v":0},{"v":1.5,"d":"1.500"},1.1,1.1,1.1,289,{"$f":"IF($B3963>$F3963,0,IF($C3963>$G3963,0,ROUND(((($F3963-$B3963)/100)*(IF('DBH-Upgrade'!$K$6='DBH-Upgrade'!$K$8,$BZ3977,($BE3963/(($F3963-18)/100))))*$CH3977)+((($B3963-18)/100)*$CA3977*$CE3977*$CG3977),0)))","v":0},{"$f":"IF($B3963>$F3963,0,IF($C3963>$G3963,0,ROUND(((($F3963-$B3963)/100)*(IF('DBH-Upgrade'!$K$6='DBH-Upgrade'!$K$8,$BZ3977,($BE3963/(($F3963-18)/100))))*$CH3977)+((($B3963-18)/100)*$CA3977*$CD3977*$CG3977),0)))","v":0},{"$f":"IF($B3963>$F3963,0,IF($C3963>$G3963,0,ROUND(((($F3963-$B3963)/100)*(IF('DBH-Upgrade'!$K$6='DBH-Upgrade'!$K$8,$BZ3977,($BE3963/(($F3963-18)/100))))*$CH3977)+((($B3963-18)/100)*$CA3977*$CG3977),0)))","v":0},15,0,0,0,{"v":0.006139045355339969,"d":"0.01"},{"v":0,"d":"0.00"},{"v":0,"d":"0.00"},{"v":0,"d":"0.00"},3.969E-4,1.7346,4,0.000574288,{"$f":"IF($B3963>$F3963,0,IF($C3963>$G3963,0,ROUND((((($F3963-$B3963)/100)*IF('DBH-Upgrade'!$K$6='DBH-Upgrade'!$K$8,$CC3977,($BF3963/(($F3963-18)/100))))+((($B3963-18)/100)*$CB3977))*IF($E3963>50,IF($G3963=11,(1-(($E3963-50)*0.005)),IF($G3963=16,(1-(($E3963-50)*0.005)),IF($G3963=21,(1-(($E3963-50)*0.005)),1))),1)*$CE3977,0)))","v":0},{"$f":"IF($B3963>$F3963,0,IF($C3963>$G3963,0,ROUND((((($F3963-$B3963)/100)*IF('DBH-Upgrade'!$K$6='DBH-Upgrade'!$K$8,$CC3977,($BF3963/(($F3963-18)/100))))+((($B3963-18)/100)*$CB3977))*IF($E3963>50,IF($G3963=11,(1-(($E3963-50)*0.005)),IF($G3963=16,(1-(($E3963-50)*0.005)),IF($G3963=21,(1-(($E3963-50)*0.005)),1))),1)*$CD3977,0)))","v":0},{"$f":"IF($B3963>$F3963,0,IF($C3963>$G3963,0,ROUND((((($F3963-$B3963)/100)*IF('DBH-Upgrade'!$K$6='DBH-Upgrade'!$K$8,$CC3977,($BF3963/(($F3963-18)/100))))+((($B3963-18)/100)*$CB3977))*IF($E3963>50,IF($G3963=11,(1-(($E3963-50)*0.005)),IF($G3963=16,(1-(($E3963-50)*0.005)),IF($G3963=21,(1-(($E3963-50)*0.005)),1))),1),0)))","v":0},0.95,0.95,0.95,{"$f":"AK3963*POWER(CF_cool,AN3963)","v":0},{"$f":"AL3963*POWER(CF_cool,AO3963)","v":0},{"$f":"AM3963*POWER(CF_cool,AP3963)","v":0},0,0,0,{"v":0,"d":"0.00"},{"v":0,"d":"0.00"},{"v":0,"d":"0.00"},{"v":4,"d":"4.0"},6,6.7,9,null,5274,null,{"v":0.68,"d":"68%"},null,null,0,11.8,13.7,21.85,null,1,1,1,0,0,0,null,0,0,0,1,2489,6098,791,92,0.681904401633284,0.6579686139337618,null,0.1716349180255756,0.08064538055291112,0.8146200327725304,0.8146200327725304,null,{"$f":"IF($G3963=10,IF($F3963=280,20,IF($F3963=300,40,0)),IF($G3963=11,IF($F3963=280,20,IF($F3963=300,40,0)),IF($G3963=15,IF($F3963=70,10,IF($F3963=110,10,IF($F3963=180,20,IF($F3963=260,20,IF($F3963=300,20,0))))),IF($G3963=16,IF($F3963=70,10,IF($F3963=110,10,IF($F3963=180,20,IF($F3963=260,20,IF($F3963=300,20,0))))),IF($G3963=20,IF($F3963=70,10,IF($F3963=110,10,IF($F3963=180,20,IF($F3963=260,20,IF($F3963=300,20,0))))),IF($G3963=21,IF($F3963=70,10,IF($F3963=110,10,IF($F3963=180,20,IF($F3963=260,20,IF($F3963=300,20,0))))),\"Error\"))))))","v":40}]
["3903001515",{"$f":"'DBH-Upgrade'!$K$8-$CL3964","v":60},15,3,90,300,15,16.5,0,26,30,48.9,5088,{"$f":"IF($B3964>$F3964,0,IF($C3964>$G3964,0,ROUND((((($F3964-$B3964)/100)*IF('DBH-Upgrade'!$K$6='DBH-Upgrade'!$K$8,$BZ3978,($BE3964/(($F3964-18)/100))))+((($B3964-18)/100)*$CA3978))*$CE3978,0)))","v":3446},{"$f":"IF($B3964>$F3964,0,IF($C3964>$G3964,0,ROUND((((($F3964-$B3964)/100)*IF('DBH-Upgrade'!$K$6='DBH-Upgrade'!$K$8,$BZ3978,($BE3964/(($F3964-18)/100))))+((($B3964-18)/100)*$CA3978))*$CD3978,0)))","v":3523},{"$f":"IF($B3964>$F3964,0,IF($C3964>$G3964,0,ROUND(((($F3964-$B3964)/100)*IF('DBH-Upgrade'!$K$6='DBH-Upgrade'!$K$8,$BZ3978,($BE3964/(($F3964-18)/100))))+((($B3964-18)/100)*$CA3978),0)))","v":5236},{"v":1.5,"d":"1.500"},1.08,1.08,1.08,410,{"$f":"IF($B3964>$F3964,0,IF($C3964>$G3964,0,ROUND(((($F3964-$B3964)/100)*(IF('DBH-Upgrade'!$K$6='DBH-Upgrade'!$K$8,$BZ3978,($BE3964/(($F3964-18)/100))))*$CH3978)+((($B3964-18)/100)*$CA3978*$CE3978*$CG3978),0)))","v":459},{"$f":"IF($B3964>$F3964,0,IF($C3964>$G3964,0,ROUND(((($F3964-$B3964)/100)*(IF('DBH-Upgrade'!$K$6='DBH-Upgrade'!$K$8,$BZ3978,($BE3964/(($F3964-18)/100))))*$CH3978)+((($B3964-18)/100)*$CA3978*$CD3978*$CG3978),0)))","v":462},{"$f":"IF($B3964>$F3964,0,IF($C3964>$G3964,0,ROUND(((($F3964-$B3964)/100)*(IF('DBH-Upgrade'!$K$6='DBH-Upgrade'!$K$8,$BZ3978,($BE3964/(($F3964-18)/100))))*$CH3978)+((($B3964-18)/100)*$CA3978*$CG3978),0)))","v":535},21,24,24,28,{"v":0.004215199843991676,"d":"0.00"},{"v":0.005400683526981442,"d":"0.01"},{"v":0.005400683526981442,"d":"0.01"},{"v":7.1925395647958554E-3,"d":"0.01"},0.0002083,1.724,2,0.000461829,{"$f":"IF($B3964>$F3964,0,IF($C3964>$G3964,0,ROUND((((($F3964-$B3964)/100)*IF('DBH-Upgrade'!$K$6='DBH-Upgrade'!$K$8,$CC3978,($BF3964/(($F3964-18)/100))))+((($B3964-18)/100)*$CB3978))*IF($E3964>50,IF($G3964=11,(1-(($E3964-50)*0.005)),IF($G3964=16,(1-(($E3964-50)*0.005)),IF($G3964=21,(1-(($E3964-50)*0.005)),1))),1)*$CE3978,0)))","v":222},{"$f":"IF($B3964>$F3964,0,IF($C3964>$G3964,0,ROUND((((($F3964-$B3964)/100)*IF('DBH-Upgrade'!$K$6='DBH-Upgrade'!$K$8,$CC3978,($BF3964/(($F3964-18)/100))))+((($B3964-18)/100)*$CB3978))*IF($E3964>50,IF($G3964=11,(1-(($E3964-50)*0.005)),IF($G3964=16,(1-(($E3964-50)*0.005)),IF($G3964=21,(1-(($E3964-50)*0.005)),1))),1)*$CD3978,0)))","v":227},{"$f":"IF($B3964>$F3964,0,IF($C3964>$G3964,0,ROUND((((($F3964-$B3964)/100)*IF('DBH-Upgrade'!$K$6='DBH-Upgrade'!$K$8,$CC3978,($BF3964/(($F3964-18)/100))))+((($B3964-18)/100)*$CB3978))*IF($E3964>50,IF($G3964=11,(1-(($E3964-50)*0.005)),IF($G3964=16,(1-(($E3964-50)*0.005)),IF($G3964=21,(1-(($E3964-50)*0.005)),1))),1),0)))","v":337},1.01,1.01,1.01,{"$f":"AK3964*POWER(CF_cool,AN3964)","v":173.9989648931548},{"$f":"AL3964*POWER(CF_cool,AO3964)","v":177.9178604988565},{"$f":"AM3964*POWER(CF_cool,AP3964)","v":264.13356382429356},37,38,57,{"v":0.012088269421850872,"d":"0.01"},{"v":0.012704941596717123,"d":"0.01"},{"v":0.027116442751749563,"d":"0.03"},{"v":3,"d":"3.0"},6,6.7,9,null,6360,null,{"v":0.8,"d":"80%"},null,null,0,11.8,13.7,21.85,null,1,1,1,173.9989648931548,177.9178604988565,264.13356382429356,null,0,0,0,1,{"$error":"#VALUE!"},0,0,{"$error":"#VALUE!"},0.75,0.68,null,0.16320641939358696,0.08064538055291112,0.7894714915956607,0.7894714915956607,null,20]
["3903001615",{"$f":"'DBH-Upgrade'!$K$8-$CL3965","v":60},15,3,90,300,16,16.5,0,26,30,48.9,{"v":5295.84,"d":"5296"},{"$f":"IF($B3965>$F3965,0,IF($C3965>$G3965,0,ROUND((((($F3965-$B3965)/100)*IF('DBH-Upgrade'!$K$6='DBH-Upgrade'!$K$8,$BZ3979,($BE3965/(($F3965-18)/100))))+((($B3965-18)/100)*$CA3979))*$CE3979,0)))","v":6424},{"$f":"IF($B3965>$F3965,0,IF($C3965>$G3965,0,ROUND((((($F3965-$B3965)/100)*IF('DBH-Upgrade'!$K$6='DBH-Upgrade'!$K$8,$BZ3979,($BE3965/(($F3965-18)/100))))+((($B3965-18)/100)*$CA3979))*$CD3979,0)))","v":6568},{"$f":"IF($B3965>$F3965,0,IF($C3965>$G3965,0,ROUND(((($F3965-$B3965)/100)*IF('DBH-Upgrade'!$K$6='DBH-Upgrade'!$K$8,$BZ3979,($BE3965/(($F3965-18)/100))))+((($B3965-18)/100)*$CA3979),0)))","v":9760},{"v":1.5,"d":"1.500"},1.1,1.1,1.1,427,{"$f":"IF($B3965>$F3965,0,IF($C3965>$G3965,0,ROUND(((($F3965-$B3965)/100)*(IF('DBH-Upgrade'!$K$6='DBH-Upgrade'!$K$8,$BZ3979,($BE3965/(($F3965-18)/100))))*$CH3979)+((($B3965-18)/100)*$CA3979*$CE3979*$CG3979),0)))","v":833},{"$f":"IF($B3965>$F3965,0,IF($C3965>$G3965,0,ROUND(((($F3965-$B3965)/100)*(IF('DBH-Upgrade'!$K$6='DBH-Upgrade'!$K$8,$BZ3979,($BE3965/(($F3965-18)/100))))*$CH3979)+((($B3965-18)/100)*$CA3979*$CD3979*$CG3979),0)))","v":838},{"$f":"IF($B3965>$F3965,0,IF($C3965>$G3965,0,ROUND(((($F3965-$B3965)/100)*(IF('DBH-Upgrade'!$K$6='DBH-Upgrade'!$K$8,$BZ3979,($BE3965/(($F3965-18)/100))))*$CH3979)+((($B3965-18)/100)*$CA3979*$CG3979),0)))","v":941},22,43,43,49,{"v":0.011415481233307725,"d":"0.01"},{"v":0.0405075353523093,"d":"0.04"},{"v":0.0405075353523093,"d":"0.04"},{"v":0.05189853856165177,"d":"0.05"},0.0002083,1.724,4,1.392796E-3,{"$f":"IF($B3965>$F3965,0,IF($C3965>$G3965,0,ROUND((((($F3965-$B3965)/100)*IF('DBH-Upgrade'!$K$6='DBH-Upgrade'!$K$8,$CC3979,($BF3965/(($F3965-18)/100))))+((($B3965-18)/100)*$CB3979))*IF($E3965>50,IF($G3965=11,(1-(($E3965-50)*0.005)),IF($G3965=16,(1-(($E3965-50)*0.005)),IF($G3965=21,(1-(($E3965-50)*0.005)),1))),1)*$CE3979,0)))","v":255},{"$f":"IF($B3965>$F3965,0,IF($C3965>$G3965,0,ROUND((((($F3965-$B3965)/100)*IF('DBH-Upgrade'!$K$6='DBH-Upgrade'!$K$8,$CC3979,($BF3965/(($F3965-18)/100))))+((($B3965-18)/100)*$CB3979))*IF($E3965>50,IF($G3965=11,(1-(($E3965-50)*0.005)),IF($G3965=16,(1-(($E3965-50)*0.005)),IF($G3965=21,(1-(($E3965-50)*0.005)),1))),1)*$CD3979,0)))","v":261},{"$f":"IF($B3965>$F3965,0,IF($C3965>$G3965,0,ROUND((((($F3965-$B3965)/100)*IF('DBH-Upgrade'!$K$6='DBH-Upgrade'!$K$8,$CC3979,($BF3965/(($F3965-18)/100))))+((($B3965-18)/100)*$CB3979))*IF($E3965>50,IF($G3965=11,(1-(($E3965-50)*0.005)),IF($G3965=16,(1-(($E3965-50)*0.005)),IF($G3965=21,(1-(($E3965-50)*0.005)),1))),1),0)))","v":388},0.95,0.95,0.95,{"$f":"AK3965*POWER(CF_cool,AN3965)","v":202.77732706064717},{"$f":"AL3965*POWER(CF_cool,AO3965)","v":207.54855828560358},{"$f":"AM3965*POWER(CF_cool,AP3965)","v":308.53961921384746},44,45,66,{"v":0.042312388424845804,"d":"0.04"},{"v":0.04415478320088262,"d":"0.04"},{"v":0.09141829958083886,"d":"0.09"},{"v":6,"d":"6.0"},6,6.7,9,null,7788,null,{"v":0.68,"d":"68%"},null,null,0,11.8,13.7,21.85,null,1,1,1,202.77732706064717,207.54855828560358,308.53961921384746,null,0,0,0,1,{"$error":"#VALUE!"},0,0,{"$error":"#VALUE!"},0.75,0.68,null,0.15781864009190116,0.08064538055291112,0.7952052041594007,0.7952052041594007,null,20]
["3903002015",{"$f":"'DBH-Upgrade'!$K$8-$CL3966","v":60},15,3,90,300,20,21.5,0,26,30,48.9,{"$f":"BE3966*BG3966","v":{"v":7096.8,"d":"7097"}},{"$f":"IF($B3966>$F3966,0,IF($C3966>$G3966,0,ROUND((((($F3966-$B3966)/100)*IF('DBH-Upgrade'!$K$6='DBH-Upgrade'!$K$8,$BZ3980,($BE3966/(($F3966-18)/100))))+((($B3966-18)/100)*$CA3980))*$CE3980,0)))","v":4910},{"$f":"IF($B3966>$F3966,0,IF($C3966>$G3966,0,ROUND((((($F3966-$B3966)/100)*IF('DBH-Upgrade'!$K$6='DBH-Upgrade'!$K$8,$BZ3980,($BE3966/(($F3966-18)/100))))+((($B3966-18)/100)*$CA3980))*$CD3980,0)))","v":5422},{"$f":"IF($B3966>$F3966,0,IF($C3966>$G3966,0,ROUND(((($F3966-$B3966)/100)*IF('DBH-Upgrade'!$K$6='DBH-Upgrade'!$K$8,$BZ3980,($BE3966/(($F3966-18)/100))))+((($B3966-18)/100)*$CA3980),0)))","v":7221},{"v":1.5,"d":"1.500"},1.08,1.08,1.08,572,{"$f":"IF($B3966>$F3966,0,IF($C3966>$G3966,0,ROUND(((($F3966-$B3966)/100)*(IF('DBH-Upgrade'!$K$6='DBH-Upgrade'!$K$8,$BZ3980,($BE3966/(($F3966-18)/100))))*$CH3980)+((($B3966-18)/100)*$CA3980*$CE3980*$CG3980),0)))","v":634},{"$f":"IF($B3966>$F3966,0,IF($C3966>$G3966,0,ROUND(((($F3966-$B3966)/100)*(IF('DBH-Upgrade'!$K$6='DBH-Upgrade'!$K$8,$BZ3980,($BE3966/(($F3966-18)/100))))*$CH3980)+((($B3966-18)/100)*$CA3980*$CD3980*$CG3980),0)))","v":654},{"$f":"IF($B3966>$F3966,0,IF($C3966>$G3966,0,ROUND(((($F3966-$B3966)/100)*(IF('DBH-Upgrade'!$K$6='DBH-Upgrade'!$K$8,$BZ3980,($BE3966/(($F3966-18)/100))))*$CH3980)+((($B3966-18)/100)*$CA3980*$CG3980),0)))","v":723},30,33,34,37,{"v":0.005818142724290033,"d":"0.01"},{"v":0.006960938933354317,"d":"0.01"},{"v":0.007363388758921643,"d":"0.01"},{"v":0.008634902256143004,"d":"0.01"},0.0001276,1.7219,2,3.76611E-4,{"$f":"IF($B3966>$F3966,0,IF($C3966>$G3966,0,ROUND((((($F3966-$B3966)/100)*IF('DBH-Upgrade'!$K$6='DBH-Upgrade'!$K$8,$CC3980,($BF3966/(($F3966-18)/100))))+((($B3966-18)/100)*$CB3980))*IF($E3966>50,IF($G3966=11,(1-(($E3966-50)*0.005)),IF($G3966=16,(1-(($E3966-50)*0.005)),IF($G3966=21,(1-(($E3966-50)*0.005)),1))),1)*$CE3980,0)))","v":271},{"$f":"IF($B3966>$F3966,0,IF($C3966>$G3966,0,ROUND((((($F3966-$B3966)/100)*IF('DBH-Upgrade'!$K$6='DBH-Upgrade'!$K$8,$CC3980,($BF3966/(($F3966-18)/100))))+((($B3966-18)/100)*$CB3980))*IF($E3966>50,IF($G3966=11,(1-(($E3966-50)*0.005)),IF($G3966=16,(1-(($E3966-50)*0.005)),IF($G3966=21,(1-(($E3966-50)*0.005)),1))),1)*$CD3980,0)))","v":299},{"$f":"IF($B3966>$F3966,0,IF($C3966>$G3966,0,ROUND((((($F3966-$B3966)/100)*IF('DBH-Upgrade'!$K$6='DBH-Upgrade'!$K$8,$CC3980,($BF3966/(($F3966-18)/100))))+((($B3966-18)/100)*$CB3980))*IF($E3966>50,IF($G3966=11,(1-(($E3966-50)*0.005)),IF($G3966=16,(1-(($E3966-50)*0.005)),IF($G3966=21,(1-(($E3966-50)*0.005)),1))),1),0)))","v":398},0.95,0.95,0.95,{"$f":"AK3966*POWER(CF_cool,AN3966)","v":215.5006103271976},{"$f":"AL3966*POWER(CF_cool,AO3966)","v":237.7663560436608},{"$f":"AM3966*POWER(CF_cool,AP3966)","v":316.4916712554415},46,51,68,{"v":0.013021265990141228,"d":"0.01"},{"v":0.015824605470135374,"d":"0.02"},{"v":0.027281759651992487,"d":"0.03"},{"v":4,"d":"4.0"},6,6.7,9,null,8871,null,{"v":0.8,"d":"80%"},null,null,0,11.8,13.7,21.85,null,1,1,1,215.5006103271976,237.7663560436608,316.4916712554415,null,0,0,0,1,1615,3238,442,63,0.681904493845304,0.6579686139337618,null,0.16320641939358696,0.08064538055291112,0.783779121140337,0.783779121140337,null,20]
["3903002115",{"$f":"'DBH-Upgrade'!$K$8-$CL3967","v":60},15,3,90,300,21,21.5,0,26,30,48.9,9048,{"$f":"IF($B3967>$F3967,0,IF($C3967>$G3967,0,ROUND((((($F3967-$B3967)/100)*IF('DBH-Upgrade'!$K$6='DBH-Upgrade'!$K$8,$BZ3981,($BE3967/(($F3967-18)/100))))+((($B3967-18)/100)*$CA3981))*$CE3981,0)))","v":5618},{"$f":"IF($B3967>$F3967,0,IF($C3967>$G3967,0,ROUND((((($F3967-$B3967)/100)*IF('DBH-Upgrade'!$K$6='DBH-Upgrade'!$K$8,$BZ3981,($BE3967/(($F3967-18)/100))))+((($B3967-18)/100)*$CA3981))*$CD3981,0)))","v":5743},{"$f":"IF($B3967>$F3967,0,IF($C3967>$G3967,0,ROUND(((($F3967-$B3967)/100)*IF('DBH-Upgrade'!$K$6='DBH-Upgrade'!$K$8,$BZ3981,($BE3967/(($F3967-18)/100))))+((($B3967-18)/100)*$CA3981),0)))","v":8535},{"v":1.5,"d":"1.500"},1.05,1.05,1.05,730,{"$f":"IF($B3967>$F3967,0,IF($C3967>$G3967,0,ROUND(((($F3967-$B3967)/100)*(IF('DBH-Upgrade'!$K$6='DBH-Upgrade'!$K$8,$BZ3981,($BE3967/(($F3967-18)/100))))*$CH3981)+((($B3967-18)/100)*$CA3981*$CE3981*$CG3981),0)))","v":771},{"$f":"IF($B3967>$F3967,0,IF($C3967>$G3967,0,ROUND(((($F3967-$B3967)/100)*(IF('DBH-Upgrade'!$K$6='DBH-Upgrade'!$K$8,$BZ3981,($BE3967/(($F3967-18)/100))))*$CH3981)+((($B3967-18)/100)*$CA3981*$CD3981*$CG3981),0)))","v":778},{"$f":"IF($B3967>$F3967,0,IF($C3967>$G3967,0,ROUND(((($F3967-$B3967)/100)*(IF('DBH-Upgrade'!$K$6='DBH-Upgrade'!$K$8,$BZ3981,($BE3967/(($F3967-18)/100))))*$CH3981)+((($B3967-18)/100)*$CA3981*$CG3981),0)))","v":921},38,40,40,48,{"v":0.0147776502110874,"d":"0.01"},{"v":0.016256409124964805,"d":"0.02"},{"v":0.016256409124964805,"d":"0.02"},{"v":0.022825891617185665,"d":"0.02"},0.0001276,1.7219,4,0.000514201,{"$f":"IF($B3967>$F3967,0,IF($C3967>$G3967,0,ROUND((((($F3967-$B3967)/100)*IF('DBH-Upgrade'!$K$6='DBH-Upgrade'!$K$8,$CC3981,($BF3967/(($F3967-18)/100))))+((($B3967-18)/100)*$CB3981))*IF($E3967>50,IF($G3967=11,(1-(($E3967-50)*0.005)),IF($G3967=16,(1-(($E3967-50)*0.005)),IF($G3967=21,(1-(($E3967-50)*0.005)),1))),1)*$CE3981,0)))","v":291},{"$f":"IF($B3967>$F3967,0,IF($C3967>$G3967,0,ROUND((((($F3967-$B3967)/100)*IF('DBH-Upgrade'!$K$6='DBH-Upgrade'!$K$8,$CC3981,($BF3967/(($F3967-18)/100))))+((($B3967-18)/100)*$CB3981))*IF($E3967>50,IF($G3967=11,(1-(($E3967-50)*0.005)),IF($G3967=16,(1-(($E3967-50)*0.005)),IF($G3967=21,(1-(($E3967-50)*0.005)),1))),1)*$CD3981,0)))","v":298},{"$f":"IF($B3967>$F3967,0,IF($C3967>$G3967,0,ROUND((((($F3967-$B3967)/100)*IF('DBH-Upgrade'!$K$6='DBH-Upgrade'!$K$8,$CC3981,($BF3967/(($F3967-18)/100))))+((($B3967-18)/100)*$CB3981))*IF($E3967>50,IF($G3967=11,(1-(($E3967-50)*0.005)),IF($G3967=16,(1-(($E3967-50)*0.005)),IF($G3967=21,(1-(($E3967-50)*0.005)),1))),1),0)))","v":442},0.85,0.85,0.85,{"$f":"AK3967*POWER(CF_cool,AN3967)","v":237.05442953680634},{"$f":"AL3967*POWER(CF_cool,AO3967)","v":242.75676976621406},{"$f":"AM3967*POWER(CF_cool,AP3967)","v":360.0620544854584},51,52,77,{"v":0.025556613454470745,"d":"0.03"},{"v":0.0264989546409369,"d":"0.03"},{"v":0.05518439269446168,"d":"0.06"},{"v":8,"d":"8.0"},6,6.7,9,null,{"$f":"$BE1337","v":11310},null,{"v":0.8,"d":"80%"},null,null,0,11.8,13.7,21.85,null,1,1,1,237.05442953680634,242.75676976621406,360.0620544854584,null,0,0,0,1,3238,4735,725,75,0.681904493845304,0.6579686139337618,null,0.15781864009190116,0.08064538055291112,0.7952052041594007,0.7952052041594007,null,20]
[{"$nulls":77},2298,4062,502,78,0.75,0.68,null,0.16320641939358696,0.08064538055291112,0.7952052041594007,0.7952052041594007]
[{"$nulls":77},2489,6098,791,92,0.681904493845304,0.6579686139337618,null,0.1716349180255756,0.08064538055291112,0.8146200327725304,0.8146200327725304]
[{"$nulls":77},{"$error":"#VALUE!"},0,0,{"$error":"#VALUE!"},0.7507794609544182,0.68,null,0.16320641939358696,0.08064538055291112,0.7894714915956607,0.7894714915956607]
[{"$nulls":77},{"$error":"#VALUE!"},0,0,{"$error":"#VALUE!"},0.7507794609544182,0.68,null,0.15781864009190116,0.08064538055291112,0.7952052041594007,0.7952052041594007]
[{"$nulls":77},1615,3238,442,63,0.6729424377054166,0.6582099452827469,null,0.16320641939358696,0.08064538055291112,0.783779121140337,0.783779121140337]
[{"$nulls":77},3238,4735,725,75,0.6729424377054166,0.6582099452827469,null,0.15781864009190116,0.08064538055291112,0.7952052041594007,0.7952052041594007]
[{"$nulls":77},2298,4062,502,78,0.7507794609544182,0.68,null,0.16320641939358696,0.08064538055291112,0.7952052041594007,0.7952052041594007]
[{"$nulls":77},2489,6098,791,92,0.6729424377054166,0.6582099452827469,null,0.1716349180255756,0.08064538055291112,0.8146200327725304,0.8146200327725304]
[{"$nulls":77},{"$error":"#VALUE!"},{"$f":"ROUND(IF($C3962=10,IF($G3962=10,2539,IF($G3962=11,3445,IF($G3962=15,2539*1.3,IF($G3962=16,3445*1.3,IF($G3962=20,(2539*1.45),IF($G3962=21,(3445*1.55))))))),IF($C3962=15,IF($G3962=10,0,IF($G3962=11,0,IF($G3962=15,3238,IF($G3962=16,4735,IF($G3962=20,4062,IF($G3962=21,6098)))))))),0)","v":0},{"$f":"ROUND(IF($C3962=10,IF($G3962=10,352,IF($G3962=11,577,IF($G3962=15,442*1.15,IF($G3962=16,725*1.15,IF($G3962=20,(352*1.3),IF($G3962=21,(577*1.3))))))),IF($C3962=15,IF($G3962=10,0,IF($G3962=11,0,IF($G3962=15,442,IF($G3962=16,725,IF($G3962=20,502,IF($G3962=21,791)))))))),0)","v":0},{"$error":"#VALUE!"},0.7507794609544182,0.68,null,{"$f":"POWER((($S$1-$S$2)/LN(($S$1-$S$3)/($S$2-$S$3)))/((75-65)/LN((75-20)/(65-20))),R3962)","v":0.16320641939358696},{"$f":"POWER((($S$1-$S$2)/LN(($S$1-$S$3)/($S$2-$S$3)))/((75-65)/LN((75-20)/(65-20))),Q3962)","v":0.08064538055291112},{"$f":"POWER((($AT$1-$AT$2)/LN(($AT$1-$AT$3)/($AT$2-$AT$3)))/((16-18)/LN((16-27)/(18-27))),AP3962)","v":0.7894714915956607},{"$f":"POWER((($AT$1-$AT$2)/LN(($AT$1-$AT$3)/($AT$2-$AT$3)))/((16-18)/LN((16-27)/(18-27))),AP3962)","v":0.7894714915956607}]
[{"$nulls":77},{"$error":"#VALUE!"},0,0,{"$error":"#VALUE!"},0.7507794609544182,0.68,null,0.15781864009190116,0.08064538055291112,0.7952052041594007,0.7952052041594007]
[{"$nulls":77},1615,3238,442,63,0.6729424377054166,0.6582099452827469,null,0.16320641939358696,0.08064538055291112,0.783779121140337,0.783779121140337]
[{"$nulls":77},3238,4735,725,75,0.6729424377054166,0.6582099452827469,null,0.15781864009190116,0.08064538055291112,0.7952052041594007,0.7952052041594007]
[{"$nulls":77},2298,4062,502,78,0.7507794609544182,0.68,null,0.16320641939358696,0.08064538055291112,0.7952052041594007,0.7952052041594007]
[{"$nulls":77},2489,6098,791,92,0.6729424377054166,0.6582099452827469,null,0.1716349180255756,0.08064538055291112,0.8146200327725304,0.8146200327725304]

{"sheet":"NL","index":2,"n_rows":22,"n_cols":10,"rows_kept":22,"hidden":true,"merged":[[0,1,0,5],[8,4,8,6],[9,4,9,6],[10,4,10,6],[12,2,12,3],[12,4,12,5],[12,6,13,6],[12,7,13,7],[12,8,13,8],[12,9,13,9],[14,0,14,1],[15,0,17,0]]}
[null,"Selectiontool Strada Hybrid"]
[]
[null,"Lengte",null,"mm","Invulformulier","Statisch toestel","rel. vocht.","Unit","Kopieer alle data"]
[null,"Hoogte",null,{"$f":"D3","v":"mm"},"Uitvoering","Hybrid toestel","Eenheidsstelsel","DBH set","SI-eenheden"]
[null,"Type",null,null,"Temperaturen","DBH rail type","Toestel",null,"Imperiale-eenheden"]
[null,"Diepte",null,{"$f":"D3","v":"mm"},"Indien de ventilatoren uitgeschakeld zijn, is de afgifte een indicatieve waarde.","Waterzijdig drukverlies"]
[]
[null,"Verwarmen:",{"$nulls":4},"Koelen:"]
[null,"Water aanvoer",null,null,{"$f":"B9","v":"Water aanvoer"},{"$nulls":3},{"$f":"D9","v":0}]
[null,"Water retour",null,{"$f":"D9","v":0},{"$f":"B10","v":"Water retour"},{"$nulls":3},{"$f":"D9","v":0}]
[null,"Ruimte (droge bol)",null,{"$f":"D9","v":0},{"$f":"B11","v":"Ruimte (droge bol)"},{"$nulls":3},{"$f":"D9","v":0}]
[]
[null,null,{"$f":"CONCATENATE(B8,\" \",C9,\"/\",C10,\"/\",C11)","v":"Verwarmen: //"},null,{"$f":"CONCATENATE(G8,\" \",H9,\"/\",H10,\"/\",H11)","v":"Koelen: //"},null,"Watervolume","Elektrisch verbruik [W]","Geluidsdrukniveau [dB(A)]****","Geluidsvermogen [dB(A)]****"]
[null,null,"Verwarmvermogen","Waterdebiet","Koelvermogen",{"$f":"D14","v":"Waterdebiet"}]
["Statisch (indicatieve waarde)"]
["EN16430","Ventilatorsnelheid "]
[null,"Ventilatorsnelheid 2"]
[null,"Ventilatorsnelheid 3"]
[null,"Stuurspanning [v]",{"$nulls":6},{"$f":"#REF!","v":{"$error":"#REF!"}}]
["*","Koelvermogen is berekend volgens EN16430 met de ventilatoren naar boven blazend voor alle types."]
["**","Wanneer het watervolume in gallons wordt gegeven, zijn dit imperial gallons."]
["***","Geluidsvermogen volgens ISO 3741:2010, Voor het geluidsdrukniveau is er een aangenomen kamerdemping van 8 dB(A)."]

{"sheet":"EN","index":3,"n_rows":22,"n_cols":10,"rows_kept":22,"hidden":true,"merged":[[0,1,0,5],[8,4,8,6],[9,4,9,6],[10,4,10,6],[12,2,12,3],[12,4,12,5],[12,6,13,6],[12,7,13,7],[12,8,13,8],[12,9,13,9],[14,0,14,1],[15,0,17,0]]}
[null,"Selectiontool Strada Hybrid"]
[]
[null,"Length",null,"mm","Formulary","Static device","rel. humid.","Unit","Copy all data"]
[null,"Heigth",null,{"$f":"D3","v":"mm"},"Version","Hybrid device","Unit conversion","DBH set","SI-units"]
[null,"Type",null,null,"Temperatures","DBH rail type","Device",null,"Imperial-units"]
[null,"Depth",null,{"$f":"D3","v":"mm"},"If the fans are switched off, the output is an indicative value.","Water side pressure loss "]
[]
[null,"Heating:",{"$nulls":4},"Cooling:"]
[null,"Supply water",null,null,{"$f":"B9","v":"Supply water"},{"$nulls":3},{"$f":"D9","v":0}]
[null,"Return water",null,{"$f":"D9","v":0},{"$f":"B10","v":"Return water"},{"$nulls":3},{"$f":"D9","v":0}]
[null,"Entering air (dry bulb)",null,{"$f":"D9","v":0},{"$f":"B11","v":"Entering air (dry bulb)"},{"$nulls":3},{"$f":"D9","v":0}]
[]
[null,null,{"$f":"CONCATENATE(B8,\" \",C9,\"/\",C10,\"/\",C11)","v":"Heating: //"},null,{"$f":"CONCATENATE(G8,\" \",H9,\"/\",H10,\"/\",H11)","v":"Cooling: //"},null,"Water volume","Electrical consumption [W]","Sound pressure level [dB(A)]****","Sound power [dB(A)]****"]
[null,null,"Heating capacity","Water flow","Cooling capacity",{"$f":"D14","v":"Water flow"}]
["Fans off (indicative value)"]
["EN16430","Fan speed"]
[null,"Fan speed selection 2"]
[null,"Fan speed selection 3"]
[null,"Fan voltage [V]"]
["*","Cooling power is calcullated according EN16430 with fans blowing up for all heights."]
["**","When the water volume is given in gallons, the units are specifically imperial gallons."]
["***","Soundpower according to ISO 3741:2010, sound pressure level with assumed room damping of 8 dB(A)."]

{"sheet":"FR","index":4,"n_rows":22,"n_cols":10,"rows_kept":22,"hidden":true,"merged":[[0,1,0,5],[8,4,8,6],[9,4,9,6],[10,4,10,6],[12,2,12,3],[12,4,12,5],[12,6,13,6],[12,7,13,7],[12,8,13,8],[12,9,13,9],[14,0,14,1],[15,0,17,0]]}
[null,"Selectiontool Strada Hybrid"]
[]
[null,"Longeur",null,"mm","Formulaire","Appareil statique","hum. rel.","Unité","Copier toutes des données"]
[null,"Hauteur",null,{"$f":"D3","v":"mm"},"Version","Appareil Hybrid","Système unitaire","DBH set","Unités-SI"]
[null,"Type",null,null,"Températures","DBH rail type","Appareil",null,"Unités-Impériales"]
[null,"Profondeur",null,{"$f":"D3","v":"mm"},"Si les ventilateurs sont éteints, la sortie est une valeur indicative.","Perte de charge"]
[]
[null,"Chauffer:",{"$nulls":4},"Refroidir:"]
[null,"Entrée de l'eau",null,null,{"$f":"B9","v":"Entrée de l'eau"},{"$nulls":3},{"$f":"D9","v":0}]
[null,"Retour de l'eau",null,{"$f":"D9","v":0},{"$f":"B10","v":"Retour de l'eau"},{"$nulls":3},{"$f":"D9","v":0}]
[null,"Ambiante (bulbe sec)",null,{"$f":"D9","v":0},{"$f":"B11","v":"Ambiante (bulbe sec)"},{"$nulls":3},{"$f":"D9","v":0}]
[]
[null,null,{"$f":"CONCATENATE(B8,\" \",C9,\"/\",C10,\"/\",C11)","v":"Chauffer: //"},null,{"$f":"CONCATENATE(G8,\" \",H9,\"/\",H10,\"/\",H11)","v":"Refroidir: //"},null,"Volume d'eau","Puissance absorbée elec. [W]","Pression sonore [dB(A)]****","Puissance sonore [dB(A)]****"]
[null,null,"Puissance de chauffer","Débit d'eau","Puissance de refroidir",{"$f":"D14","v":"Débit d'eau"}]
["Ventilateur éteint (indicative)"]
["EN16430","Vitesse ventilateur "]
[null,"Vitesse du ventilateur 2"]
[null,"Vitesse du ventilateur 3"]
[null,"Tension ventilateur [V]"]
["*","La puissance de refroidissement est calculée selon EN 16430 avec des ventilateurs qui soufflent pour toutes les hauteurs."]
["**","Lorsque le volume d'eau est donné en gallons, ce sont des gallons impérial."]
["***","Puissance acoustique selon ISO 3741: 2010, niveau de pression acoustique avec un amortissement de la pièce supposé de 8 dB(A)."]

{"sheet":"DE","index":5,"n_rows":22,"n_cols":10,"rows_kept":22,"hidden":true,"merged":[[0,1,0,5],[8,4,8,6],[9,4,9,6],[10,4,10,6],[12,2,12,3],[12,4,12,5],[12,6,13,6],[12,7,13,7],[12,8,13,8],[12,9,13,9],[14,0,14,1],[15,0,17,0]]}
[null,"Selectiontool Strada Hybrid"]
[]
[null,"Länge",null,"mm","Eingabefelder","Statisches Gerät","rel. Luftf.","Unit","Kopieren Sie alle daten"]
[null,"Höhe",null,{"$f":"D3","v":"mm"},"Ausführung","Hybrid Gerät","Einheiten","DBH set","SI-einheiten"]
[null,"Typ",null,null,"Temperaturen","DBH rail typ","Gerät",null,"Imperiale-einheiten"]
[null,"Tiefe",null,{"$f":"D3","v":"mm"},"Wenn die Lüfter ausgeschaltet sind, ist der Ausgang ein Richtwert.","zug. wassers. Druckverlust"]
[]
[null,"Heizen:",{"$nulls":4},"Kühlen:"]
[null,"Vorlauf wasser",null,null,{"$f":"B9","v":"Vorlauf wasser"},{"$nulls":3},{"$f":"D9","v":0}]
[null,"Rücklauf wasser",null,{"$f":"D9","v":0},{"$f":"B10","v":"Rücklauf wasser"},{"$nulls":3},{"$f":"D9","v":0}]
[null,"Raum (trocken)",null,{"$f":"D9","v":0},{"$f":"B11","v":"Raum (trocken)"},{"$nulls":3},{"$f":"D9","v":0}]
[]
[null,null,{"$f":"CONCATENATE(B8,\" \",C9,\"/\",C10,\"/\",C11)","v":"Heizen: //"},null,{"$f":"CONCATENATE(G8,\" \",H9,\"/\",H10,\"/\",H11)","v":"Kühlen: //"},null,"Wasservolumen","Elektr. Leistung [W]","Schalldruckpegel [dB(A)]****","Schallleistungspegel [dB(A)]****"]
[null,null,"Heizleistung","Heizmittelstrom","Kühlleistung","Kühlmittelstrom"]
["Lüfter aus (richtwert)"]
["EN16430","Auslegungsstufe "]
[null,"Auslegungsstufe 2"]
[null,"Auslegungsstufe 3"]
[null,"Lufterspannung [V]"]
["*","Die Kühlleistung wird nach EN 16430 berechnet, wobei die Lüfter für alle Höhen hochgehen."]
["**","Wenn das Wasservolumen in Gallonen angegeben ist, sind dies imperiale Gallonen."]
["***","Schallleistung nach ISO 3741: 2010, Schalldruckpegel bei angenommener Raumdämpfung von 8 dB(A)."]

{"sheet":"NR","index":6,"n_rows":22,"n_cols":10,"rows_kept":22,"hidden":true,"merged":[[0,1,0,5],[8,4,8,6],[9,4,9,6],[10,4,10,6],[12,2,12,3],[12,4,12,5],[12,6,13,6],[12,7,13,7],[12,8,13,8],[12,9,13,9],[14,0,14,1],[15,0,17,0]]}
[null,"Selectiontool Strada Hybrid"]
[]
[null,"Lengde",null,"mm","Inngangsskjema","Statisk modell","rel. fuktighet","Unit","Kopier alle data"]
[null,"Høyde",null,{"$f":"D3","v":"mm"},"Versjon","Hybrid modell","Enhetssystem","DBH set","SI-enheter"]
[null,"Type",null,null,"Temperaturer","DBH rail type","Modell",null,"Imperiale-enheter"]
[null,"Bredde",null,{"$f":"D3","v":"mm"},"Hvis viftene er slått av, er utgangen en indikativ verdi.","Trykktap"]
[]
[null,"Varme:",{"$nulls":4},"Kjøling:"]
[null,"Tur vann",null,null,{"$f":"B9","v":"Tur vann"},{"$nulls":3},{"$f":"D9","v":0}]
[null,"Retur vann",null,0,{"$f":"B10","v":"Retur vann"},{"$nulls":3},{"$f":"D9","v":0}]
[null,"Rom (tørr pære)",null,0,{"$f":"B11","v":"Rom (tørr pære)"},{"$nulls":3},{"$f":"D9","v":0}]
[]
[null,null,{"$f":"CONCATENATE(B8,\" \",C9,\"/\",C10,\"/\",C11)","v":"Varme: //"},null,{"$f":"CONCATENATE(G8,\" \",H9,\"/\",H10,\"/\",H11)","v":"Kjøling: //"},null,"Vannvolum","Elektrisk effekt [W]","Lydtrykk [dB(A)]****","Lydeffekt [dB(A)]****"]
[null,null,"Varme effekt","Vannmengde","Kjøle effekt",{"$f":"D14","v":"Vannmengde"}]
["Lüfter aus (richtwert)"]
["EN16430","Styresignal"]
[null,"Auslegungsstufe 2"]
[null,"Auslegungsstufe 3"]
[null,"Viftespenning [V]"]
["*","Kjølekapasitet beregnes i henhold til EN16430 med viftene som blåser oppover for alle typer."]
["**","Når vannvolumet er gitt i gallon, er dette imperial gallons."]
["***","Lydeffekt i henhold til ISO 3741: 2010. For lydtrykknivået er det en antatt romdemping på 8 dB (A)."]

{"sheet":"SP","index":7,"n_rows":22,"n_cols":10,"rows_kept":22,"hidden":true,"merged":[[0,1,0,5],[8,4,8,6],[9,4,9,6],[10,4,10,6],[12,2,12,3],[12,4,12,5],[12,6,13,6],[12,7,13,7],[12,8,13,8],[12,9,13,9],[14,0,14,1],[15,0,17,0]]}
[null,"Selectiontool Strada Hybrid"]
[]
[null,"Longitud",null,"mm","Formulary","Dispositivo estático","Hum. Relativa","Unit","Copiar todos los datos"]
[null,"Altura",null,{"$f":"D3","v":"mm"},"Versión","Dispositivo Hybrid","Convers. de unidades","DBH set","Unidades-SI"]
[null,"Tipo",null,null,"Temperaturas","tipo de riel DBH","Despositivo",null,"Unidades-Imperial"]
[null,"Profund.",null,{"$f":"D3","v":"mm"},"La velocidad del ventilador en \"0\" tiene una emisión indicativa.","Pérdida de carga del agua"]
[]
[null,"Calefacción:",{"$nulls":4},"Enfriamiento:"]
[null,"Agua impulsión",null,null,{"$f":"B9","v":"Agua impulsión"},{"$nulls":3},{"$f":"D9","v":0}]
[null,"Agua retorno",null,{"$f":"D9","v":0},{"$f":"B10","v":"Agua retorno"},{"$nulls":3},{"$f":"D9","v":0}]
[null,"Ambiente (bulbo seco)",null,{"$f":"D9","v":0},{"$f":"B11","v":"Ambiente (bulbo seco)"},{"$nulls":3},{"$f":"D9","v":0}]
[]
[null,null,{"$f":"CONCATENATE(B8,\" \",C9,\"/\",C10,\"/\",C11)","v":"Calefacción: //"},null,{"$f":"CONCATENATE(G8,\" \",H9,\"/\",H10,\"/\",H11)","v":"Enfriamiento: //"},null,"Volumen de agua","Potencia eléctrica absorbida [W]","Presión sonora [dB(A)]****","Potencia sonora [dB(A)]****"]
[null,null,"Emisión calefacción","Caudal de agua, calefacción","Emisión sensible Frío",{"$f":"D14","v":"Caudal de agua, calefacción"}]
["Fans off (indicative value)"]
["EN16430","Velocidad del ventilador"]
[null,"Fan speed selection 2"]
[null,"Fan speed selection 3"]
[null," Voltaje control [V]"]
["*","La potencia de enfriamiento se calcula según la norma EN 16430 con ventiladores de todas las alturas."]
["**","Cuando el volumen de agua se da en galones, las unidades son específicamente galones imperiales."]
["***","Potencia sonora según ISO 3741: 2010, nivel de presión acústica con una amortiguación ambiental supuesta de 8 dB (A)."]

{"sheet":"SW","index":8,"n_rows":22,"n_cols":10,"rows_kept":22,"hidden":true,"merged":[[0,1,0,5],[8,4,8,6],[9,4,9,6],[10,4,10,6],[12,2,12,3],[12,4,12,5],[12,6,13,6],[12,7,13,7],[12,8,13,8],[12,9,13,9],[14,0,14,1],[15,0,17,0]]}
[null,"Selectiontool Strada Hybrid"]
[]
[null,"Längd",null,"mm","Inngangsskjema","Statisk modell","rel. Fuktighet","Unit","Kopiera all data"]
[null,"Höjd",null,{"$f":"D3","v":"mm"},"Storlek","Hybrid modell","Enhetssystem","DBH set","SI-enheter"]
[null,"Typ",null,null,"Temperaturer","DBH rail typ","Modell",null,"Imperiella-enheter"]
[null,"Djup",null,{"$f":"D3","v":"mm"},"Om fläktarna är avstängda är utgången ett indikationsvärde.","Tryckfall, vatten"]
[]
[null,"Värme:",{"$nulls":4},"Kyla:"]
[null,"Tillopp",null,null,{"$f":"B9","v":"Tillopp"},{"$nulls":3},{"$f":"D9","v":0}]
[null,"Retur",null,0,{"$f":"B10","v":"Retur"},{"$nulls":3},{"$f":"D9","v":0}]
[null,"Rum (torr)",null,0,{"$f":"B11","v":"Rum (torr)"},{"$nulls":3},{"$f":"D9","v":0}]
[]
[null,null,{"$f":"CONCATENATE(B8,\" \",C9,\"/\",C10,\"/\",C11)","v":"Värme: //"},null,{"$f":"CONCATENATE(G8,\" \",H9,\"/\",H10,\"/\",H11)","v":"Kyla: //"},null,"Vattenvolym","Effektförbrukning [W]","Ljudtryck [dB(A)]****","Ljudeffekt [dB(A)]****"]
[null,null,"Effekt","Vattenflöde","Kyleffekt",{"$f":"D14","v":"Vattenflöde"}]
["Fans off (indicative value)"]
["EN16430","Fläkthastighet"]
[null,"Fan speed selection 2"]
[null,"Fan speed selection 3"]
[null,"Spänning, Fläkt [V]"]
["*","Kyleffekt är beräknad enligt EN16430 med fläktar blåsandes i riktning uppåt för alla höjder"]
["**","När vattenvolymen är given i gallon avser det Imperiella gallon."]
["***","Ljudeffekt enligt ISO 3741:2010 ljudtryck med antagen ljudreduktion från rummet på 8 dB(A)"]

{"sheet":"TS","index":9,"n_rows":22,"n_cols":10,"rows_kept":22,"hidden":true,"merged":[[0,1,0,5],[8,4,8,6],[9,4,9,6],[10,4,10,6],[12,2,12,3],[12,4,12,5],[12,6,13,6],[12,7,13,7],[12,8,13,8],[12,9,13,9],[14,0,14,1],[15,0,17,0]]}
[null,"Selectiontool Strada Hybrid"]
[]
[null,"Délka",null,"mm","Formulary","Statická jednotka","Relativní vlhkost","Jednotka","Kopírovat všechna data"]
[null,"Výška",null,{"$f":"D3","v":"mm"},"Verze","Hybridní jednotka","Převod jednotek","DBH sada","Mezinárodní (Sl)"]
[null,"Typ",null,null,"Teploty","DBH rail type","Device",null,"Imperiální"]
[null,"Hloubka",null,{"$f":"D3","v":"mm"},"Pokud jsou ventilátory vypnuté, je výkon pouze orientační.","Tlaková ztráta"]
[]
[null,"Topení:",{"$nulls":4},"Chlazení:"]
[null,"Voda na přívodu",null,null,{"$f":"B9","v":"Voda na přívodu"},{"$nulls":3},{"$f":"D9","v":0}]
[null,"Voda na zpátečce",null,{"$f":"D9","v":0},{"$f":"B10","v":"Voda na zpátečce"},{"$nulls":3},{"$f":"D9","v":0}]
[null,"\"Suchá\" teplota vzduchu",null,{"$f":"D9","v":0},{"$f":"B11","v":"\"Suchá\" teplota vzduchu"},{"$nulls":3},{"$f":"D9","v":0}]
[]
[null,null,{"$f":"CONCATENATE(B8,\" \",C9,\"/\",C10,\"/\",C11)","v":"Topení: //"},null,{"$f":"CONCATENATE(G8,\" \",H9,\"/\",H10,\"/\",H11)","v":"Chlazení: //"},null,"Objem vody","Elektrický výkon [W]","Akustický tlak [dB(A)]****","Akustický výkon [dB(A)]****"]
[null,null,"Výkon Topení","Průtok vody","Výkon Chlazení","Průtok vody"]
["Fans off (indicative value)"]
["EN16430","Rychlost otáček ventilátoru"]
[null,"Fan speed selection 2"]
[null,"Fan speed selection 3"]
[null,"Napětí ventilárotu [V]"]
["*","Chladicí výkon vypočítán podle EN 16430  s ventilátory, které u všech typů - výšek foukají nahoru."]
["**"]
["***","Akustický výkon podle ISO 3741: 2010, hladina akustického tlaku s předpokládaným útlumem místnosti o 8 dB (A)."]

{"sheet":"ExtraTaal1","index":10,"n_rows":22,"n_cols":10,"rows_kept":22,"hidden":true,"merged":[[0,1,0,5],[8,4,8,6],[9,4,9,6],[10,4,10,6],[12,2,12,3],[12,4,12,5],[12,6,13,6],[12,7,13,7],[12,8,13,8],[12,9,13,9],[14,0,14,1],[15,0,17,0]]}
[null,"Selectiontool Strada Hybrid"]
[]
[null,"Length",null,"mm","Formulary","Static device","rel. humid.","Unit","Copy all data"]
[null,"Heigth",null,{"$f":"D3","v":"mm"},"Version","Hybrid device","Unit conversion","DBH set","SI-units"]
[null,"Type",null,null,"Temperatures","DBH rail type","Device",null,"Imperial-units"]
[null,"Depth",null,{"$f":"D3","v":"mm"},"If the fans are switched off, the output is an indicative value.","Water side pressure loss "]
[]
[null,"Heating:",{"$nulls":4},"Cooling:"]
[null,"Supply water",null,null,{"$f":"B9","v":"Supply water"},{"$nulls":3},{"$f":"D9","v":0}]
[null,"Return water",null,{"$f":"D9","v":0},{"$f":"B10","v":"Return water"},{"$nulls":3},{"$f":"D9","v":0}]
[null,"Entering air (dry bulb)",null,{"$f":"D9","v":0},{"$f":"B11","v":"Entering air (dry bulb)"},{"$nulls":3},{"$f":"D9","v":0}]
[]
[null,null,{"$f":"CONCATENATE(B8,\" \",C9,\"/\",C10,\"/\",C11)","v":"Heating: //"},null,{"$f":"CONCATENATE(G8,\" \",H9,\"/\",H10,\"/\",H11)","v":"Cooling: //"},null,"Water volume","Electrical consumption [W]","Sound pressure level [dB(A)]****","Sound power [dB(A)]****"]
[null,null,"Heating capacity","Water flow","Cooling capacity",{"$f":"D14","v":"Water flow"}]
["Fans off (indicative value)"]
["EN16430","Fan speed"]
[null,"Fan speed selection 2"]
[null,"Fan speed selection 3"]
[null,"Fan voltage [V]"]
["*","Cooling power is calcullated according EN16430 with fans blowing up for all heights."]
["**","When the water volume is given in gallons, the units are specifically imperial gallons."]
["***","Soundpower according to ISO 3741:2010, sound pressure level with assumed room damping of 8 dB(A)."]

{"sheet":"ExtraTaal2","index":11,"n_rows":22,"n_cols":10,"rows_kept":22,"hidden":true,"merged":[[0,1,0,5],[8,4,8,6],[9,4,9,6],[10,4,10,6],[12,2,12,3],[12,4,12,5],[12,6,13,6],[12,7,13,7],[12,8,13,8],[12,9,13,9],[14,0,14,1],[15,0,17,0]]}
[null,"Selectiontool Strada Hybrid"]
[]
[null,"Length",null,"mm","Formulary","Static device","rel. humid.","Unit","Copy all data"]
[null,"Heigth",null,{"$f":"D3","v":"mm"},"Version","Hybrid device","Unit conversion","DBH set","SI-units"]
[null,"Type",null,null,"Temperatures","DBH rail type","Device",null,"Imperial-units"]
[null,"Depth",null,{"$f":"D3","v":"mm"},"If the fans are switched off, the output is an indicative value.","Water side pressure loss "]
[]
[null,"Heating:",{"$nulls":4},"Cooling:"]
[null,"Supply water",null,null,{"$f":"B9","v":"Supply water"},{"$nulls":3},{"$f":"D9","v":0}]
[null,"Return water",null,{"$f":"D9","v":0},{"$f":"B10","v":"Return water"},{"$nulls":3},{"$f":"D9","v":0}]
[null,"Entering air (dry bulb)",null,{"$f":"D9","v":0},{"$f":"B11","v":"Entering air (dry bulb)"},{"$nulls":3},{"$f":"D9","v":0}]
[]
[null,null,{"$f":"CONCATENATE(B8,\" \",C9,\"/\",C10,\"/\",C11)","v":"Heating: //"},null,{"$f":"CONCATENATE(G8,\" \",H9,\"/\",H10,\"/\",H11)","v":"Cooling: //"},null,"Water volume","Electrical consumption [W]","Sound pressure level [dB(A)]****","Sound power [dB(A)]****"]
[null,null,"Heating capacity","Water flow","Cooling capacity",{"$f":"D14","v":"Water flow"}]
["Fans off (indicative value)"]
["EN16430","Fan speed"]
[null,"Fan speed selection 2"]
[null,"Fan speed selection 3"]
[null,"Fan voltage [V]"]
["*","Cooling power is calcullated according EN16430 with fans blowing up for all heights."]
["**","When the water volume is given in gallons, the units are specifically imperial gallons."]
["***","Soundpower according to ISO 3741:2010, sound pressure level with assumed room damping of 8 dB(A)."]

{"sheet":"ExtraTaal3","index":12,"n_rows":22,"n_cols":10,"rows_kept":22,"hidden":true,"merged":[[0,1,0,5],[8,4,8,6],[9,4,9,6],[10,4,10,6],[12,2,12,3],[12,4,12,5],[12,6,13,6],[12,7,13,7],[12,8,13,8],[12,9,13,9],[14,0,14,1],[15,0,17,0]]}
[null,"Selectiontool Strada Hybrid"]
[]
[null,"Length",null,"mm","Formulary","Static device","rel. humid.","Unit","Copy all data"]
[null,"Heigth",null,{"$f":"D3","v":"mm"},"Version","Hybrid device","Unit conversion","DBH set","SI-units"]
[null,"Type",null,null,"Temperatures","DBH rail type","Device",null,"Imperial-units"]
[null,"Depth",null,{"$f":"D3","v":"mm"},"If the fans are switched off, the output is an indicative value.","Water side pressure loss "]
[]
[null,"Heating:",{"$nulls":4},"Cooling:"]
[null,"Supply water",null,null,{"$f":"B9","v":"Supply water"},{"$nulls":3},{"$f":"D9","v":0}]
[null,"Return water",null,{"$f":"D9","v":0},{"$f":"B10","v":"Return water"},{"$nulls":3},{"$f":"D9","v":0}]
[null,"Entering air (dry bulb)",null,{"$f":"D9","v":0},{"$f":"B11","v":"Entering air (dry bulb)"},{"$nulls":3},{"$f":"D9","v":0}]
[]
[null,null,{"$f":"CONCATENATE(B8,\" \",C9,\"/\",C10,\"/\",C11)","v":"Heating: //"},null,{"$f":"CONCATENATE(G8,\" \",H9,\"/\",H10,\"/\",H11)","v":"Cooling: //"},null,"Water volume","Electrical consumption [W]","Sound pressure level [dB(A)]****","Sound power [dB(A)]****"]
[null,null,"Heating capacity","Water flow","Cooling capacity",{"$f":"D14","v":"Water flow"}]
["Fans off (indicative value)"]
["EN16430","Fan speed"]
[null,"Fan speed selection 2"]
[null,"Fan speed selection 3"]
[null,"Fan voltage [V]"]
["*","Cooling power is calcullated according EN16430 with fans blowing up for all heights."]
["**","When the water volume is given in gallons, the units are specifically imperial gallons."]
["***","Soundpower according to ISO 3741:2010, sound pressure level with assumed room damping of 8 dB(A)."]