## EcoReviva
Selectiontool Ecoreviva
|  |  |  | Taal/Language/Sprache/Språk/Jazyk |  |  |  | English
|  |  |  | Hybrid device |  |  |  | Ecoreviva Hybrid
|  |  |  | Version [centimeter] | [6 empty] | #N/A
[5 empty] | Length | Fan speed |  |  | Heigth | Type | Depth
Temperatures
Heating: |  |  |  |  | Cooling:
Supply water | 0 | 0 | 35 | °C | Supply water | 0 | 0 | 16 | °C | Unit conversion
Return water | 0 | 0 | 30 | °C | Return water | 0 | 0 | 18 | °C
Entering air (dry bulb) | 0 | 0 | 20 | °C | Entering air (dry bulb) | 0 | 0 | 27 | °C
[5 empty] | rel. humid. |  |  | 50%
Length [cm] |  | Heating capacity [W] | Water flow [kg/h] | Water side pressure loss [kPa] | Cooling capacity [W]** | Water flow [kg/h] | Water side pressure loss [kPa] | Sound pressure level [dB(A)]**** | Sound power [dB(A)]**** | Electrical consumption [W] | Water volume [l]
Ecoreviva Hybrid, Heigth cm, Type | 0 | 0 | 0 | 0 | 0 | 0 | 0 | 0 | 0 | 0 | 0
55
65 | 65
75 | 75
85 | 85
95 | 95
105 | 105
115 | 115
135 | 135
155 | 155
175 | 175
195 | 195
215 | 215
235 | 235
FALSE
FALSE |  | FALSE | FALSE | FALSE | FALSE | FALSE | FALSE | FALSE | FALSE | FALSE | FALSE
FALSE |  | FALSE | FALSE | FALSE | FALSE | FALSE | FALSE | FALSE | FALSE | FALSE | FALSE
FALSE |  | FALSE | FALSE | FALSE | FALSE | FALSE | FALSE | FALSE | FALSE | FALSE | FALSE
v2025-11-04
* | If the fans are switched off, the output is an indicative value.
** | Cooling power is calcullated according EN16430 with fans blowing up for all heights.
*** | When the water volume is given in gallons, the units are specifically imperial gallons.
**** | Soundpower according to ISO 3741:2010, sound pressure level with assumed room damping of 8 dB(A).

## data (hidden)
Ecoreviva_L | [11 empty] | heating | Ti | 35 | 35 | [20 empty] | cooling | Ti | 16 | 16 |  | RH | 50% |  |  |  | RH | [24 empty] | DBH rail | NONE | 10 | 15 |  |  | Imperial/SI |  | toestel | taal | lengte | hoogte | type |  | Ecoreviva Hybrid |  |  | Ecoreviva
Ecoreviva | [12 empty] | Tr | 30 | 30 | [21 empty] | Tr | 18 | 18 | [25 empty] | 1 | [5 empty] | 1 | [5 empty] | 1 |  | Geselecteerd |  |  |  |  | factor voor hoogtes aanpassing bij hybrids | hoogte | lengte | type | hoogte | lengte | type | [10 empty] | Selectiontool LowH2O Hybrids
Ecoreviva_T | [12 empty] | Ta | 20 | 20 | [21 empty] | Ta | 27 | 27 | [37 empty] | 1 | Ecoreviva | Ecoreviva Hybrid | Nederlands | 55 | 40 | 10 |  | 40 | 55 | 11 | 40 | 55 | 10
kolomindex | 2 | 3 | 4 | 5 | 6 | 7 | 8 | 9 | 10 | 11 | 12 | 13 | 14 | 15 | 16 | 17 | 18 | 19 | 20 | 21 | 22 | 23 | 24 | 25 | 26 | 27 | 28 | 29 | 30 | 31 | 32 | 33 | 34 | 35 | 36 | 37 | 38 | 39 | 40 | 41 | 42 | 43 | 44 | 45 | 46 | 47 | 48 | 49 | 50 | 51 | 52 | 53 | 54 | 55 | 56 | 57 | 58 | 59 | 60 | 61 | 62 | 63 | 64 | 65 | 66 | 67 | 68 | 69 | 70 | 71 | 72 | 73 | 74 | 75 | 76 | 77 |  | Linea | Ecoreviva | English | 65 | 45 | 11 |  | 45 | 65 | 16 | 45 | 65 | 15 | [14 empty] | Taal/Language/Sprache/Langue/Språk/Lengua |  |  |  | English | 0
15055 |  |  | #N/A | #N/A | #N/A | #N/A | #N/A | #N/A | #N/A | #N/A | #N/A | #N/A | #N/A | #N/A | #N/A | #N/A | #N/A | #N/A | #N/A | #N/A | #N/A | #N/A | #N/A | #N/A | #N/A | #N/A | #N/A | #N/A | #N/A | #N/A | #N/A | #N/A | #N/A | #N/A | #N/A | #N/A | #N/A | #N/A | #N/A | #N/A | #N/A | #N/A | #N/A | #N/A | #N/A | #N/A | #N/A | #N/A | #N/A | #N/A | #N/A | #N/A | #N/A | #N/A | #N/A | #N/A | #N/A | #N/A | #N/A | #N/A | #N/A | #N/A | #N/A | #N/A | #N/A | #N/A | #N/A | #N/A | #N/A | #N/A | #N/A | #N/A | #N/A | #N/A | #N/A | #N/A |  | Tempo | 0 | Français | 75 | 50 | 15 |  | 50 | 75 | 21 | 50 | 75 | 20 | [14 empty] | 0 |  |  |  | Ecoreviva Hybrid | 0
15065 |  |  | #N/A | #N/A | #N/A | #N/A | #N/A | #N/A | #N/A | #N/A | #N/A | #N/A | #N/A | #N/A | #N/A | #N/A | #N/A | #N/A | #N/A | #N/A | #N/A | #N/A | #N/A | #N/A | #N/A | #N/A | #N/A | #N/A | #N/A | #N/A | #N/A | #N/A | #N/A | #N/A | #N/A | #N/A | #N/A | #N/A | #N/A | #N/A | #N/A | #N/A | #N/A | #N/A | #N/A | #N/A | #N/A | #N/A | #N/A | #N/A | #N/A | #N/A | #N/A | #N/A | #N/A | #N/A | #N/A | #N/A | #N/A | #N/A | #N/A | #N/A | #N/A | #N/A | #N/A | #N/A | #N/A | #N/A | #N/A | #N/A | #N/A | #N/A | #N/A | #N/A | #N/A | #N/A |  | Built_in | 0 | Deutsch | 85 | 55 | 16 |  | 55 | 85 |  | 55 | 85 | [15 empty] | [centimeter] |  |  |  | 0 | 0 | 0 | 0
15075 |  |  | #N/A | #N/A | #N/A | #N/A | #N/A | #N/A | #N/A | #N/A | #N/A | #N/A | #N/A | #N/A | #N/A | #N/A | #N/A | #N/A | #N/A | #N/A | #N/A | #N/A | #N/A | #N/A | #N/A | #N/A | #N/A | #N/A | #N/A | #N/A | #N/A | #N/A | #N/A | #N/A | #N/A | #N/A | #N/A | #N/A | #N/A | #N/A | #N/A | #N/A | #N/A | #N/A | #N/A | #N/A | #N/A | #N/A | #N/A | #N/A | #N/A | #N/A | #N/A | #N/A | #N/A | #N/A | #N/A | #N/A | #N/A | #N/A | #N/A | #N/A | #N/A | #N/A | #N/A | #N/A | #N/A | #N/A | #N/A | #N/A | #N/A | #N/A | #N/A | #N/A | #N/A | #N/A |  | MiniHybrid | Mini Hybrid | Norsk | 95 | 60 | 20 |  | 60 | 95 |  | 60 | 95 | [16 empty] | 0 |  | 0 |  | 0 | 0 | 0
15085 |  |  | #N/A | #N/A | #N/A | #N/A | #N/A | #N/A | #N/A | #N/A | #N/A | #N/A | #N/A | #N/A | #N/A | #N/A | #N/A | #N/A | #N/A | #N/A | #N/A | #N/A | #N/A | #N/A | #N/A | #N/A | #N/A | #N/A | #N/A | #N/A | #N/A | #N/A | #N/A | #N/A | #N/A | #N/A | #N/A | #N/A | #N/A | #N/A | #N/A | #N/A | #N/A | #N/A | #N/A | #N/A | #N/A | #N/A | #N/A | #N/A | #N/A | #N/A | #N/A | #N/A | #N/A | #N/A | #N/A | #N/A | #N/A | #N/A | #N/A | #N/A | #N/A | #N/A | #N/A | #N/A | #N/A | #N/A | #N/A | #N/A | #N/A | #N/A | #N/A | #N/A | #N/A | #N/A |  | StradaMM | Strada Hybrid MM | Español | 105 | 65 | 21 |  | 65 | 105 |  | 65 | 105 | [11 empty] | 0
15095 |  |  | #N/A | #N/A | #N/A | #N/A | #N/A | #N/A | #N/A | #N/A | #N/A | #N/A | #N/A | #N/A | #N/A | #N/A | #N/A | #N/A | #N/A | #N/A | #N/A | #N/A | #N/A | #N/A | #N/A | #N/A | #N/A | #N/A | #N/A | #N/A | #N/A | #N/A | #N/A | #N/A | #N/A | #N/A | #N/A | #N/A | #N/A | #N/A | #N/A | #N/A | #N/A | #N/A | #N/A | #N/A | #N/A | #N/A | #N/A | #N/A | #N/A | #N/A | #N/A | #N/A | #N/A | #N/A | #N/A | #N/A | #N/A | #N/A | #N/A | #N/A | #N/A | #N/A | #N/A | #N/A | #N/A | #N/A | #N/A | #N/A | #N/A | #N/A | #N/A | #N/A | #N/A | #N/A |  | #REF! | 1 | Svenska | 115 | 70 |  |  | 70 | 115 |  | 70 | 115 | [11 empty] | 0 |  |  |  |  | 0
150105 |  |  | #N/A | #N/A | #N/A | #N/A | #N/A | #N/A | #N/A | #N/A | #N/A | #N/A | #N/A | #N/A | #N/A | #N/A | #N/A | #N/A | #N/A | #N/A | #N/A | #N/A | #N/A | #N/A | #N/A | #N/A | #N/A | #N/A | #N/A | #N/A | #N/A | #N/A | #N/A | #N/A | #N/A | #N/A | #N/A | #N/A | #N/A | #N/A | #N/A | #N/A | #N/A | #N/A | #N/A | #N/A | #N/A | #N/A | #N/A | #N/A | #N/A | #N/A | #N/A | #N/A | #N/A | #N/A | #N/A | #N/A | #N/A | #N/A | #N/A | #N/A | #N/A | #N/A | #N/A | #N/A | #N/A | #N/A | #N/A | #N/A | #N/A | #N/A | #N/A | #N/A | #N/A | #N/A |  | W/m,beript dyn heat | W/m,beript dyn cool | Čeština | 135 | 75 |  |  | 75 | 135 |  | 75 | 135 | [11 empty] | 0 | 0 | 0 | 35 | °C | 0 | 0 | 0 | 16 | °C | 0
150115 |  |  | #N/A | #N/A | #N/A | #N/A | #N/A | #N/A | #N/A | #N/A | #N/A | #N/A | #N/A | #N/A | #N/A | #N/A | #N/A | #N/A | #N/A | #N/A | #N/A | #N/A | #N/A | #N/A | #N/A | #N/A | #N/A | #N/A | #N/A | #N/A | #N/A | #N/A | #N/A | #N/A | #N/A | #N/A | #N/A | #N/A | #N/A | #N/A | #N/A | #N/A | #N/A | #N/A | #N/A | #N/A | #N/A | #N/A | #N/A | #N/A | #N/A | #N/A | #N/A | #N/A | #N/A | #N/A | #N/A | #N/A | #N/A | #N/A | #N/A | #N/A | #N/A | #N/A | #N/A | #N/A | #N/A | #N/A | #N/A | #N/A | #N/A | #N/A | #N/A | #N/A | #N/A | #N/A |  |  | 1 | ExtraTaal1 | 155 | 80 |  |  | 80 | 155 |  | 80 | 155 | [11 empty] | 0 | 0 | 0 | 30 | °C | 0 | 0 | 0 | 18 | °C
150135 |  |  | #N/A | #N/A | #N/A | #N/A | #N/A | #N/A | #N/A | #N/A | #N/A | #N/A | #N/A | #N/A | #N/A | #N/A | #N/A | #N/A | #N/A | #N/A | #N/A | #N/A | #N/A | #N/A | #N/A | #N/A | #N/A | #N/A | #N/A | #N/A | #N/A | #N/A | #N/A | #N/A | #N/A | #N/A | #N/A | #N/A | #N/A | #N/A | #N/A | #N/A | #N/A | #N/A | #N/A | #N/A | #N/A | #N/A | #N/A | #N/A | #N/A | #N/A | #N/A | #N/A | #N/A | #N/A | #N/A | #N/A | #N/A | #N/A | #N/A | #N/A | #N/A | #N/A | #N/A | #N/A | #N/A | #N/A | #N/A | #N/A | #N/A | #N/A | #N/A | #N/A | #N/A | #N/A |  | OFF |  | ExtraTaal2 | 175 | 85 |  |  | 85 | 175 |  | 85 | 175 | [11 empty] | 0 | 0 | 0 | 20 | °C | 0 | 0 | 0 | 27 | °C
150155 |  |  | #N/A | #N/A | #N/A | #N/A | #N/A | #N/A | #N/A | #N/A | #N/A | #N/A | #N/A | #N/A | #N/A | #N/A | #N/A | #N/A | #N/A | #N/A | #N/A | #N/A | #N/A | #N/A | #N/A | #N/A | #N/A | #N/A | #N/A | #N/A | #N/A | #N/A | #N/A | #N/A | #N/A | #N/A | #N/A | #N/A | #N/A | #N/A | #N/A | #N/A | #N/A | #N/A | #N/A | #N/A | #N/A | #N/A | #N/A | #N/A | #N/A | #N/A | #N/A | #N/A | #N/A | #N/A | #N/A | #N/A | #N/A | #N/A | #N/A | #N/A | #N/A | #N/A | #N/A | #N/A | #N/A | #N/A | #N/A | #N/A | #N/A | #N/A | #N/A | #N/A | #N/A | #N/A | 26dB(A) | 26dB(A) |  | ExtraTaal3 | 195 | 90 | Copy all data |  | 90 | 195 |  | 90 | 195 | [16 empty] | 0 |  |  | 50%
150175 |  |  | #N/A | #N/A | #N/A | #N/A | #N/A | #N/A | #N/A | #N/A | #N/A | #N/A | #N/A | #N/A | #N/A | #N/A | #N/A | #N/A | #N/A | #N/A | #N/A | #N/A | #N/A | #N/A | #N/A | #N/A | #N/A | #N/A | #N/A | #N/A | #N/A | #N/A | #N/A | #N/A | #N/A | #N/A | #N/A | #N/A | #N/A | #N/A | #N/A | #N/A | #N/A | #N/A | #N/A | #N/A | #N/A | #N/A | #N/A | #N/A | #N/A | #N/A | #N/A | #N/A | #N/A | #N/A | #N/A | #N/A | #N/A | #N/A | #N/A | #N/A | #N/A | #N/A | #N/A | #N/A | #N/A | #N/A | #N/A | #N/A | #N/A | #N/A | #N/A | #N/A | #N/A | #N/A | 30dB(A) | 30dB(A) |  |  | 215 | 95 | SI-units |  | 95 | 215 |  | 95 | 215
150195 |  |  | #N/A | #N/A | #N/A | #N/A | #N/A | #N/A | #N/A | #N/A | #N/A | #N/A | #N/A | #N/A | #N/A | #N/A | #N/A | #N/A | #N/A | #N/A | #N/A | #N/A | #N/A | #N/A | #N/A | #N/A | #N/A | #N/A | #N/A | #N/A | #N/A | #N/A | #N/A | #N/A | #N/A | #N/A | #N/A | #N/A | #N/A | #N/A | #N/A | #N/A | #N/A | #N/A | #N/A | #N/A | #N/A | #N/A | #N/A | #N/A | #N/A | #N/A | #N/A | #N/A | #N/A | #N/A | #N/A | #N/A | #N/A | #N/A | #N/A | #N/A | #N/A | #N/A | #N/A | #N/A | #N/A | #N/A | #N/A | #N/A | #N/A | #N/A | #N/A | #N/A | #N/A | #N/A | MAX | MAX |  |  | 235 | 100 | Imperial-units |  | 100 | 235 |  | 100 | 235
150215 |  |  | #N/A | #N/A | #N/A | #N/A | #N/A | #N/A | #N/A | #N/A | #N/A | #N/A | #N/A | #N/A | #N/A | #N/A | #N/A | #N/A | #N/A | #N/A | #N/A | #N/A | #N/A | #N/A | #N/A | #N/A | #N/A | #N/A | #N/A | #N/A | #N/A | #N/A | #N/A | #N/A | #N/A | #N/A | #N/A | #N/A | #N/A | #N/A | #N/A | #N/A | #N/A | #N/A | #N/A | #N/A | #N/A | #N/A | #N/A | #N/A | #N/A | #N/A | #N/A | #N/A | #N/A | #N/A | #N/A | #N/A | #N/A | #N/A | #N/A | #N/A | #N/A | #N/A | #N/A | #N/A | #N/A | #N/A | #N/A | #N/A | #N/A | #N/A | #N/A | #N/A | #N/A | #N/A | 26dB(A) | [23 empty] | [cm] | 0 |  |  | [ONWAAR] |  |  | [ONWAAR] | 0 | 0 | 0
150235 |  |  | #N/A | #N/A | #N/A | #N/A | #N/A | #N/A | #N/A | #N/A | #N/A | #N/A | #N/A | #N/A | #N/A | #N/A | #N/A | #N/A | #N/A | #N/A | #N/A | #N/A | #N/A | #N/A | #N/A | #N/A | #N/A | #N/A | #N/A | #N/A | #N/A | #N/A | #N/A | #N/A | #N/A | #N/A | #N/A | #N/A | #N/A | #N/A | #N/A | #N/A | #N/A | #N/A | #N/A | #N/A | #N/A | #N/A | #N/A | #N/A | #N/A | #N/A | #N/A | #N/A | #N/A | #N/A | #N/A | #N/A | #N/A | #N/A | #N/A | #N/A | #N/A | #N/A | #N/A | #N/A | #N/A | #N/A | #N/A | #N/A | #N/A | #N/A | #N/A | #N/A | #N/A | #N/A | 30dB(A) |  |  | 2 | [20 empty] | #N/A | 0 | 0 | 0 | 0 | 0 | 0 | 0 | 0 | 0 | 0 | 0
[77 empty] | MAX | [23 empty] | 55 | #N/A | #N/A | #N/A | #N/A |  |  |  | 0 | 0 | 0 | #N/A
[101 empty] | 55 | #N/A | #N/A | #N/A | #N/A | #N/A | #N/A | #N/A | #N/A | #N/A | #N/A | #N/A
[88 empty] | 1 | 2 | 3 | 4 | 5 | 6 | 7 | 8 | 9 |  |  |  |  | 55 | #N/A | #N/A | #N/A | #N/A | #N/A | #N/A | #N/A | #N/A | #N/A | #N/A | #N/A
[91 empty] | #N/A | #N/A | #N/A | #N/A | #N/A | #N/A |  |  |  |  | 55 | #N/A | #N/A | #N/A | #N/A | #N/A | #N/A | #N/A | #N/A | #N/A | #N/A | #N/A
[89 empty] | Raillengte | Railtype | BMS-stuurspanningen |  |  | Opgenomen elektrisch vermogen | [6 empty] | 65 | #N/A | #N/A | #N/A | #N/A |  |  |  | 0 | 0 | 0 | #N/A
[88 empty] | 5010 | 50 | 10 | 14.2 | 16.2 | 21.85 | 3.6 | 4.1 | 5.1 |  | Lengte 55 |  |  | 65 | #N/A | #N/A | #N/A | #N/A | #N/A | #N/A | #N/A | #N/A | #N/A | #N/A | #N/A
[88 empty] | 5015 | 50 | 15 | 0 | 0 | 0 | 0 | 0 | 0 |  | Lengte 65 |  |  | 65 | #N/A | #N/A | #N/A | #N/A | #N/A | #N/A | #N/A | #N/A | #N/A | #N/A | #N/A
[88 empty] | 6010 | 60 | 10 | 13.6 | 15.6 | 21.85 | 4.8 | 5.4 | 6.8 |  | Lengte 75 |  |  | 65 | #N/A | #N/A | #N/A | #N/A | #N/A | #N/A | #N/A | #N/A | #N/A | #N/A | #N/A
[8 empty] | soundpressure level |  |  |  | power | 75/65/20 |  |  | n |  |  |  | result | power |  |  | result | flow |  |  | static pressure loss | [7 empty] | power | 16/18/27 |  | n |  |  | result | power |  | result | flow |  | static pressure loss |  |  |  | electrical power nominal |  |  |  | oude cataloog |  | Statisch met rail / statisch cataloog |  |  |  |  | BMS-stuurspanning |  |  | Sensible heat factor |  |  | Total cooling capacity |  |  |  | Diff. Total and sensible |  |  | Show or not | [11 empty] | 6015 | 60 | 15 | 12.3 | 14.4 | 21.85 | 4.8 | 5.5 | 7.2 |  | Lengte 85 |  |  | 75 | #N/A | #N/A | #N/A | #N/A |  |  |  | 0 | 0 | 0 | #N/A
lookup code | L,rail | T,rail | toestel | height | length | type | depth | 0 | 1 | 2 | 3 | 0 | 1 | 2 | 3 | 0 | 1 | 2 | 3 | 0 | 1 | 2 | 3 | 0 | 1 | 2 | 3 | 0 | 1 | 2 | 3 | k1 | n | t | k2 | 1 | 2 | 3 | 1 | 2 | 3 | 1 | 2 | 3 | 1 | 2 | 3 | 1 | 2 | 3 | watervolume | 1 | 2 | 3 |  | Static,H | Static,C |  |  |  | 0 | 1 | 2 | 3 |  | SHF 1 | SHF 2 | SHF 3 | Q,t 1 | Q,t 2 | Q,t 3 |  | ΔQ,t,s 1 | ΔQ,t,s 2 | ΔQ,t,s 3 | OK/NOTOK | Verminderings factor cooling bijhoogtes > 50 | [10 empty] | 7010 | 70 | 10 | 13.2 | 15.1 | 21.85 | 5.5 | 5.9 | 7.9 |  | Lengte 95 |  |  | 75 | #N/A | #N/A | #N/A | #N/A | #N/A | #N/A | #N/A | #N/A | #N/A | #N/A | #N/A
1504510 |  |  | 1 | 50 | 45 | 10 | 10.9 | 0 | 26 | 30 | 38.8 | 484.2 | 649 | 695 | 812 | 1.5 | 1.08 | 1.08 | 1.08 | 60 | 144 | 154 | 180 | 10 | 25 | 26 | 31 | 0.0004892 | 0.0028832 | 0.0031114 | 0.0043791 | 0.0003969 | 1.7346 | 2 | 0.00036735 | 90.0201 | 96.3283 | 112.64 | 0.98 | 0.98 | 0.98 | 90 | 96 | 113 | 39 | 41 | 49 | 0.006845 | 0.0075451 | 0.010678 | 0.3 | 3.6 | 4.1 | 5.1 |  | 538 |  | 90% |  |  | 0 | 14.2 | 16.2 | 21.85 |  | 1 | 1 | 1 | 90 | 96 | 113 |  | 0 | 0 | 0 | 1 | 1 | [10 empty] | 7015 | 70 | 15 | 12.3 | 14.4 | 21.85 | 5.1 | 5.6 | 7.2 |  | Lengte 105 |  |  | 75 | #N/A | #N/A | #N/A | #N/A | #N/A | #N/A | #N/A | #N/A | #N/A | #N/A | #N/A
1504511 |  |  | 1 | 50 | 45 | 11 | 10.9 | 0 | 26 | 30 | 38.8 | 471.24 | 881.0208 | 942.7581 | 1102.4 | 1.5 | 1.1 | 1.1 | 1.1 | 58 | 190 | 203 | 237 | 10 | 33 | 35 | 41 | 0.0008212 | 0.0081787 | 0.0091643 | 0.012448 | 0.0003969 | 1.7346 | 4 | 0.00057429 | 147.5614 | 157.9017 | 184.64 | 0.95 | 0.95 | 0.95 | 148 | 158 | 185 | 64 | 68 | 80 | 0.029519 | 0.033208 | 0.045543 | 0.6 | 3.6 | 4.1 | 5.1 |  | 693 |  | 68% |  |  | 0 | 14.2 | 16.2 | 21.85 |  | 1 | 1 | 1 | 148 | 158 | 185 |  | 0 | 0 | 0 | 1 | 1 | [10 empty] | 8010 | 80 | 10 | 12.8 | 14.7 | 21.85 | 6.3 | 6.8 | 9.1 |  | Lengte 115 |  |  | 75 | #N/A | #N/A | #N/A | #N/A | #N/A | #N/A | #N/A | #N/A | #N/A | #N/A | #N/A
1505510 |  |  | 1 | 50 | 55 | 10 | 10.9 | 0 | 26 | 30 | 40 | 581.4 | 841.6923 | 901.3595 | 1066.38 | 1.5 | 1.08 | 1.08 | 1.08 | 72 | 186 | 199 | 236 | 12 | 32 | 34 | 41 | 0.00075359 | 0.0049755 | 0.0055937 | 0.0080331 | 0.0003969 | 1.7346 | 2 | 0.00036735 | 116.6899 | 124.962 | 147.84 | 0.98 | 0.98 | 0.98 | 117 | 125 | 148 | 50 | 54 | 64 | 0.011796 | 0.013693 | 0.019036 | 0.4 | 4.8 | 5.4 | 6.8 |  | 646 |  | 90% |  |  | 0 | 13.6 | 15.6 | 21.85 |  | 1 | 1 | 1 | 117 | 125 | 148 |  | 0 | 0 | 0 | 1 | 1 | [10 empty] | 8015 | 80 | 15 | 11.8 | 13.7 | 21.85 | 6 | 6.7 | 9 |  | Lengte 135 |  |  | 85 | #N/A | #N/A | #N/A | #N/A |  |  |  | 0 | 0 | 0 | #N/A
1505511 |  |  | 1 | 50 | 55 | 11 | 10.9 | 0 | 26 | 30 | 40 | 565.76 | 1142.0362 | 1222.9947 | 1446.9 | 1.5 | 1.1 | 1.1 | 1.1 | 70 | 246 | 263 | 311 | 12 | 42 | 45 | 53 | 0.0012808 | 0.01406 | 0.016054 | 0.021995 | 0.0003969 | 1.7346 | 4 | 0.00057429 | 191 | 205 | 242 | 0.95 | 0.95 | 0.95 | 191 | 205 | 242 | 82 | 88 | 104 | 0.051031 | 0.05849 | 0.08079 | 0.7 | 4.8 | 5.4 | 6.8 |  | 832 |  | 68% |  |  | 0 | 13.6 | 15.6 | 21.85 |  | 1 | 1 | 1 | 191 | 205 | 242 |  | 0 | 0 | 0 | 1 | 1 | [10 empty] | 9010 | 90 | 10 | 12.5 | 14.7 | 21.85 | 6.7 | 7.4 | 10.3 |  | Lengte 155 |  |  | 85 | #N/A | #N/A | #N/A | #N/A | #N/A | #N/A | #N/A | #N/A | #N/A | #N/A | #N/A
1505515 |  |  | 1 | 50 | 55 | 15 | 15.9 | 0 | 26 | 30 | 41.1 | 832 | 957.1926 | 1027.5251 | 1359.96 | 1.5 | 1.08 | 1.08 | 1.08 | 102 | 212 | 227 | 301 | 18 | 36 | 39 | 52 | 0.0017083 | 0.0066646 | 0.0078011 | 0.013744 | 0.0002083 | 1.724 | 2 | 0.00046183 | 130.6606 | 140.2613 | 185.64 | 1.01 | 1.01 | 1.01 | 131 | 140 | 186 | 56 | 60 | 80 | 0.015905 | 0.018221 | 0.032131 | 0.6 | 4.8 | 5.5 | 7.2 |  | 1040 |  | 80% |  |  | 0 | 12.3 | 14.4 | 21.85 |  | 1 | 1 | 1 | 131 | 140 | 186 |  | 0 | 0 | 0 | 1 | 1 | [10 empty] | 9015 | 90 | 15 | 11.3 | 13.2 | 21.85 | 7 | 7.7 | 10.7 |  | Lengte 175 |  |  | 85 | #N/A | #N/A | #N/A | #N/A | #N/A | #N/A | #N/A | #N/A | #N/A | #N/A | #N/A
1505516 |  |  | 1 | 50 | 55 | 16 | 15.9 | 0 | 26 | 30 | 41.1 | 774.52 | 1399.7242 | 1502.5729 | 1988.7 | 1.5 | 1.1 | 1.1 | 1.1 | 95 | 301 | 323 | 428 | 16 | 52 | 56 | 74 | 0.0038891 | 0.03992 | 0.046227 | 0.080278 | 0.0002083 | 1.724 | 4 | 0.0013928 | 214 | 230 | 305 | 0.95 | 0.95 | 0.95 | 214 | 230 | 305 | 92 | 99 | 131 | 0.12358 | 0.14292 | 0.24905 | 1.1 | 4.8 | 5.5 | 7.2 |  | 1139 |  | 68% |  |  | 0 | 12.3 | 14.4 | 21.85 |  | 1 | 1 | 1 | 214 | 230 | 305 |  | 0 | 0 | 0 | 1 | 1 | [10 empty] | 10010 | 100 | 10 | 12.3 | 14.1 | 21.85 | 7.8 | 8.7 | 12.2 |  | Lengte 195 |  |  | 85 | #N/A | #N/A | #N/A | #N/A | #N/A | #N/A | #N/A | #N/A | #N/A | #N/A | #N/A
1505520 |  |  | 1 | 50 | 55 | 20 | 20.9 | 0 | 26 | 30 | 41.1 | 1164 | 1346.575 | 1442.0332 | 1706.04 | 1.5 | 1.08 | 1.08 | 1.08 | 143 | 298 | 319 | 378 | 25 | 51 | 55 | 65 | 0.002566 | 0.010485 | 0.012172 | 0.016937 | 0.0001276 | 1.7219 | 2 | 0.00037661 | 166.4157 | 178.2129 | 210.84 | 0.95 | 0.95 | 0.95 | 166 | 178 | 211 | 71 | 77 | 91 | 0.02017 | 0.023681 | 0.032962 | 0.7 | 4.8 | 5.5 | 7.2 |  | 1455 |  | 80% |  |  | 0 | 12.3 | 14.4 | 21.85 |  | 1 | 1 | 1 | 166 | 178 | 211 |  | 0 | 0 | 0 | 1 | 1 | [10 empty] | 10015 | 100 | 15 | 10.9 | 12.8 | 21.85 | 7 | 7.7 | 10.7 |  | Lengte 215 |  |  | 95 | #N/A | #N/A | #N/A | #N/A |  |  |  | 0 | 0 | 0 | #N/A
1505521 |  |  | 1 | 50 | 55 | 21 | 20.9 | 0 | 26 | 30 | 41.1 | 1239.2 | 1802.6437 | 1935.0981 | 2561.16 | 1.5 | 1.05 | 1.05 | 1.05 | 153 | 416 | 447 | 591 | 26 | 72 | 77 | 102 | 0.0039612 | 0.029328 | 0.033475 | 0.058266 | 0.0001276 | 1.7219 | 4 | 0.0005142 | 233.8293 | 251.0106 | 332.22 | 0.85 | 0.85 | 0.85 | 234 | 251 | 332 | 101 | 108 | 143 | 0.057144 | 0.065219 | 0.11349 | 1.5 | 4.8 | 5.5 | 7.2 |  | 1549 |  | 80% |  |  | 0 | 12.3 | 14.4 | 21.85 |  | 1 | 1 | 1 | 234 | 251 | 332 |  | 0 | 0 | 0 | 1 | 1 | [10 empty] | 11010 | 110 | 10 | 12 | 13.9 | 21.85 | 8.4 | 9.3 | 14 |  | Lengte 235 |  |  | 95 | #N/A | #N/A | #N/A | #N/A | #N/A | #N/A | #N/A | #N/A | #N/A | #N/A | #N/A
1506510 |  |  | 1 | 50 | 65 | 10 | 10.9 | 0 | 26 | 30 | 41 | 677.7 | 1029.7404 | 1104.286 | 1320.28 | 1.5 | 1.08 | 1.08 | 1.08 | 83 | 228 | 244 | 292 | 14 | 39 | 42 | 50 | 0.0010886 | 0.00774 | 0.0089254 | 0.012484 | 0.0003969 | 1.7346 | 2 | 0.00036735 | 142.7604 | 153.0952 | 183.04 | 0.98 | 0.98 | 0.98 | 143 | 153 | 183 | 61 | 66 | 79 | 0.018315 | 0.021321 | 0.030172 | 0.4 | 5.5 | 5.9 | 7.9 |  | 753 |  | 90% |  |  | 0 | 13.2 | 15.1 | 21.85 |  | 1 | 1 | 1 | 143 | 153 | 183 |  | 0 | 0 | 0 | 1 | 1 | [10 empty] | 11015 | 110 | 15 | 10.9 | 12.8 | 21.85 | 7.9 | 8.8 | 12.5 |  |  |  |  | 95 | #N/A | #N/A | #N/A | #N/A | #N/A | #N/A | #N/A | #N/A | #N/A | #N/A | #N/A
1506511 |  |  | 1 | 50 | 65 | 11 | 10.9 | 0 | 26 | 30 | 41 | 659.6 | 1397.1862 | 1498.3321 | 1791.4 | 1.5 | 1.1 | 1.1 | 1.1 | 81 | 301 | 322 | 386 | 14 | 52 | 55 | 66 | 0.001869 | 0.022677 | 0.025246 | 0.035795 | 0.0003969 | 1.7346 | 4 | 0.00057429 | 234.0135 | 250.9543 | 300.04 | 0.95 | 0.95 | 0.95 | 234 | 251 | 300 | 101 | 108 | 129 | 0.081006 | 0.092148 | 0.12973 | 0.9 | 5.5 | 5.9 | 7.9 |  | 970 |  | 68% |  |  | 0 | 13.2 | 15.1 | 21.85 |  | 1 | 1 | 1 | 234 | 251 | 300 |  | 0 | 0 | 0 | 1 | 1 | [10 empty] | 12010 | 120 | 10 | 11.8 | 13.7 | 21.85 | 8.9 | 9.9 | 14.8 |  |  |  |  | 95 | #N/A | #N/A | #N/A | #N/A | #N/A | #N/A | #N/A | #N/A | #N/A | #N/A | #N/A
1506515 |  |  | 1 | 50 | 65 | 15 | 15.9 | 0 | 26 | 30 | 41.1 | 975.8274 | 1070.8274 | 1149.5095 | 1521.41 | 1.5 | 1.08 | 1.08 | 1.08 | 120 | 237 | 254 | 337 | 21 | 41 | 44 | 58 | 0.0023891 | 0.0088541 | 0.01017 | 0.017491 | 0.0002083 | 1.724 | 2 | 0.00046183 | 135.0948 | 145.0213 | 191.94 | 1.01 | 1.01 | 1.01 | 135 | 145 | 192 | 58 | 62 | 83 | 0.017491 | 0.01994 | 0.035382 | 0.7 | 5.1 | 5.6 | 7.2 |  | 1214 |  | 80% |  |  | 0 | 12.3 | 14.4 | 21.85 |  | 1 | 1 | 1 | 135 | 145 | 192 |  | 0 | 0 | 0 | 1 | 1 | [10 empty] | 12015 | 120 | 15 | 10.6 | 12.5 | 21.85 | 8.7 | 9.8 | 14.3 |  |  |  |  | 105 | #N/A | #N/A | #N/A | #N/A |  |  |  | 0 | 0 | 0 | #N/A
1506516 |  |  | 1 | 50 | 65 | 16 | 15.9 | 0 | 26 | 30 | 41.1 | 903.72 | 1627.6272 | 1747.2217 | 2312.5 | 1.5 | 1.1 | 1.1 | 1.1 | 111 | 350 | 376 | 498 | 19 | 60 | 65 | 86 | 0.0055892 | 0.053942 | 0.063184 | 0.10989 | 0.0002083 | 1.724 | 4 | 0.0013928 | 219.5977 | 235.7333 | 312 | 0.95 | 0.95 | 0.95 | 220 | 236 | 312 | 95 | 101 | 134 | 0.1338 | 0.15103 | 0.26429 | 1.3 | 5.1 | 5.6 | 7.2 |  | 1329 |  | 68% |  |  | 0 | 12.3 | 14.4 | 21.85 |  | 1 | 1 | 1 | 220 | 236 | 312 |  | 0 | 0 | 0 | 1 | 1 | [10 empty] | 14010 | 140 | 10 | 11.5 | 13.3 | 21.85 | 10.1 | 11.2 | 17.5 |  |  |  |  | 105 | #N/A | #N/A | #N/A | #N/A | #N/A | #N/A | #N/A | #N/A | #N/A | #N/A | #N/A
1506520 |  |  | 1 | 50 | 65 | 20 | 20.9 | 0 | 26 | 30 | 41.1 | 1358.4 | 1509.8408 | 1619.1421 | 1935.84 | 1.5 | 1.08 | 1.08 | 1.08 | 167 | 334 | 358 | 428 | 29 | 57 | 62 | 74 | 0.0035212 | 0.013327 | 0.015731 | 0.022304 | 0.0001276 | 1.7219 | 2 | 0.00037661 | 170.5263 | 182.8711 | 218.64 | 0.95 | 0.95 | 0.95 | 171 | 183 | 219 | 74 | 79 | 94 | 0.022304 | 0.025377 | 0.035773 | 0.9 | 5.1 | 5.6 | 7.2 |  | 1698 |  | 80% |  |  | 0 | 12.3 | 14.4 | 21.85 |  | 1 | 1 | 1 | 171 | 183 | 219 |  | 0 | 0 | 0 | 1 | 1 | [10 empty] | 14015 | 140 | 15 | 10.4 | 12.2 | 21.85 | 9.6 | 10.5 | 16.1 |  |  |  |  | 105 | #N/A | #N/A | #N/A | #N/A | #N/A | #N/A | #N/A | #N/A | #N/A | #N/A | #N/A
1506521 |  |  | 1 | 50 | 65 | 21 | 20.9 | 0 | 26 | 30 | 41.1 | 1445.6 | 1977.8292 | 2123.1559 | 2810.06 | 1.5 | 1.05 | 1.05 | 1.05 | 178 | 456 | 490 | 648 | 31 | 78 | 84 | 111 | 0.0057786 | 0.035243 | 0.040765 | 0.070504 | 0.0001276 | 1.7219 | 4 | 0.0005142 | 240.3046 | 257.9617 | 341.42 | 0.85 | 0.85 | 0.85 | 240 | 258 | 341 | 103 | 111 | 147 | 0.06086 | 0.070504 | 0.12254 | 1.7 | 5.1 | 5.6 | 7.2 |  | 1807 |  | 80% |  |  | 0 | 12.3 | 14.4 | 21.85 |  | 1 | 1 | 1 | 240 | 258 | 341 |  | 0 | 0 | 0 | 1 | 1 | [10 empty] | 16010 | 160 | 10 | 11.2 | 13 | 21.85 | 11 | 12.4 | 19.2 |  |  |  |  | 105 | #N/A | #N/A | #N/A | #N/A | #N/A | #N/A | #N/A | #N/A | #N/A | #N/A | #N/A
1507510 |  |  | 1 | 50 | 75 | 10 | 10.9 | 0 | 26 | 30 | 41.8 | 774.9 | 1214.227 | 1304.1434 | 1574.18 | 1.5 | 1.08 | 1.08 | 1.08 | 95 | 269 | 289 | 348 | 16 | 46 | 50 | 60 | 0.0014998 | 0.011229 | 0.013173 | 0.018685 | 0.0003969 | 1.7346 | 2 | 0.00036735 | 168.3371 | 180.8029 | 218.24 | 0.98 | 0.98 | 0.98 | 168 | 181 | 218 | 72 | 78 | 94 | 0.026517 | 0.030927 | 0.044283 | 0.5 | 6.3 | 6.8 | 9.1 |  | 861 |  | 90% |  |  | 0 | 12.8 | 14.7 | 21.85 |  | 1 | 1 | 1 | 168 | 181 | 218 |  | 0 | 0 | 0 | 1 | 1 | [10 empty] | 16015 | 160 | 15 | 10 | 11.8 | 21.85 | 11.5 | 12.8 | 19.6 |  |  |  |  | 115 | #N/A | #N/A | #N/A | #N/A |  |  |  | 0 | 0 | 0 | #N/A
1507511 |  |  | 1 | 50 | 75 | 11 | 10.9 | 0 | 26 | 30 | 41.8 | 754.12 | 1647.5037 | 1769.5053 | 2135.9 | 1.5 | 1.1 | 1.1 | 1.1 | 93 | 355 | 381 | 460 | 16 | 61 | 66 | 79 | 0.0025972 | 0.032725 | 0.038025 | 0.053577 | 0.0003969 | 1.7346 | 4 | 0.00057429 | 276 | 296 | 358 | 0.95 | 0.95 | 0.95 | 276 | 296 | 358 | 119 | 127 | 154 | 0.11725 | 0.13282 | 0.19221 | 1 | 6.3 | 6.8 | 9.1 |  | 1109 |  | 68% |  |  | 0 | 12.8 | 14.7 | 21.85 |  | 1 | 1 | 1 | 276 | 296 | 358 |  | 0 | 0 | 0 | 1 | 1 | [10 empty] | 18010 | 180 | 10 | 10.9 | 12.7 | 21.85 | 12.2 | 13.7 | 22 |  |  |  |  | 115 | #N/A | #N/A | #N/A | #N/A | #N/A | #N/A | #N/A | #N/A | #N/A | #N/A | #N/A
1507515 |  |  | 1 | 50 | 75 | 15 | 15.9 | 0 | 26 | 30 | 42.4 | 1109.6 | 1395.3374 | 1496.2563 | 2007.56 | 1.5 | 1.08 | 1.08 | 1.08 | 137 | 309 | 331 | 444 | 24 | 53 | 57 | 76 | 0.0031997 | 0.015036 | 0.017338 | 0.030466 | 0.0002083 | 1.724 | 2 | 0.00046183 | 190.4692 | 204.245 | 274.04 | 1.01 | 1.01 | 1.01 | 190 | 204 | 274 | 82 | 88 | 118 | 0.035362 | 0.040617 | 0.072252 | 0.8 | 6 | 6.7 | 9 |  | 1387 |  | 80% |  |  | 0 | 11.8 | 13.7 | 21.85 |  | 1 | 1 | 1 | 190 | 204 | 274 |  | 0 | 0 | 0 | 1 | 1 | [10 empty] | 18015 | 180 | 15 | 10 | 11.8 | 21.85 | 11.5 | 12.8 | 19.6 |  |  |  |  | 115 | #N/A | #N/A | #N/A | #N/A | #N/A | #N/A | #N/A | #N/A | #N/A | #N/A | #N/A
1507516 |  |  | 1 | 50 | 75 | 16 | 15.9 | 0 | 26 | 30 | 42.4 | 1032.24 | 2040.4332 | 2188.0092 | 2935.7 | 1.5 | 1.1 | 1.1 | 1.1 | 127 | 439 | 471 | 632 | 22 | 76 | 81 | 109 | 0.0076267 | 0.087488 | 0.099207 | 0.17827 | 0.0002083 | 1.724 | 4 | 0.0013928 | 312 | 335 | 450 | 0.95 | 0.95 | 0.95 | 312 | 335 | 450 | 134 | 144 | 194 | 0.26808 | 0.30906 | 0.55722 | 1.5 | 6 | 6.7 | 9 |  | 1518 |  | 68% |  |  | 0 | 11.8 | 13.7 | 21.85 |  | 1 | 1 | 1 | 312 | 335 | 450 |  | 0 | 0 | 0 | 1 | 1 | [10 empty] | 20010 | 200 | 10 | 10.7 | 12.5 | 21.85 | 13.4 | 14.8 | 24 |  |  |  |  | 115 | #N/A | #N/A | #N/A | #N/A | #N/A | #N/A | #N/A | #N/A | #N/A | #N/A | #N/A
1507520 |  |  | 1 | 50 | 75 | 20 | 20.9 | 0 | 26 | 30 | 42.4 | 1552 | 1942.5719 | 2086.4239 | 2518.44 | 1.5 | 1.08 | 1.08 | 1.08 | 191 | 430 | 462 | 557 | 33 | 74 | 79 | 96 | 0.0046434 | 0.022718 | 0.02584 | 0.037939 | 0.0001276 | 1.7219 | 2 | 0.00037661 | 240.0717 | 257.8495 | 311.24 | 0.95 | 0.95 | 0.95 | 240 | 258 | 311 | 103 | 111 | 134 | 0.043586 | 0.050514 | 0.073242 | 1 | 6 | 6.7 | 9 |  | 1940 |  | 80% |  |  | 0 | 11.8 | 13.7 | 21.85 |  | 1 | 1 | 1 | 240 | 258 | 311 |  | 0 | 0 | 0 | 1 | 1 | [10 empty] | 20015 | 200 | 15 | 10 | 11.4 | 21.85 | 13.2 | 14.7 | 23.5 |  |  |  |  | 135 | #N/A | #N/A | #N/A | #N/A |  |  |  | 0 | 0 | 0 | #N/A
1507521 |  |  | 1 | 50 | 75 | 21 | 20.9 | 0 | 26 | 30 | 42.4 | 1652.8 | 2627.7849 | 2817.8416 | 3780.76 | 1.5 | 1.05 | 1.05 | 1.05 | 203 | 606 | 650 | 872 | 35 | 104 | 112 | 150 | 0.0075544 | 0.063514 | 0.073448 | 0.13031 | 0.0001276 | 1.7219 | 4 | 0.0005142 | 340.8622 | 365.5154 | 490.42 | 0.85 | 0.85 | 0.85 | 341 | 366 | 490 | 147 | 157 | 211 | 0.12524 | 0.14252 | 0.25481 | 2 | 6 | 6.7 | 9 |  | 2066 |  | 80% |  |  | 0 | 11.8 | 13.7 | 21.85 |  | 1 | 1 | 1 | 341 | 366 | 490 |  | 0 | 0 | 0 | 1 | 1 | [10 empty] | 22010 | 220 | 10 | 10.5 | 12.3 | 21.85 | 13.4 | 14.8 | 24 |  |  |  |  | 135 | #N/A | #N/A | #N/A | #N/A | #N/A | #N/A | #N/A | #N/A | #N/A | #N/A | #N/A
1508510 |  |  | 1 | 50 | 85 | 10 | 10.9 | 0 | 26 | 30 | 42.4 | 871.2 | 1395.6272 | 1501.3 | 1828.08 | 1.5 | 1.08 | 1.08 | 1.08 | 107 | 309 | 332 | 405 | 18 | 53 | 57 | 70 | 0.0019927 | 0.015491 | 0.017799 | 0.026355 | 0.0003969 | 1.7346 | 2 | 0.00036735 | 193.4859 | 208.1361 | 253.44 | 0.98 | 0.98 | 0.98 | 193 | 208 | 253 | 83 | 89 | 109 | 0.036511 | 0.041733 | 0.061559 | 0.6 | 6.7 | 7.4 | 10.3 |  | 968 |  | 90% |  |  | 0 | 12.5 | 14.7 | 21.85 |  | 1 | 1 | 1 | 193 | 208 | 253 |  | 0 | 0 | 0 | 1 | 1 | [10 empty] | 22015 | 220 | 15 | 10 | 11.1 | 21.85 | 15.5 | 16.8 | 27.5 |  |  |  |  | 135 | #N/A | #N/A | #N/A | #N/A | #N/A | #N/A | #N/A | #N/A | #N/A | #N/A | #N/A
1508511 |  |  | 1 | 50 | 85 | 11 | 10.9 | 0 | 26 | 30 | 42.4 | 847.96 | 1893.6336 | 2037.014 | 2480.4 | 1.5 | 1.1 | 1.1 | 1.1 | 104 | 408 | 438 | 534 | 18 | 70 | 75 | 92 | 0.0034761 | 0.045007 | 0.051303 | 0.075636 | 0.0003969 | 1.7346 | 4 | 0.00057429 | 317.163 | 341.1777 | 415.44 | 0.95 | 0.95 | 0.95 | 317 | 341 | 415 | 136 | 147 | 178 | 0.15925 | 0.18474 | 0.26629 | 1.1 | 6.7 | 7.4 | 10.3 |  | 1247 |  | 68% |  |  | 0 | 12.5 | 14.7 | 21.85 |  | 1 | 1 | 1 | 317 | 341 | 415 |  | 0 | 0 | 0 | 1 | 1 | [10 empty] | 24010 | 240 | 10 | 10.4 | 12.2 | 21.85 | 14.8 | 16.6 | 28 |  |  |  |  | 135 | #N/A | #N/A | #N/A | #N/A | #N/A | #N/A | #N/A | #N/A | #N/A | #N/A | #N/A
1508515 |  |  | 1 | 50 | 85 | 15 | 15.9 | 0 | 26 | 30 | 43.3 | 1248.8 | 1597.9168 | 1711.9131 | 2331.36 | 1.5 | 1.08 | 1.08 | 1.08 | 154 | 354 | 379 | 516 | 26 | 61 | 65 | 89 | 0.0038523 | 0.02029 | 0.02297 | 0.042464 | 0.0002083 | 1.724 | 2 | 0.00046183 | 218.1221 | 233.683 | 318.24 | 1.01 | 1.01 | 1.01 | 218 | 234 | 318 | 94 | 101 | 137 | 0.047259 | 0.054395 | 0.098861 | 0.9 | 7 | 7.7 | 10.7 |  | 1561 |  | 80% |  |  | 0 | 11.3 | 13.2 | 21.85 |  | 1 | 1 | 1 | 218 | 234 | 318 |  | 0 | 0 | 0 | 1 | 1 | [10 empty] | 24015 | 240 | 15 | 10 | 10.9 | 21.85 | 16.4 | 17.7 | 29.7 |  |  |  |  | 155 | #N/A | #N/A | #N/A | #N/A |  |  |  | 0 | 0 | 0 | #N/A
1508516 |  |  | 1 | 50 | 85 | 16 | 15.9 | 0 | 26 | 30 | 43.3 | 1161.44 | 2336.6695 | 2503.3688 | 3409.2 | 1.5 | 1.1 | 1.1 | 1.1 | 143 | 503 | 539 | 734 | 25 | 87 | 93 | 126 | 0.010013 | 0.11603 | 0.13232 | 0.24079 | 0.0002083 | 1.724 | 4 | 0.0013928 | 357.7794 | 383.3036 | 522 | 0.95 | 0.95 | 0.95 | 358 | 383 | 522 | 154 | 165 | 224 | 0.35776 | 0.40995 | 0.74983 | 1.7 | 7 | 7.7 | 10.7 |  | 1708 |  | 68% |  |  | 0 | 11.3 | 13.2 | 21.85 |  | 1 | 1 | 1 | 358 | 383 | 522 |  | 0 | 0 | 0 | 1 | 1 | [10 empty] | 26010 | 260 | 10 | 10.2 | 11.9 | 21.85 | 16.2 | 18.6 | 31.4 |  |  |  |  | 155 | #N/A | #N/A | #N/A | #N/A | #N/A | #N/A | #N/A | #N/A | #N/A | #N/A | #N/A
1508520 |  |  | 1 | 50 | 85 | 20 | 20.9 | 0 | 26 | 30 | 43.3 | 1746.4 | 2232.7837 | 2401.8435 | 2924.64 | 1.5 | 1.08 | 1.08 | 1.08 | 215 | 494 | 532 | 647 | 37 | 85 | 92 | 111 | 0.0059382 | 0.030374 | 0.035489 | 0.051346 | 0.0001276 | 1.7219 | 2 | 0.00037661 | 275.9373 | 296.8305 | 361.44 | 0.95 | 0.95 | 0.95 | 276 | 297 | 361 | 119 | 128 | 155 | 0.058884 | 0.067974 | 0.099105 | 1.1 | 7 | 7.7 | 10.7 |  | 2183 |  | 80% |  |  | 0 | 11.3 | 13.2 | 21.85 |  | 1 | 1 | 1 | 276 | 297 | 361 |  | 0 | 0 | 0 | 1 | 1 | [10 empty] | 26015 | 260 | 15 | 10 | 10.9 | 21.85 | 16.2 | 18.6 | 31.4 |  |  |  |  | 155 | #N/A | #N/A | #N/A | #N/A | #N/A | #N/A | #N/A | #N/A | #N/A | #N/A | #N/A
1508521 |  |  | 1 | 50 | 85 | 21 | 20.9 | 0 | 26 | 30 | 43.3 | 1859.2 | 3009.2948 | 3223.9796 | 4390.56 | 1.5 | 1.05 | 1.05 | 1.05 | 229 | 694 | 744 | 1013 | 39 | 119 | 128 | 174 | 0.0096037 | 0.084598 | 0.097571 | 0.17803 | 0.0001276 | 1.7219 | 4 | 0.0005142 | 390.3496 | 418.1974 | 569.52 | 0.85 | 0.85 | 0.85 | 390 | 418 | 570 | 168 | 180 | 245 | 0.1662 | 0.19026 | 0.34838 | 2.3 | 7 | 7.7 | 10.7 |  | 2324 |  | 80% |  |  | 0 | 11.3 | 13.2 | 21.85 |  | 1 | 1 | 1 | 390 | 418 | 570 |  | 0 | 0 | 0 | 1 | 1 | [10 empty] | 28010 | 280 | 10 | 10.2 | 11.9 | 21.85 | 16.2 | 18.6 | 31.4 |  |  |  |  | 155 | #N/A | #N/A | #N/A | #N/A | #N/A | #N/A | #N/A | #N/A | #N/A | #N/A | #N/A
1509510 |  |  | 1 | 50 | 95 | 10 | 10.9 | 0 | 26 | 30 | 43 | 968.4 | 1574.3905 | 1696.1266 | 2081.98 | 1.5 | 1.08 | 1.08 | 1.08 | 119 | 348 | 375 | 461 | 20 | 60 | 65 | 79 | 0.0025725 | 0.020575 | 0.023959 | 0.034739 | 0.0003969 | 1.7346 | 2 | 0.00036735 | 218.2692 | 235.1463 | 288.64 | 0.98 | 0.98 | 0.98 | 218 | 235 | 289 | 94 | 101 | 124 | 0.0484 | 0.055515 | 0.082177 | 0.6 | 7.8 | 8.7 | 12.2 |  | 1076 |  | 90% |  |  | 0 | 12.3 | 14.1 | 21.85 |  | 1 | 1 | 1 | 218 | 235 | 289 |  | 0 | 0 | 0 | 1 | 1 | [10 empty] | 28015 | 280 | 15 | 10 | 10.6 | 21.85 | 19.3 | 20.4 | 34.5 |  |  |  |  | 175 | #N/A | #N/A | #N/A | #N/A |  |  |  | 0 | 0 | 0 | #N/A
1509511 |  |  | 1 | 50 | 95 | 11 | 10.9 | 0 | 26 | 30 | 43 | 942.48 | 2136.1857 | 2301.3612 | 2824.9 | 1.5 | 1.1 | 1.1 | 1.1 | 116 | 460 | 495 | 608 | 20 | 79 | 85 | 105 | 0.0045162 | 0.059667 | 0.068528 | 0.10225 | 0.0003969 | 1.7346 | 4 | 0.00057429 | 358 | 385 | 473 | 0.95 | 0.95 | 0.95 | 358 | 385 | 473 | 154 | 166 | 203 | 0.2116 | 0.24407 | 0.35807 | 1.3 | 7.8 | 8.7 | 12.2 |  | 1386 |  | 68% |  |  | 0 | 12.3 | 14.1 | 21.85 |  | 1 | 1 | 1 | 358 | 385 | 473 |  | 0 | 0 | 0 | 1 | 1 | [10 empty] | 30010 | 300 | 10 | 10.2 | 11.9 | 21.85 | 16.2 | 18.6 | 31.4 |  |  |  |  | 175 | #N/A | #N/A | #N/A | #N/A | #N/A | #N/A | #N/A | #N/A | #N/A | #N/A | #N/A
1509515 |  |  | 1 | 50 | 95 | 15 | 15.9 | 0 | 26 | 30 | 44.1 | 1387.2 | 1798.7737 | 1926.0892 | 2655.16 | 1.5 | 1.08 | 1.08 | 1.08 | 171 | 398 | 426 | 588 | 29 | 68 | 73 | 101 | 0.0048989 | 0.025676 | 0.029485 | 0.05556 | 0.0002083 | 1.724 | 2 | 0.00046183 | 245.5398 | 262.9189 | 362.44 | 1.01 | 1.01 | 1.01 | 246 | 263 | 362 | 106 | 113 | 156 | 0.061061 | 0.069188 | 0.13001 | 1 | 7 | 7.7 | 10.7 |  | 1734 |  | 80% |  |  | 0 | 10.9 | 12.8 | 21.85 |  | 1 | 1 | 1 | 246 | 263 | 362 |  | 0 | 0 | 0 | 1 | 1 | [10 empty] | 30015 | 300 | 15 | 10 | 10.6 | 21.85 | 19.3 | 20.4 | 34.5 |  |  |  |  | 175 | #N/A | #N/A | #N/A | #N/A | #N/A | #N/A | #N/A | #N/A | #N/A | #N/A | #N/A
1509516 |  |  | 1 | 50 | 95 | 16 | 15.9 | 0 | 26 | 30 | 44.1 | 1290.64 | 2630.3871 | 2815.9634 | 3882.7 | 1.5 | 1.1 | 1.1 | 1.1 | 159 | 566 | 606 | 836 | 27 | 97 | 104 | 144 | 0.011882 | 0.14595 | 0.16739 | 0.31765 | 0.0002083 | 1.724 | 4 | 0.0013928 | 403 | 431 | 595 | 0.95 | 0.95 | 0.95 | 403 | 431 | 595 | 173 | 185 | 256 | 0.45601 | 0.52047 | 0.98788 | 1.9 | 7 | 7.7 | 10.7 |  | 1898 |  | 68% |  |  | 0 | 10.9 | 12.8 | 21.85 |  | 1 | 1 | 1 | 403 | 431 | 595 |  | 0 | 0 | 0 | 1 | 1 | [23 empty] | 175 | #N/A | #N/A | #N/A | #N/A | #N/A | #N/A | #N/A | #N/A | #N/A | #N/A | #N/A
1509520 |  |  | 1 | 50 | 95 | 20 | 20.9 | 0 | 26 | 30 | 44.1 | 1940 | 2518.7768 | 2713.5353 | 3330.84 | 1.5 | 1.08 | 1.08 | 1.08 | 239 | 557 | 601 | 737 | 41 | 96 | 103 | 127 | 0.0074106 | 0.039235 | 0.045049 | 0.067981 | 0.0001276 | 1.7219 | 2 | 0.00037661 | 311.2816 | 335.3507 | 411.64 | 0.95 | 0.95 | 0.95 | 311 | 335 | 412 | 134 | 144 | 177 | 0.075542 | 0.087026 | 0.1306 | 1.3 | 7 | 7.7 | 10.7 |  | 2425 |  | 80% |  |  | 0 | 10.9 | 12.8 | 21.85 |  | 1 | 1 | 1 | 311 | 335 | 412 |  | 0 | 0 | 0 | 1 | 1 | [23 empty] | 195 | #N/A | #N/A | #N/A | #N/A |  |  |  | 0 | 0 | 0 | #N/A
1509521 |  |  | 1 | 50 | 95 | 21 | 20.9 | 0 | 26 | 30 | 44.1 | 2065.6 | 3387.5609 | 3627.3291 | 5000.36 | 1.5 | 1.05 | 1.05 | 1.05 | 254 | 782 | 837 | 1154 | 44 | 135 | 144 | 198 | 0.012481 | 0.11062 | 0.12548 | 0.23387 | 0.0001276 | 1.7219 | 4 | 0.0005142 | 439.4163 | 470.5178 | 648.62 | 0.85 | 0.85 | 0.85 | 439 | 471 | 649 | 189 | 203 | 279 | 0.21352 | 0.24557 | 0.4578 | 2.5 | 7 | 7.7 | 10.7 |  | 2582 |  | 80% |  |  | 0 | 10.9 | 12.8 | 21.85 |  | 1 | 1 | 1 | 439 | 471 | 649 |  | 0 | 0 | 0 | 1 | 1 | [23 empty] | 195 | #N/A | #N/A | #N/A | #N/A | #N/A | #N/A | #N/A | #N/A | #N/A | #N/A | #N/A
15010510 |  |  | 1 | 50 | 105 | 10 | 10.9 | 0 | 26 | 30 | 43.5 | 1065.6 | 1766.3894 | 1902.9713 | 2335.88 | 1.5 | 1.08 | 1.08 | 1.08 | 131 | 391 | 421 | 517 | 23 | 67 | 72 | 89 | 0.0035267 | 0.026526 | 0.030406 | 0.045478 | 0.0003969 | 1.7346 | 2 | 0.00036735 | 244.8874 | 263.8227 | 323.84 | 0.98 | 0.98 | 0.98 | 245 | 264 | 324 | 105 | 114 | 139 | 0.062285 | 0.072845 | 0.10631 | 0.7 | 8.4 | 9.3 | 14 |  | 1184 |  | 90% |  |  | 0 | 12 | 13.9 | 21.85 |  | 1 | 1 | 1 | 245 | 264 | 324 |  | 0 | 0 | 0 | 1 | 1 | [10 empty] | L,rail/L,tot | T10 | T11 | T15 | T16 | T20 | T21 | ALS | [5 empty] | 195 | #N/A | #N/A | #N/A | #N/A | #N/A | #N/A | #N/A | #N/A | #N/A | #N/A | #N/A
15010511 |  |  | 1 | 50 | 105 | 11 | 10.9 | 0 | 26 | 30 | 43.5 | 1037 | 2396.6961 | 2582.015 | 3169.4 | 1.5 | 1.1 | 1.1 | 1.1 | 128 | 516 | 556 | 682 | 22 | 89 | 96 | 117 | 0.0057277 | 0.078504 | 0.090553 | 0.13156 | 0.0003969 | 1.7346 | 4 | 0.00057429 | 401.4205 | 432.4594 | 530.84 | 0.95 | 0.95 | 0.95 | 401 | 432 | 531 | 172 | 186 | 228 | 0.27288 | 0.31655 | 0.46602 | 1.4 | 8.4 | 9.3 | 14 |  | 1525 |  | 68% |  |  | 0 | 12 | 13.9 | 21.85 |  | 1 | 1 | 1 | 401 | 432 | 531 |  | 0 | 0 | 0 | 1 | 1 | [10 empty] | 1 | 90% | 68% | 80% | 68% | 80% | 80% | #REF! | T10 |  |  |  |  | 195 | #N/A | #N/A | #N/A | #N/A | #N/A | #N/A | #N/A | #N/A | #N/A | #N/A | #N/A
15010515 |  |  | 1 | 50 | 105 | 15 | 15.9 | 0 | 26 | 30 | 44.1 | 1525.6 | 1908.1502 | 2043.2072 | 2816.61 | 1.5 | 1.08 | 1.08 | 1.08 | 188 | 422 | 452 | 623 | 32 | 73 | 78 | 107 | 0.0060898 | 0.03015 | 0.034297 | 0.063478 | 0.0002083 | 1.724 | 2 | 0.00046183 | 249.8079 | 267.489 | 368.74 | 1.01 | 1.01 | 1.01 | 250 | 267 | 369 | 108 | 115 | 159 | 0.06464 | 0.07306 | 0.1375 | 1.1 | 7.9 | 8.8 | 12.5 |  | 1907 |  | 80% |  |  | 0 | 10.9 | 12.8 | 21.85 |  | 1 | 1 | 1 | 250 | 267 | 369 |  | 0 | 0 | 0 | 1 | 1 | [10 empty] | 0.8 | 92% | 74.4% | 84% | 74.4% | 84% | 84% | #REF! | T11 |  |  |  |  | 215 | #N/A | #N/A | #N/A | #N/A |  |  |  | 0 | 0 | 0 | #N/A
15010516 |  |  | 1 | 50 | 105 | 16 | 15.9 | 0 | 26 | 30 | 44.1 | 1419.84 | 2849.7498 | 3051.4523 | 4206.5 | 1.5 | 1.1 | 1.1 | 1.1 | 175 | 613 | 657 | 905 | 30 | 105 | 113 | 156 | 0.014889 | 0.17306 | 0.19991 | 0.37685 | 0.0002083 | 1.724 | 4 | 0.0013928 | 407.833 | 436.699 | 602 | 0.95 | 0.95 | 0.95 | 408 | 437 | 602 | 175 | 188 | 259 | 0.47248 | 0.54405 | 1.0227 | 2.1 | 7.9 | 8.8 | 12.5 |  | 2088 |  | 68% |  |  | 0 | 10.9 | 12.8 | 21.85 |  | 1 | 1 | 1 | 408 | 437 | 602 |  | 0 | 0 | 0 | 1 | 1 | [10 empty] | 0.6 | 94% | 80.8% | 88% | 80.8% | 88% | 88% | #REF! | T15 |  |  |  |  | 215 | #N/A | #N/A | #N/A | #N/A | #N/A | #N/A | #N/A | #N/A | #N/A | #N/A | #N/A
15010520 |  |  | 1 | 50 | 105 | 20 | 20.9 | 0 | 26 | 30 | 44.1 | 2134.4 | 2692.5513 | 2900.7465 | 3560.64 | 1.5 | 1.08 | 1.08 | 1.08 | 263 | 596 | 642 | 788 | 45 | 103 | 110 | 136 | 0.0090657 | 0.04578 | 0.052077 | 0.078955 | 0.0001276 | 1.7219 | 2 | 0.00037661 | 317.18 | 341.7052 | 419.44 | 0.95 | 0.95 | 0.95 | 317 | 342 | 419 | 136 | 147 | 180 | 0.078955 | 0.091976 | 0.1369 | 1.4 | 7.9 | 8.8 | 12.5 |  | 2668 |  | 80% |  |  | 0 | 10.9 | 12.8 | 21.85 |  | 1 | 1 | 1 | 317 | 342 | 419 |  | 0 | 0 | 0 | 1 | 1 | [10 empty] | 0.4 | 96% | 87.2% | 92% | 87.2% | 92% | 92% | #REF! | T16 |  |  |  |  | 215 | #N/A | #N/A | #N/A | #N/A | #N/A | #N/A | #N/A | #N/A | #N/A | #N/A | #N/A
15010521 |  |  | 1 | 50 | 105 | 21 | 20.9 | 0 | 26 | 30 | 44.1 | 2272 | 3556.1815 | 3807.8846 | 5249.26 | 1.5 | 1.05 | 1.05 | 1.05 | 280 | 821 | 879 | 1211 | 48 | 141 | 151 | 208 | 0.015168 | 0.12293 | 0.1405 | 0.26245 | 0.0001276 | 1.7219 | 4 | 0.0005142 | 445.649 | 477.1916 | 657.82 | 0.85 | 0.85 | 0.85 | 446 | 477 | 658 | 192 | 205 | 283 | 0.22448 | 0.25511 | 0.47909 | 2.8 | 7.9 | 8.8 | 12.5 |  | 2840 |  | 80% |  |  | 0 | 10.9 | 12.8 | 21.85 |  | 1 | 1 | 1 | 446 | 477 | 658 |  | 0 | 0 | 0 | 1 | 1 | [10 empty] | 0.2 | 98% | 93.6% | 96% | 93.6% | 96% | 96% | #REF! | T20 |  |  |  |  | 215 | #N/A | #N/A | #N/A | #N/A | #N/A | #N/A | #N/A | #N/A | #N/A | #N/A | #N/A
15011510 |  |  | 1 | 50 | 115 | 10 | 10.9 | 0 | 26 | 30 | 44 | 1161.9 | 1924.9914 | 2079.6202 | 2589.78 | 1.5 | 1.08 | 1.08 | 1.08 | 143 | 426 | 460 | 573 | 25 | 73 | 79 | 99 | 0.0043316 | 0.03254 | 0.037784 | 0.057939 | 0.0003969 | 1.7346 | 2 | 0.00036735 | 266.8755 | 288.3128 | 359.04 | 0.98 | 0.98 | 0.98 | 267 | 288 | 359 | 115 | 124 | 154 | 0.076988 | 0.088834 | 0.13413 | 0.8 | 8.9 | 9.9 | 14.8 |  | 1291 |  | 90% |  |  | 0 | 11.8 | 13.7 | 21.85 |  | 1 | 1 | 1 | 267 | 288 | 359 |  | 0 | 0 | 0 | 1 | 1 | [10 empty] | 0 | 100% | 100% | 100% | 100% | 100% | 100% | #REF! | T21 |  |  |  |  | 235 | #N/A | #N/A | #N/A | #N/A |  |  |  | 0 | 0 | 0 | #N/A
15011511 |  |  | 1 | 50 | 115 | 11 | 10.9 | 0 | 26 | 30 | 44 | 1130.84 | 2611.8926 | 2821.6982 | 3513.9 | 1.5 | 1.1 | 1.1 | 1.1 | 139 | 562 | 607 | 756 | 24 | 97 | 104 | 130 | 0.0071204 | 0.096688 | 0.11023 | 0.16779 | 0.0003969 | 1.7346 | 4 | 0.00057429 | 437 | 473 | 589 | 0.95 | 0.95 | 0.95 | 437 | 473 | 589 | 188 | 203 | 253 | 0.33674 | 0.38938 | 0.59093 | 1.5 | 8.9 | 9.9 | 14.8 |  | 1663 |  | 68% |  |  | 0 | 11.8 | 13.7 | 21.85 |  | 1 | 1 | 1 | 437 | 473 | 589 |  | 0 | 0 | 0 | 1 | 1 | [23 empty] | 235 | #N/A | #N/A | #N/A | #N/A | #N/A | #N/A | #N/A | #N/A | #N/A | #N/A | #N/A
15011515 |  |  | 1 | 50 | 115 | 15 | 15.9 | 0 | 26 | 30 | 44.8 | 1664.8 | 2216.9074 | 2373.9949 | 3302.76 | 1.5 | 1.08 | 1.08 | 1.08 | 205 | 491 | 525 | 731 | 35 | 84 | 90 | 126 | 0.0074301 | 0.040466 | 0.046269 | 0.089016 | 0.0002083 | 1.724 | 2 | 0.00046183 | 302.6168 | 324.0598 | 450.84 | 1.01 | 1.01 | 1.01 | 303 | 324 | 451 | 130 | 139 | 194 | 0.094601 | 0.10777 | 0.20645 | 1.2 | 8.7 | 9.8 | 14.3 |  | 2081 |  | 80% |  |  | 0 | 10.6 | 12.5 | 21.85 |  | 1 | 1 | 1 | 303 | 324 | 451 |  | 0 | 0 | 0 | 1 | 1 | [23 empty] | 235 | #N/A | #N/A | #N/A | #N/A | #N/A | #N/A | #N/A | #N/A | #N/A | #N/A | #N/A
15011516 |  |  | 1 | 50 | 115 | 16 | 15.9 | 0 | 26 | 30 | 44.8 | 1549.04 | 3241.8334 | 3471.546 | 4829.7 | 1.5 | 1.1 | 1.1 | 1.1 | 191 | 698 | 747 | 1039 | 33 | 120 | 128 | 179 | 0.018272 | 0.22811 | 0.2589 | 0.50022 | 0.0002083 | 1.724 | 4 | 0.0013928 | 496 | 532 | 740 | 0.95 | 0.95 | 0.95 | 496 | 532 | 740 | 213 | 229 | 318 | 0.70412 | 0.81193 | 1.5496 | 2.3 | 8.7 | 9.8 | 14.3 |  | 2278 |  | 68% |  |  | 0 | 10.6 | 12.5 | 21.85 |  | 1 | 1 | 1 | 496 | 532 | 740 |  | 0 | 0 | 0 | 1 | 1 | [23 empty] | 235 | #N/A | #N/A | #N/A | #N/A | #N/A | #N/A | #N/A | #N/A | #N/A | #N/A | #N/A
15011520 |  |  | 1 | 50 | 115 | 20 | 20.9 | 0 | 26 | 30 | 44.8 | 2328 | 3079.683 | 3327.0648 | 4143.24 | 1.5 | 1.08 | 1.08 | 1.08 | 287 | 682 | 736 | 917 | 49 | 117 | 127 | 158 | 0.010908 | 0.059684 | 0.070079 | 0.1075 | 0.0001276 | 1.7219 | 2 | 0.00037661 | 380.6009 | 411.1734 | 512.04 | 0.95 | 0.95 | 0.95 | 381 | 411 | 512 | 164 | 177 | 220 | 0.11565 | 0.13431 | 0.20581 | 1.5 | 8.7 | 9.8 | 14.3 |  | 2910 |  | 80% |  |  | 0 | 10.6 | 12.5 | 21.85 |  | 1 | 1 | 1 | 381 | 411 | 512 |  | 0 | 0 | 0 | 1 | 1 | [10 empty] | Lengths | Calculation factors for lower fan settings | [11 empty] | 240 | 0 | 0 | 0 | 0 |  |  |  | 0 | 0 | 0 | 0
15011521 |  |  | 1 | 50 | 115 | 21 | 20.9 | 0 | 26 | 30 | 44.8 | 2478.4 | 4175.0158 | 4470.8527 | 6219.96 | 1.5 | 1.05 | 1.05 | 1.05 | 305 | 963 | 1032 | 1435 | 52 | 166 | 178 | 247 | 0.01816 | 0.17232 | 0.1974 | 0.37377 | 0.0001276 | 1.7219 | 4 | 0.0005142 | 541.5608 | 579.9351 | 806.82 | 0.85 | 0.85 | 0.85 | 542 | 580 | 807 | 233 | 249 | 347 | 0.33356 | 0.37969 | 0.72587 | 3.1 | 8.7 | 9.8 | 14.3 |  | 3098 |  | 80% |  |  | 0 | 10.6 | 12.5 | 21.85 |  | 1 | 1 | 1 | 542 | 580 | 807 |  | 0 | 0 | 0 | 1 | 1 | [11 empty] | T10 |  | T11 |  | T15 |  | T16 |  | T20 |  | T21 |  | 240 | 0 | 0 | 0 | 0 |  |  |  | 0 | 8 | 7 | 0
15013510 |  |  | 1 | 50 | 135 | 10 | 10.9 | 0 | 26 | 30 | 44.8 | 1355.4 | 2267.7915 | 2456.1428 | 3097.58 | 1.5 | 1.08 | 1.08 | 1.08 | 167 | 502 | 544 | 685 | 29 | 86 | 94 | 118 | 0.0062558 | 0.0479 | 0.056634 | 0.086954 | 0.0003969 | 1.7346 | 2 | 0.00036735 | 314.4004 | 340.5129 | 429.44 | 0.98 | 0.98 | 0.98 | 314 | 341 | 429 | 135 | 147 | 184 | 0.11212 | 0.13171 | 0.20147 | 0.9 | 10.1 | 11.2 | 17.5 |  | 1506 |  | 90% |  |  | 0 | 11.5 | 13.3 | 21.85 |  | 1 | 1 | 1 | 314 | 341 | 429 |  | 0 | 0 | 0 | 1 | 1 | [11 empty] | S2 | S1 | S2 | S1 | S2 | S1 | S2 | S1 | S2 | S1 | S2 | S1 | 240 | 0 | 0 | 0 | 0 |  |  |  | 0 | 8 | 7 | 0
15013511 |  |  | 1 | 50 | 135 | 11 | 10.9 | 0 | 26 | 30 | 44.8 | 1319.2 | 3077.0153 | 3332.5766 | 4202.9 | 1.5 | 1.1 | 1.1 | 1.1 | 162 | 662 | 717 | 904 | 28 | 114 | 123 | 155 | 0.010487 | 0.14252 | 0.1643 | 0.25343 | 0.0003969 | 1.7346 | 4 | 0.00057429 | 515 | 558 | 704 | 0.95 | 0.95 | 0.95 | 515 | 558 | 704 | 221 | 240 | 303 | 0.4936 | 0.57654 | 0.89482 | 1.8 | 10.1 | 11.2 | 17.5 |  | 1940 |  | 68% |  |  | 0 | 11.5 | 13.3 | 21.85 |  | 1 | 1 | 1 | 515 | 558 | 704 |  | 0 | 0 | 0 | 1 | 1 | [10 empty] | 50 | 0.85519 | 0.79918 | 0.85519 | 0.79918 | [8 empty] | 240 | 0 | 0 | 0 | 0 |  |  |  | 0 | 8 | 7 | 0
15013515 |  |  | 1 | 50 | 135 | 15 | 15.9 | 0 | 26 | 30 | 45.4 | 1942.4 | 2628.9846 | 2815.4585 | 3950.36 | 1.5 | 1.08 | 1.08 | 1.08 | 239 | 582 | 623 | 874 | 41 | 100 | 107 | 150 | 0.010578 | 0.059072 | 0.067339 | 0.12962 | 0.0002083 | 1.724 | 2 | 0.00046183 | 358.867 | 384.3214 | 539.24 | 1.01 | 1.01 | 1.01 | 359 | 384 | 539 | 154 | 165 | 232 | 0.13642 | 0.15597 | 0.30254 | 1.4 | 9.6 | 10.5 | 16.1 |  | 2428 |  | 80% |  |  | 0 | 10.4 | 12.2 | 21.85 |  | 1 | 1 | 1 | 359 | 384 | 539 |  | 0 | 0 | 0 | 1 | 1 | [10 empty] | 60 | 0.84525 | 0.7893 | 0.84525 | 0.7893 | 0.75556 | 0.70384 | 0.75556 | 0.70384 | 0.84525 | 0.7893 | 0.75556 | 0.70384 | 260 | 0 | 0 | 0 | 0 |  |  |  | 0 | 0 | 0 | 0
15013516 |  |  | 1 | 50 | 135 | 16 | 15.9 | 0 | 26 | 30 | 45.4 | 1806.76 | 3844.4231 | 4117.108 | 5776.7 | 1.5 | 1.1 | 1.1 | 1.1 | 222 | 827 | 886 | 1243 | 38 | 142 | 152 | 214 | 0.02492 | 0.32579 | 0.37222 | 0.72764 | 0.0002083 | 1.724 | 4 | 0.0013928 | 589 | 630 | 885 | 0.95 | 0.95 | 0.95 | 589 | 630 | 885 | 253 | 271 | 381 | 1.0106 | 1.1565 | 2.2586 | 2.7 | 9.6 | 10.5 | 16.1 |  | 2657 |  | 68% |  |  | 0 | 10.4 | 12.2 | 21.85 |  | 1 | 1 | 1 | 589 | 630 | 885 |  | 0 | 0 | 0 | 1 | 1 | [10 empty] | 70 | 0.8364 | 0.77994 | 0.8364 | 0.77994 | 0.75556 | 0.70384 | 0.75556 | 0.70384 | 0.8364 | 0.77994 | 0.75556 | 0.70384 | 260 | 0 | 0 | 0 | 0 |  |  |  | 0 | 8 | 8.4 | 0
15013520 |  |  | 1 | 50 | 135 | 20 | 20.9 | 0 | 26 | 30 | 45.4 | 2716 | 3628.1092 | 3929.4416 | 4955.64 | 1.5 | 1.08 | 1.08 | 1.08 | 334 | 803 | 870 | 1097 | 57 | 138 | 150 | 189 | 0.015175 | 0.084879 | 0.099888 | 0.15692 | 0.0001276 | 1.7219 | 2 | 0.00037661 | 448.3778 | 485.6178 | 612.44 | 0.95 | 0.95 | 0.95 | 448 | 486 | 612 | 193 | 209 | 263 | 0.16348 | 0.19104 | 0.29959 | 1.8 | 9.6 | 10.5 | 16.1 |  | 3395 |  | 80% |  |  | 0 | 10.4 | 12.2 | 21.85 |  | 1 | 1 | 1 | 448 | 486 | 612 |  | 0 | 0 | 0 | 1 | 1 | [10 empty] | 80 | 0.82846 | 0.77134 | 0.82846 | 0.77134 | 0.74531 | 0.69504 | 0.74531 | 0.69504 | 0.82846 | 0.77134 | 0.74531 | 0.69504 | 260 | 0 | 0 | 0 | 0 |  |  |  | 0 | 8 | 7.9 | 0
15013521 |  |  | 1 | 50 | 135 | 21 | 20.9 | 0 | 26 | 30 | 45.4 | 2892 | 4951.0649 | 5302.2439 | 7439.56 | 1.5 | 1.05 | 1.05 | 1.05 | 356 | 1143 | 1224 | 1717 | 61 | 197 | 211 | 295 | 0.025906 | 0.24943 | 0.28498 | 0.5465 | 0.0001276 | 1.7219 | 4 | 0.0005142 | 642.2257 | 687.7788 | 965.02 | 0.85 | 0.85 | 0.85 | 642 | 688 | 965 | 276 | 296 | 415 | 0.48013 | 0.5501 | 1.0622 | 3.6 | 9.6 | 10.5 | 16.1 |  | 3615 |  | 80% |  |  | 0 | 10.4 | 12.2 | 21.85 |  | 1 | 1 | 1 | 642 | 688 | 965 |  | 0 | 0 | 0 | 1 | 1 | [10 empty] | 90 | 0.82124 | 0.76344 | 0.82124 | 0.76344 | 0.7343 | 0.6854 | 0.7343 | 0.6854 | 0.82124 | 0.76344 | 0.7343 | 0.6854 | 260 | 0 | 0 | 0 | 0 |  |  |  | 0 | 8 | 7.9 | 0
15015510 |  |  | 1 | 50 | 155 | 10 | 10.9 | 0 | 26 | 30 | 45.5 | 1549.8 | 2603.9362 | 2826.6988 | 3605.38 | 1.5 | 1.08 | 1.08 | 1.08 | 191 | 576 | 626 | 798 | 33 | 99 | 108 | 137 | 0.0086295 | 0.066947 | 0.078812 | 0.12319 | 0.0003969 | 1.7346 | 2 | 0.00036735 | 361.0026 | 391.8858 | 499.84 | 0.98 | 0.98 | 0.98 | 361 | 392 | 500 | 155 | 169 | 215 | 0.1554 | 0.18288 | 0.28796 | 1 | 11 | 12.4 | 19.2 |  | 1722 |  | 90% |  |  | 0 | 11.2 | 13 | 21.85 |  | 1 | 1 | 1 | 361 | 392 | 500 |  | 0 | 0 | 0 | 1 | 1 | [10 empty] | 100 | 0.81467 | 0.7562 | 0.81467 | 0.7562 | 0.72541 | 0.67746 | 0.72541 | 0.67746 | 0.81467 | 0.7562 | 0.72541 | 0.67746 | 280 | 0 | 0 | 0 | 0 |  |  |  | 0 | 0 | 0 | 0
15015511 |  |  | 1 | 50 | 155 | 11 | 10.9 | 0 | 26 | 30 | 45.5 | 1508.24 | 3533.1076 | 3835.3593 | 4891.9 | 1.5 | 1.1 | 1.1 | 1.1 | 186 | 760 | 825 | 1053 | 32 | 131 | 142 | 181 | 0.014692 | 0.19952 | 0.23187 | 0.36473 | 0.0003969 | 1.7346 | 4 | 0.00057429 | 592 | 642 | 819 | 0.95 | 0.95 | 0.95 | 592 | 642 | 819 | 255 | 276 | 352 | 0.6928 | 0.80365 | 1.2691 | 2.1 | 11 | 12.4 | 19.2 |  | 2218 |  | 68% |  |  | 0 | 11.2 | 13 | 21.85 |  | 1 | 1 | 1 | 592 | 642 | 819 |  | 0 | 0 | 0 | 1 | 1 | [10 empty] | 110 | 0.81467 | 0.7562 | 0.81467 | 0.7562 | 0.72541 | 0.67746 | 0.72541 | 0.67746 | 0.81467 | 0.7562 | 0.72541 | 0.67746 | 280 | 0 | 0 | 0 | 0 |  |  |  | 0 | 8 | 7.9 | 0
15015515 |  |  | 1 | 50 | 155 | 15 | 15.9 | 0 | 26 | 30 | 46.4 | 2219.2 | 3021.1784 | 3225.612 | 4597.96 | 1.5 | 1.08 | 1.08 | 1.08 | 273 | 669 | 714 | 1018 | 47 | 115 | 123 | 175 | 0.014379 | 0.080347 | 0.091483 | 0.18087 | 0.0002083 | 1.724 | 2 | 0.00046183 | 412.403 | 440.309 | 627.64 | 1.01 | 1.01 | 1.01 | 412 | 440 | 628 | 177 | 189 | 270 | 0.18489 | 0.20993 | 0.41919 | 1.6 | 11.5 | 12.8 | 19.6 |  | 2774 |  | 80% |  |  | 0 | 10 | 11.8 | 21.85 |  | 1 | 1 | 1 | 412 | 440 | 628 |  | 0 | 0 | 0 | 1 | 1 | [10 empty] | 120 | 0.80301 | 0.7433 | 0.80301 | 0.7433 | 0.71879 | 0.67123 | 0.71879 | 0.67123 | 0.80301 | 0.7433 | 0.71879 | 0.67123 | 280 | 0 | 0 | 0 | 0 |  |  |  | 0 | 8 | 8.9 | 0
15015516 |  |  | 1 | 50 | 155 | 16 | 15.9 | 0 | 26 | 30 | 46.4 | 2065.16 | 4417.9369 | 4716.8848 | 6723.7 | 1.5 | 1.1 | 1.1 | 1.1 | 254 | 951 | 1015 | 1447 | 44 | 164 | 175 | 249 | 0.034246 | 0.44268 | 0.50253 | 1.0015 | 0.0002083 | 1.724 | 4 | 0.0013928 | 676 | 722 | 1030 | 0.95 | 0.95 | 0.95 | 676 | 722 | 1030 | 291 | 310 | 443 | 1.3589 | 1.5382 | 3.0978 | 3.1 | 11.5 | 12.8 | 19.6 |  | 3037 |  | 68% |  |  | 0 | 10 | 11.8 | 21.85 |  | 1 | 1 | 1 | 676 | 722 | 1030 |  | 0 | 0 | 0 | 1 | 1 | [10 empty] | 140 | 0.79292 | 0.73212 | 0.79292 | 0.73212 | 0.71271 | 0.66551 | 0.71271 | 0.66551 | 0.79292 | 0.73212 | 0.71271 | 0.66551 | 280 | 0 | 0 | 0 | 0 |  |  |  | 0 | 8 | 8.9 | 0
15015520 |  |  | 1 | 50 | 155 | 20 | 20.9 | 0 | 26 | 30 | 46.4 | 3104 | 4165.8877 | 4522.2728 | 5768.04 | 1.5 | 1.08 | 1.08 | 1.08 | 382 | 922 | 1001 | 1276 | 66 | 159 | 172 | 219 | 0.020854 | 0.11502 | 0.13405 | 0.21469 | 0.0001276 | 1.7219 | 2 | 0.00037661 | 514.8389 | 558.8826 | 712.84 | 0.95 | 0.95 | 0.95 | 515 | 559 | 713 | 221 | 240 | 307 | 0.21854 | 0.2567 | 0.41526 | 2.1 | 11.5 | 12.8 | 19.6 |  | 3880 |  | 80% |  |  | 0 | 10 | 11.8 | 21.85 |  | 1 | 1 | 1 | 515 | 559 | 713 |  | 0 | 0 | 0 | 1 | 1 | [10 empty] | 160 | 0.78402 | 0.72224 | 0.78402 | 0.72224 | 0.70153 | 0.65707 | 0.70153 | 0.65707 | 0.78402 | 0.72224 | 0.70153 | 0.65707 | 300 | 0 | 0 | 0 | 0 |  |  |  | 0 | 0 | 16 | 0
15015521 |  |  | 1 | 50 | 155 | 21 | 20.9 | 0 | 26 | 30 | 46.4 | 3304.8 | 5689.6682 | 6074.6702 | 8659.16 | 1.5 | 1.05 | 1.05 | 1.05 | 407 | 1313 | 1402 | 1998 | 70 | 226 | 241 | 344 | 0.035265 | 0.33693 | 0.38154 | 0.76031 | 0.0001276 | 1.7219 | 4 | 0.0005142 | 738.0334 | 787.9738 | 1123.22 | 0.85 | 0.85 | 0.85 | 738 | 788 | 1123 | 317 | 339 | 483 | 0.64884 | 0.73902 | 1.4698 | 4.1 | 11.5 | 12.8 | 19.6 |  | 4131 |  | 80% |  |  | 0 | 10 | 11.8 | 21.85 |  | 1 | 1 | 1 | 738 | 788 | 1123 |  | 0 | 0 | 0 | 1 | 1 | [10 empty] | 180 | 0.78402 | 0.72224 | 0.78402 | 0.72224 | 0.70153 | 0.65707 | 0.70153 | 0.65707 | 0.78402 | 0.72224 | 0.70153 | 0.65707 | 300 | 0 | 0 | 0 | 0 |  |  |  | 0 | 8 | 8.7 | 0
15017510 |  |  | 1 | 50 | 175 | 10 | 10.9 | 0 | 26 | 30 | 46 | 1743.3 | 2970.6878 | 3224.8254 | 4113.18 | 1.5 | 1.08 | 1.08 | 1.08 | 215 | 657 | 714 | 910 | 37 | 113 | 123 | 157 | 0.011488 | 0.091462 | 0.10717 | 0.16922 | 0.0003969 | 1.7346 | 2 | 0.00036735 | 411.848 | 447.081 | 570.24 | 0.98 | 0.98 | 0.98 | 412 | 447 | 570 | 177 | 192 | 245 | 0.21187 | 0.24681 | 0.39024 | 1.2 | 12.2 | 13.7 | 22 |  | 1937 |  | 90% |  |  | 0 | 10.9 | 12.7 | 21.85 |  | 1 | 1 | 1 | 412 | 447 | 570 |  | 0 | 0 | 0 | 1 | 1 | [10 empty] | 200 | 0.76886 | 0.70539 | 0.76886 | 0.70539 | 0.69292 | 0.65762 | 0.69292 | 0.65762 | 0.76886 | 0.70539 | 0.69292 | 0.65762 | 300 | 0 | 0 | 0 | 0 |  |  |  | 0 | 8 | 8.7 | 0
15017511 |  |  | 1 | 50 | 175 | 11 | 10.9 | 0 | 26 | 30 | 46 | 1696.6 | 4030.7284 | 4375.5508 | 5580.9 | 1.5 | 1.1 | 1.1 | 1.1 | 209 | 867 | 942 | 1201 | 36 | 149 | 162 | 207 | 0.019804 | 0.27195 | 0.31766 | 0.50117 | 0.0003969 | 1.7346 | 4 | 0.00057429 | 675.1031 | 732.8571 | 934.74 | 0.95 | 0.95 | 0.95 | 675 | 733 | 935 | 290 | 315 | 402 | 0.93996 | 1.0971 | 1.7318 | 2.3 | 12.2 | 13.7 | 22 |  | 2495 |  | 68% |  |  | 0 | 10.9 | 12.7 | 21.85 |  | 1 | 1 | 1 | 675 | 733 | 935 |  | 0 | 0 | 0 | 1 | 1 | [10 empty] | 220 | 0.75856 | 0.69426 | 0.75856 | 0.69426 | 0.68521 | 0.65781 | 0.68521 | 0.65781 | 0.75856 | 0.69426 | 0.68521 | 0.65781 | 300 | 0 | 0 | 0 | 0 |  |  |  | 0 | 8 | 8.7 | 0
15017515 |  |  | 1 | 50 | 175 | 15 | 15.9 | 0 | 26 | 30 | 46.4 | 2496.8 | 3233.3461 | 3452.1364 | 4920.86 | 1.5 | 1.08 | 1.08 | 1.08 | 307 | 716 | 764 | 1089 | 53 | 123 | 131 | 187 | 0.01887 | 0.094756 | 0.10697 | 0.21239 | 0.0002083 | 1.724 | 2 | 0.00046183 | 420.6821 | 449.1483 | 640.24 | 1.01 | 1.01 | 1.01 | 421 | 449 | 640 | 181 | 193 | 275 | 0.19943 | 0.22573 | 0.44749 | 1.8 | 11.5 | 12.8 | 19.6 |  | 3121 |  | 80% |  |  | 0 | 10 | 11.8 | 21.85 |  | 1 | 1 | 1 | 421 | 449 | 640 |  | 0 | 0 | 0 | 1 | 1 | [10 empty] | 240 | 0.75028 | 0.68489 | 0.75028 | 0.68489 | 0.6819 | 0.65797 | 0.6819 | 0.65797 | 0.75028 | 0.68489 | 0.6819 | 0.65797 | [11 empty] | v2020-09-17
15017516 |  |  | 1 | 50 | 175 | 16 | 15.9 | 0 | 26 | 30 | 46.4 | 2322.88 | 4843.455 | 5171.1964 | 7371.3 | 1.5 | 1.1 | 1.1 | 1.1 | 286 | 1042 | 1113 | 1586 | 49 | 179 | 191 | 273 | 0.043527 | 0.53772 | 0.6102 | 1.2251 | 0.0002083 | 1.724 | 4 | 0.0013928 | 686.3089 | 732.7493 | 1044.5 | 0.95 | 0.95 | 0.95 | 686 | 733 | 1045 | 295 | 315 | 449 | 1.4254 | 1.6203 | 3.2417 | 3.5 | 11.5 | 12.8 | 19.6 |  | 3416 |  | 68% |  |  | 0 | 10 | 11.8 | 21.85 |  | 1 | 1 | 1 | 686 | 733 | 1045 |  | 0 | 0 | 0 | 1 | 1 | [10 empty] | 260 | 0.75 | 0.68 | 0.75 | 0.68 | 0.6819 | 0.65797 | 0.6819 | 0.65797 | 0.75 | 0.68 | 0.6819 | 0.65797 | * | 0
15017520 |  |  | 1 | 50 | 175 | 20 | 20.9 | 0 | 26 | 30 | 46.4 | 3492 | 4497.8275 | 4882.6095 | 6227.64 | 1.5 | 1.08 | 1.08 | 1.08 | 430 | 995 | 1081 | 1378 | 74 | 171 | 186 | 237 | 0.026856 | 0.13603 | 0.16017 | 0.25662 | 0.0001276 | 1.7219 | 2 | 0.00037661 | 526.1058 | 571.1133 | 728.44 | 0.95 | 0.95 | 0.95 | 526 | 571 | 728 | 226 | 246 | 313 | 0.23395 | 0.27593 | 0.44119 | 2.3 | 11.5 | 12.8 | 19.6 |  | 4365 |  | 80% |  |  | 0 | 10 | 11.8 | 21.85 |  | 1 | 1 | 1 | 526 | 571 | 728 |  | 0 | 0 | 0 | 1 | 1 | [10 empty] | 280 | 0.75078 | 0.68 | 0.75078 | 0.68 | 0.67294 | 0.65821 | 0.67294 | 0.65821 | 0.75078 | 0.68 | 0.67294 | 0.65821 | ** | 0
15017521 |  |  | 1 | 50 | 175 | 21 | 20.9 | 0 | 26 | 30 | 46.4 | 3718.4 | 6016.7573 | 6423.8924 | 9156.96 | 1.5 | 1.05 | 1.05 | 1.05 | 458 | 1388 | 1482 | 2113 | 79 | 239 | 255 | 363 | 0.046323 | 0.3879 | 0.43954 | 0.86949 | 0.0001276 | 1.7219 | 4 | 0.0005142 | 750.1235 | 800.882 | 1141.62 | 0.85 | 0.85 | 0.85 | 750 | 801 | 1142 | 323 | 344 | 491 | 0.6938 | 0.78363 | 1.5605 | 4.7 | 11.5 | 12.8 | 19.6 |  | 4648 |  | 80% |  |  | 0 | 10 | 11.8 | 21.85 |  | 1 | 1 | 1 | 750 | 801 | 1142 |  | 0 | 0 | 0 | 1 | 1 | [10 empty] | 300 | 0.75078 | 0.68 | 0.75078 | 0.68 | 0.67294 | 0.65821 | 0.67294 | 0.65821 | 0.75078 | 0.68 | 0.67294 | 0.65821 | *** | 0
15019510 |  |  | 1 | 50 | 195 | 10 | 10.9 | 0 | 26 | 30 | 46.5 | 1936.8 | 3259.5786 | 3552.8678 | 4620.98 | 1.5 | 1.08 | 1.08 | 1.08 | 238 | 721 | 786 | 1023 | 41 | 124 | 135 | 176 | 0.014866 | 0.11546 | 0.13526 | 0.22185 | 0.0003969 | 1.7346 | 2 | 0.00036735 | 451.899 | 492.5599 | 640.64 | 0.98 | 0.98 | 0.98 | 452 | 493 | 641 | 194 | 212 | 276 | 0.26613 | 0.31417 | 0.51503 | 1.3 | 13.4 | 14.8 | 24 |  | 2152 |  | 90% |  |  | 0 | 10.7 | 12.5 | 21.85 |  | 1 | 1 | 1 | 452 | 493 | 641 |  | 0 | 0 | 0 | 1 | 1 | [23 empty] | **** | 0
15019511 |  |  | 1 | 50 | 195 | 11 | 10.9 | 0 | 26 | 30 | 46.5 | 1884.96 | 4422.7051 | 4820.6497 | 6269.9 | 1.5 | 1.1 | 1.1 | 1.1 | 232 | 952 | 1037 | 1349 | 40 | 164 | 178 | 232 | 0.025894 | 0.3466 | 0.40336 | 0.65926 | 0.0003969 | 1.7346 | 4 | 0.00057429 | 741 | 807 | 1050 | 0.95 | 0.95 | 0.95 | 741 | 807 | 1050 | 319 | 347 | 452 | 1.1918 | 1.394 | 2.283 | 2.6 | 13.4 | 14.8 | 24 |  | 2772 |  | 68% |  |  | 0 | 10.7 | 12.5 | 21.85 |  | 1 | 1 | 1 | 741 | 807 | 1050 |  | 0 | 0 | 0 | 1 | 1 | [10 empty] | Type,ww | L/cm
15019515 |  |  | 1 | 50 | 195 | 15 | 15.9 | 0 | 26 | 30 | 47.1 | 2774.4 | 3875.4624 | 4083.4736 | 5893.16 | 1.5 | 1.08 | 1.08 | 1.08 | 342 | 858 | 904 | 1304 | 59 | 148 | 155 | 224 | 0.024084 | 0.1398 | 0.15277 | 0.31017 | 0.0002083 | 1.724 | 2 | 0.00046183 | 529.0162 | 557.4105 | 804.44 | 1.01 | 1.01 | 1.01 | 529 | 557 | 804 | 227 | 240 | 346 | 0.31822 | 0.35427 | 0.71763 | 2 | 13.2 | 14.7 | 23.5 |  | 3468 |  | 80% |  |  | 0 | 10 | 11.4 | 21.85 |  | 1 | 1 | 1 | 529 | 557 | 804 |  | 0 | 0 | 0 | 1 | 1 | [10 empty] | 10 | 0.0066667
15019516 |  |  | 1 | 50 | 195 | 16 | 15.9 | 0 | 26 | 30 | 47.1 | 2581.28 | 5667.1756 | 5971.3549 | 8617.7 | 1.5 | 1.1 | 1.1 | 1.1 | 318 | 1220 | 1285 | 1855 | 55 | 210 | 221 | 319 | 0.056049 | 0.7506 | 0.82899 | 1.6946 | 0.0002083 | 1.724 | 4 | 0.0013928 | 868 | 914 | 1320 | 0.95 | 0.95 | 0.95 | 868 | 914 | 1320 | 373 | 393 | 568 | 2.2993 | 2.5461 | 5.23 | 3.9 | 13.2 | 14.7 | 23.5 |  | 3796 |  | 68% |  |  | 0 | 10 | 11.4 | 21.85 |  | 1 | 1 | 1 | 868 | 914 | 1320 |  | 0 | 0 | 0 | 1 | 1 | [10 empty] | 11 | 0.013333
15019520 |  |  | 1 | 50 | 195 | 20 | 20.9 | 0 | 26 | 30 | 47.1 | 3880 | 5214.8122 | 5684.0287 | 7392.84 | 1.5 | 1.08 | 1.08 | 1.08 | 478 | 1154 | 1258 | 1636 | 82 | 198 | 216 | 281 | 0.033734 | 0.18538 | 0.21946 | 0.36577 | 0.0001276 | 1.7219 | 2 | 0.00037661 | 644.4696 | 702.4575 | 913.64 | 0.95 | 0.95 | 0.95 | 644 | 702 | 914 | 277 | 302 | 393 | 0.35572 | 0.42078 | 0.70251 | 2.6 | 13.2 | 14.7 | 23.5 |  | 4850 |  | 80% |  |  | 0 | 10 | 11.4 | 21.85 |  | 1 | 1 | 1 | 644 | 702 | 914 |  | 0 | 0 | 0 | 1 | 1 | [10 empty] | 15 | 0.01
15019521 |  |  | 1 | 50 | 195 | 21 | 20.9 | 0 | 26 | 30 | 47.1 | 4131.2 | 7298.5083 | 7690.2476 | 11098.36 | 1.5 | 1.05 | 1.05 | 1.05 | 509 | 1684 | 1775 | 2561 | 88 | 290 | 305 | 440 | 0.059163 | 0.58078 | 0.64 | 1.2974 | 0.0001276 | 1.7219 | 4 | 0.0005142 | 946.7235 | 997.5379 | 1439.62 | 0.85 | 0.85 | 0.85 | 947 | 998 | 1440 | 407 | 429 | 619 | 1.1161 | 1.2355 | 2.5101 | 5.2 | 13.2 | 14.7 | 23.5 |  | 5164 |  | 80% |  |  | 0 | 10 | 11.4 | 21.85 |  | 1 | 1 | 1 | 947 | 998 | 1440 |  | 0 | 0 | 0 | 1 | 1 | [10 empty] | 16 | 0.02
15021510 |  |  | 1 | 50 | 215 | 10 | 10.9 | 0 | 26 | 30 | 46.9 | 1987.0174 | 3560.7045 | 3890.5075 | 5128.78 | 1.5 | 1.08 | 1.08 | 1.08 | 245 | 788 | 861 | 1135 | 42 | 136 | 148 | 195 | 0.016559 | 0.14495 | 0.1696 | 0.2833 | 0.0003969 | 1.7346 | 2 | 0.00036735 | 493.6463 | 539.3693 | 711.04 | 0.98 | 0.98 | 0.98 | 494 | 539 | 711 | 212 | 232 | 306 | 0.33105 | 0.39167 | 0.65698 | 1.4 | 13.4 | 14.8 | 24 |  | 2207.7971 |  | 90% |  |  | 0 | 10.5 | 12.3 | 21.85 |  | 1 | 1 | 1 | 494 | 539 | 711 |  | 0 | 0 | 0 | 1 | 1 | [10 empty] | 20 | 0.013333
15021511 |  |  | 1 | 50 | 215 | 11 | 10.9 | 0 | 26 | 30 | 46.9 | 1933.9003 | 4831.2828 | 5278.7706 | 6958.9 | 1.5 | 1.1 | 1.1 | 1.1 | 238 | 1040 | 1136 | 1498 | 41 | 179 | 195 | 258 | 0.029042 | 0.43273 | 0.50682 | 0.8505 | 0.0003969 | 1.7346 | 4 | 0.00057429 | 809.1873 | 884.1366 | 1165.54 | 0.95 | 0.95 | 0.95 | 809 | 884 | 1166 | 348 | 380 | 501 | 1.4813 | 1.7442 | 2.9173 | 2.9 | 13.4 | 14.8 | 24 |  | 2843.971 |  | 68% |  |  | 0 | 10.5 | 12.3 | 21.85 |  | 1 | 1 | 1 | 809 | 884 | 1166 |  | 0 | 0 | 0 | 1 | 1 | [10 empty] | 21 | 0.026667
15021515 |  |  | 1 | 50 | 215 | 15 | 15.9 | 0 | 26 | 30 | 47.8 | 2847.0493 | 4302.5567 | 4481.7989 | 6540.76 | 1.5 | 1.08 | 1.08 | 1.08 | 350 | 952 | 992 | 1447 | 60 | 164 | 171 | 249 | 0.025817 | 0.17564 | 0.19028 | 0.39136 | 0.0002083 | 1.724 | 2 | 0.00046183 | 587.3163 | 611.7835 | 892.84 | 1.01 | 1.01 | 1.01 | 587 | 612 | 893 | 252 | 263 | 384 | 0.40047 | 0.43475 | 0.90108 | 2.2 | 15.5 | 16.8 | 27.5 |  | 3558.8116 |  | 80% |  |  | 0 | 10 | 11.1 | 21.85 |  | 1 | 1 | 1 | 587 | 612 | 893 |  | 0 | 0 | 0 | 1 | 1
15021516 |  |  | 1 | 50 | 215 | 16 | 15.9 | 0 | 26 | 30 | 47.8 | 2648.5014 | 6291.7252 | 6553.835 | 9564.7 | 1.5 | 1.1 | 1.1 | 1.1 | 326 | 1354 | 1410 | 2058 | 56 | 233 | 243 | 354 | 0.059716 | 0.93854 | 1.0184 | 2.1167 | 0.0002083 | 1.724 | 4 | 0.0013928 | 963.3581 | 1003.4911 | 1464.5 | 0.95 | 0.95 | 0.95 | 963 | 1003 | 1465 | 414 | 431 | 630 | 2.8716 | 3.1059 | 6.5149 | 4.3 | 15.5 | 16.8 | 27.5 |  | 3894.8551 |  | 68% |  |  | 0 | 10 | 11.1 | 21.85 |  | 1 | 1 | 1 | 963 | 1003 | 1465 |  | 0 | 0 | 0 | 1 | 1
15021520 |  |  | 1 | 50 | 215 | 20 | 20.9 | 0 | 26 | 30 | 47.8 | 3981.2174 | 5696.5662 | 6224.1991 | 8205.24 | 1.5 | 1.08 | 1.08 | 1.08 | 490 | 1261 | 1377 | 1816 | 84 | 217 | 237 | 312 | 0.036366 | 0.22671 | 0.2689 | 0.45816 | 0.0001276 | 1.7219 | 2 | 0.00037661 | 704.007 | 769.2142 | 1014.04 | 0.95 | 0.95 | 0.95 | 704 | 769 | 1014 | 303 | 331 | 436 | 0.43287 | 0.51385 | 0.87755 | 2.9 | 15.5 | 16.8 | 27.5 |  | 4976.5217 |  | 80% |  |  | 0 | 10 | 11.1 | 21.85 |  | 1 | 1 | 1 | 704 | 769 | 1014 |  | 0 | 0 | 0 | 1 | 1 | [10 empty] | Niveaus | Type | k1 | n | t | k2
15021521 |  |  | 1 | 50 | 215 | 21 | 20.9 | 0 | 26 | 30 | 47.8 | 4239.1072 | 8102.8385 | 8440.3982 | 12317.96 | 1.5 | 1.05 | 1.05 | 1.05 | 522 | 1870 | 1948 | 2843 | 90 | 322 | 335 | 489 | 0.06407 | 0.73129 | 0.78905 | 1.6337 | 0.0001276 | 1.7219 | 4 | 0.0005142 | 1051.0569 | 1094.8434 | 1597.82 | 0.85 | 0.85 | 0.85 | 1051 | 1095 | 1598 | 452 | 471 | 687 | 1.4039 | 1.5198 | 3.1482 | 5.7 | 15.5 | 16.8 | 27.5 |  | 5298.8841 |  | 80% |  |  | 0 | 10 | 11.1 | 21.85 |  | 1 | 1 | 1 | 1051 | 1095 | 1598 |  | 0 | 0 | 0 | 1 | 1
15023510 |  |  | 1 | 50 | 235 | 10 | 10.9 | 0 | 26 | 30 | 47.2 | 2323.8 | 3860.4189 | 4228.9856 | 5636.58 | 1.5 | 1.08 | 1.08 | 1.08 | 286 | 854 | 936 | 1247 | 49 | 147 | 161 | 214 | 0.023311 | 0.17641 | 0.20879 | 0.35405 | 0.0003969 | 1.7346 | 2 | 0.00036735 | 535.1979 | 586.295 | 781.44 | 0.98 | 0.98 | 0.98 | 535 | 586 | 781 | 230 | 252 | 336 | 0.40483 | 0.47981 | 0.82017 | 1.6 | 14.8 | 16.6 | 28 |  | 2582 |  | 90% |  |  | 0 | 10.4 | 12.2 | 21.85 |  | 1 | 1 | 1 | 535 | 586 | 781 |  | 0 | 0 | 0 | 1 | 1 | [10 empty] | 1 row
15023511 |  |  | 1 | 50 | 235 | 11 | 10.9 | 0 | 26 | 30 | 47.2 | 2261.68 | 5237.9453 | 5738.0289 | 7647.9 | 1.5 | 1.1 | 1.1 | 1.1 | 278 | 1127 | 1235 | 1646 | 48 | 194 | 212 | 283 | 0.041271 | 0.53097 | 0.6252 | 1.0651 | 0.0003969 | 1.7346 | 4 | 0.00057429 | 877 | 961 | 1281 | 0.95 | 0.95 | 0.95 | 877 | 961 | 1281 | 377 | 413 | 551 | 1.8103 | 2.1436 | 3.6602 | 3.1 | 14.8 | 16.6 | 28 |  | 3326 |  | 68% |  |  | 0 | 10.4 | 12.2 | 21.85 |  | 1 | 1 | 1 | 877 | 961 | 1281 |  | 0 | 0 | 0 | 1 | 1 | [10 empty] | 1 | 4 | 0.0013823 | 1.7232 | 1 | 0.00033291
15023515 |  |  | 1 | 50 | 235 | 15 | 15.9 | 0 | 26 | 30 | 48.1 | 3329.6 | 4729.7153 | 4901.7743 | 7188.36 | 1.5 | 1.08 | 1.08 | 1.08 | 410 | 1047 | 1085 | 1591 | 71 | 180 | 187 | 274 | 0.036815 | 0.21624 | 0.2326 | 0.48341 | 0.0002083 | 1.724 | 2 | 0.00046183 | 645.6251 | 669.1119 | 981.24 | 1.01 | 1.01 | 1.01 | 646 | 669 | 981 | 278 | 288 | 422 | 0.49704 | 0.53191 | 1.1084 | 2.4 | 16.4 | 17.7 | 29.7 |  | 4162 |  | 80% |  |  | 0 | 10 | 10.9 | 21.85 |  | 1 | 1 | 1 | 646 | 669 | 981 |  | 0 | 0 | 0 | 1 | 1 | [10 empty] | 2 | 5 | 0.000937 | 1.789 | 2 | 0.000446
15023516 |  |  | 1 | 50 | 235 | 16 | 15.9 | 0 | 26 | 30 | 48.1 | 3097.4 | 6916.3687 | 7167.9745 | 10511.7 | 1.5 | 1.1 | 1.1 | 1.1 | 381 | 1488 | 1543 | 2262 | 66 | 256 | 265 | 389 | 0.084144 | 1.15 | 1.2297 | 2.591 | 0.0002083 | 1.724 | 4 | 0.0013928 | 1059 | 1098 | 1610 | 0.95 | 0.95 | 0.95 | 1059 | 1098 | 1610 | 455 | 472 | 692 | 3.5144 | 3.7745 | 7.955 | 4.7 | 16.4 | 17.7 | 29.7 |  | 4555 |  | 68% |  |  | 0 | 10 | 10.9 | 21.85 |  | 1 | 1 | 1 | 1059 | 1098 | 1610 |  | 0 | 0 | 0 | 1 | 1 | [10 empty] | 4 | 6 | 0.000937 | 1.789 | 4 | 0.00139
15023520 |  |  | 1 | 50 | 235 | 20 | 20.9 | 0 | 26 | 30 | 48.1 | 4656 | 6176.062 | 6765.7107 | 9017.64 | 1.5 | 1.08 | 1.08 | 1.08 | 573 | 1367 | 1497 | 1996 | 99 | 235 | 257 | 343 | 0.051239 | 0.27057 | 0.32164 | 0.56222 | 0.0001276 | 1.7219 | 2 | 0.00037661 | 763.2652 | 836.1366 | 1114.44 | 0.95 | 0.95 | 0.95 | 763 | 836 | 1114 | 328 | 359 | 479 | 0.51559 | 0.61413 | 1.0743 | 3.1 | 16.4 | 17.7 | 29.7 |  | 5820 |  | 80% |  |  | 0 | 10 | 10.9 | 21.85 |  | 1 | 1 | 1 | 763 | 836 | 1114 |  | 0 | 0 | 0 | 1 | 1 | [10 empty] | 2 rows
15023521 |  |  | 1 | 50 | 235 | 21 | 20.9 | 0 | 26 | 30 | 48.1 | 4957.6 | 8907.2896 | 9231.3218 | 13537.56 | 1.5 | 1.05 | 1.05 | 1.05 | 610 | 2056 | 2130 | 3124 | 105 | 354 | 366 | 537 | 0.088902 | 0.9018 | 0.96131 | 2.0071 | 0.0001276 | 1.7219 | 4 | 0.0005142 | 1155.406 | 1197.4378 | 1756.02 | 0.85 | 0.85 | 0.85 | 1155 | 1197 | 1756 | 497 | 515 | 755 | 1.7296 | 1.852 | 3.8685 | 6.3 | 16.4 | 17.7 | 29.7 |  | 6197 |  | 80% |  |  | 0 | 10 | 10.9 | 21.85 |  | 1 | 1 | 1 | 1155 | 1197 | 1756 |  | 0 | 0 | 0 | 1 | 1 | [10 empty] | 1 | 9 | 0.00080534 | 1.8139 | 2 | 0.00039795
2405510 |  |  | 2 | 40 | 55 | 10 | 10.9 |  |  |  |  | 411.6 | 411.6 | 411.6 | 411.6 | 1.4027 | 1.4027 | 1.4027 | 1.4027 | 58 | 58 | 58 | 58 | 10 | 10 | 10 | 10 | 0.00053142 | 0.00053142 | 0.00053142 | 0.00053142 | 0.0003969 | 1.7346 | 2 | 0.00036735 | [15 empty] | 0.4 | [6 empty] | 90% | [29 empty] | 2 | 10 | 0.0003969 | 1.7346 | 2 | 0.00036735
2406510 |  |  | 2 | 40 | 65 | 10 | 10.9 |  |  |  |  | 509.6 | 509.6 | 509.6 | 509.6 | 1.4027 | 1.4027 | 1.4027 | 1.4027 | 72 | 72 | 72 | 72 | 12 | 12 | 12 | 12 | 0.00081151 | 0.00081151 | 0.00081151 | 0.00081151 | 0.0003969 | 1.7346 | 2 | 0.00036735 | [15 empty] | 0.4 | [6 empty] | 90% | [29 empty] | 4 | 11 | 0.0003969 | 1.7346 | 4 | 0.00057429
2407510 |  |  | 2 | 40 | 75 | 10 | 10.9 |  |  |  |  | 607.6 | 607.6 | 607.6 | 607.6 | 1.4027 | 1.4027 | 1.4027 | 1.4027 | 86 | 86 | 86 | 86 | 15 | 15 | 15 | 15 | 0.001327 | 0.001327 | 0.001327 | 0.001327 | 0.0003969 | 1.7346 | 2 | 0.00036735 | [15 empty] | 0.5 | [6 empty] | 90% | [29 empty] | 3 rows
2408510 |  |  | 2 | 40 | 85 | 10 | 10.9 |  |  |  |  | 705.6 | 705.6 | 705.6 | 705.6 | 1.4027 | 1.4027 | 1.4027 | 1.4027 | 99 | 99 | 99 | 99 | 17 | 17 | 17 | 17 | 0.0017887 | 0.0017887 | 0.0017887 | 0.0017887 | 0.0003969 | 1.7346 | 2 | 0.00036735 | [15 empty] | 0.6 | [6 empty] | 90% | [29 empty] | 1 | 14 | 0.0025582 | 1.4943 | 3 | 0.00056162
2409510 |  |  | 2 | 40 | 95 | 10 | 10.9 |  |  |  |  | 803.6 | 803.6 | 803.6 | 803.6 | 1.4027 | 1.4027 | 1.4027 | 1.4027 | 113 | 113 | 113 | 113 | 19 | 19 | 19 | 19 | 0.0023357 | 0.0023357 | 0.0023357 | 0.0023357 | 0.0003969 | 1.7346 | 2 | 0.00036735 | [15 empty] | 0.6 | [6 empty] | 90% | [29 empty] | 2 | 15 | 0.0002083 | 1.724 | 2 | 0.00046183
24010510 |  |  | 2 | 40 | 105 | 10 | 10.9 |  |  |  |  | 901.6 | 901.6 | 901.6 | 901.6 | 1.4027 | 1.4027 | 1.4027 | 1.4027 | 127 | 127 | 127 | 127 | 22 | 22 | 22 | 22 | 0.0032443 | 0.0032443 | 0.0032443 | 0.0032443 | 0.0003969 | 1.7346 | 2 | 0.00036735 | [15 empty] | 0.7 | [6 empty] | 90% | [29 empty] | 4 | 16 | 0.0002083 | 1.724 | 4 | 0.0013928
24011510 |  |  | 2 | 40 | 115 | 10 | 10.9 |  |  |  |  | 999.6 | 999.6 | 999.6 | 999.6 | 1.4027 | 1.4027 | 1.4027 | 1.4027 | 141 | 141 | 141 | 141 | 24 | 24 | 24 | 24 | 0.0040129 | 0.0040129 | 0.0040129 | 0.0040129 | 0.0003969 | 1.7346 | 2 | 0.00036735 | [15 empty] | 0.8 | [6 empty] | 90% | [29 empty] | 4 rows
24013510 |  |  | 2 | 40 | 135 | 10 | 10.9 |  |  |  |  | 1195.6 | 1195.6 | 1195.6 | 1195.6 | 1.4027 | 1.4027 | 1.4027 | 1.4027 | 169 | 169 | 169 | 169 | 29 | 29 | 29 | 29 | 0.0062558 | 0.0062558 | 0.0062558 | 0.0062558 | 0.0003969 | 1.7346 | 2 | 0.00036735 | [15 empty] | 0.9 | [6 empty] | 90% | [29 empty] | 1 | 19 | 0.011616 | 1.5869 | 1 | 0.0016553
24015510 |  |  | 2 | 40 | 155 | 10 | 10.9 |  |  |  |  | 1391.6 | 1391.6 | 1391.6 | 1391.6 | 1.4027 | 1.4027 | 1.4027 | 1.4027 | 196 | 196 | 196 | 196 | 34 | 34 | 34 | 34 | 0.009121 | 0.009121 | 0.009121 | 0.009121 | 0.0003969 | 1.7346 | 2 | 0.00036735 | [15 empty] | 1 | [6 empty] | 90% | [29 empty] | 2 | 20 | 0.0001276 | 1.7219 | 2 | 0.00037661
24017510 |  |  | 2 | 40 | 175 | 10 | 10.9 |  |  |  |  | 1587.6 | 1587.6 | 1587.6 | 1587.6 | 1.4027 | 1.4027 | 1.4027 | 1.4027 | 224 | 224 | 224 | 224 | 39 | 39 | 39 | 39 | 0.012663 | 0.012663 | 0.012663 | 0.012663 | 0.0003969 | 1.7346 | 2 | 0.00036735 | [15 empty] | 1.2 | [6 empty] | 90% | [29 empty] | 4 | 21 | 0.0001276 | 1.7219 | 4 | 0.0005142
24019510 |  |  | 2 | 40 | 195 | 10 | 10.9 |  |  |  |  | 1783.6 | 1783.6 | 1783.6 | 1783.6 | 1.4027 | 1.4027 | 1.4027 | 1.4027 | 252 | 252 | 252 | 252 | 43 | 43 | 43 | 43 | 0.01623 | 0.01623 | 0.01623 | 0.01623 | 0.0003969 | 1.7346 | 2 | 0.00036735 | [15 empty] | 1.3 | [6 empty] | 90%
24021510 |  |  | 2 | 40 | 215 | 10 | 10.9 |  |  |  |  | 1979.6 | 1979.6 | 1979.6 | 1979.6 | 1.4027 | 1.4027 | 1.4027 | 1.4027 | 279 | 279 | 279 | 279 | 48 | 48 | 48 | 48 | 0.021164 | 0.021164 | 0.021164 | 0.021164 | 0.0003969 | 1.7346 | 2 | 0.00036735 | [15 empty] | 1.4 | [6 empty] | 90% | [29 empty] | 1 | 7 | 0.0025582 | 1.4943 | 3 | 0.00056162
24023510 |  |  | 2 | 40 | 235 | 10 | 10.9 |  |  |  |  | 2175.6 | 2175.6 | 2175.6 | 2175.6 | 1.4027 | 1.4027 | 1.4027 | 1.4027 | 307 | 307 | 307 | 307 | 53 | 53 | 53 | 53 | 0.026919 | 0.026919 | 0.026919 | 0.026919 | 0.0003969 | 1.7346 | 2 | 0.00036735 | [15 empty] | 1.6 | [6 empty] | 90% | [29 empty] | 4 | 8 | 0.000937 | 1.789 | 4 | 0.00139
2455510 |  |  | 2 | 45 | 55 | 10 | 10.9 |  |  |  |  | 432.18 | 432.18 | 432.18 | 432.18 | 1.3915 | 1.3915 | 1.3915 | 1.3915 | 62 | 62 | 62 | 62 | 11 | 11 | 11 | 11 | 0.00063784 | 0.00063784 | 0.00063784 | 0.00063784 | 0.0003969 | 1.7346 | 2 | 0.00036735 | [15 empty] | 0.4 | [6 empty] | 90%
2456510 |  |  | 2 | 45 | 65 | 10 | 10.9 |  |  |  |  | 535.08 | 535.08 | 535.08 | 535.08 | 1.3915 | 1.3915 | 1.3915 | 1.3915 | 77 | 77 | 77 | 77 | 13 | 13 | 13 | 13 | 0.00094517 | 0.00094517 | 0.00094517 | 0.00094517 | 0.0003969 | 1.7346 | 2 | 0.00036735 | [15 empty] | 0.4
2457510 |  |  | 2 | 45 | 75 | 10 | 10.9 |  |  |  |  | 637.98 | 637.98 | 637.98 | 637.98 | 1.3915 | 1.3915 | 1.3915 | 1.3915 | 91 | 91 | 91 | 91 | 16 | 16 | 16 | 16 | 0.0014998 | 0.0014998 | 0.0014998 | 0.0014998 | 0.0003969 | 1.7346 | 2 | 0.00036735 | [15 empty] | 0.5
2458510 |  |  | 2 | 45 | 85 | 10 | 10.9 |  |  |  |  | 740.88 | 740.88 | 740.88 | 740.88 | 1.3915 | 1.3915 | 1.3915 | 1.3915 | 106 | 106 | 106 | 106 | 18 | 18 | 18 | 18 | 0.0019927 | 0.0019927 | 0.0019927 | 0.0019927 | 0.0003969 | 1.7346 | 2 | 0.00036735 | [15 empty] | 0.6
2459510 |  |  | 2 | 45 | 95 | 10 | 10.9 |  |  |  |  | 843.78 | 843.78 | 843.78 | 843.78 | 1.3915 | 1.3915 | 1.3915 | 1.3915 | 121 | 121 | 121 | 121 | 21 | 21 | 21 | 21 | 0.0028201 | 0.0028201 | 0.0028201 | 0.0028201 | 0.0003969 | 1.7346 | 2 | 0.00036735 | [15 empty] | 0.6
24510510 |  |  | 2 | 45 | 105 | 10 | 10.9 |  |  |  |  | 946.68 | 946.68 | 946.68 | 946.68 | 1.3915 | 1.3915 | 1.3915 | 1.3915 | 136 | 136 | 136 | 136 | 23 | 23 | 23 | 23 | 0.0035267 | 0.0035267 | 0.0035267 | 0.0035267 | 0.0003969 | 1.7346 | 2 | 0.00036735 | [15 empty] | 0.7
24511510 |  |  | 2 | 45 | 115 | 10 | 10.9 |  |  |  |  | 1049.58 | 1049.58 | 1049.58 | 1049.58 | 1.3915 | 1.3915 | 1.3915 | 1.3915 | 150 | 150 | 150 | 150 | 26 | 26 | 26 | 26 | 0.0046618 | 0.0046618 | 0.0046618 | 0.0046618 | 0.0003969 | 1.7346 | 2 | 0.00036735 | [15 empty] | 0.8
24513510 |  |  | 2 | 45 | 135 | 10 | 10.9 |  |  |  |  | 1255.38 | 1255.38 | 1255.38 | 1255.38 | 1.3915 | 1.3915 | 1.3915 | 1.3915 | 180 | 180 | 180 | 180 | 31 | 31 | 31 | 31 | 0.0070837 | 0.0070837 | 0.0070837 | 0.0070837 | 0.0003969 | 1.7346 | 2 | 0.00036735 | [15 empty] | 0.9
24515510 |  |  | 2 | 45 | 155 | 10 | 10.9 |  |  |  |  | 1461.18 | 1461.18 | 1461.18 | 1461.18 | 1.3915 | 1.3915 | 1.3915 | 1.3915 | 209 | 209 | 209 | 209 | 36 | 36 | 36 | 36 | 0.010142 | 0.010142 | 0.010142 | 0.010142 | 0.0003969 | 1.7346 | 2 | 0.00036735 | [15 empty] | 1
24517510 |  |  | 2 | 45 | 175 | 10 | 10.9 |  |  |  |  | 1666.98 | 1666.98 | 1666.98 | 1666.98 | 1.3915 | 1.3915 | 1.3915 | 1.3915 | 239 | 239 | 239 | 239 | 41 | 41 | 41 | 41 | 0.01389 | 0.01389 | 0.01389 | 0.01389 | 0.0003969 | 1.7346 | 2 | 0.00036735 | [15 empty] | 1.2
24519510 |  |  | 2 | 45 | 195 | 10 | 10.9 |  |  |  |  | 1872.78 | 1872.78 | 1872.78 | 1872.78 | 1.3915 | 1.3915 | 1.3915 | 1.3915 | 268 | 268 | 268 | 268 | 46 | 46 | 46 | 46 | 0.018379 | 0.018379 | 0.018379 | 0.018379 | 0.0003969 | 1.7346 | 2 | 0.00036735 | [15 empty] | 1.3
24521510 |  |  | 2 | 45 | 215 | 10 | 10.9 |  |  |  |  | 2078.58 | 2078.58 | 2078.58 | 2078.58 | 1.3915 | 1.3915 | 1.3915 | 1.3915 | 298 | 298 | 298 | 298 | 51 | 51 | 51 | 51 | 0.02366 | 0.02366 | 0.02366 | 0.02366 | 0.0003969 | 1.7346 | 2 | 0.00036735 | [15 empty] | 1.4
24523510 |  |  | 2 | 45 | 235 | 10 | 10.9 |  |  |  |  | 2284.38 | 2284.38 | 2284.38 | 2284.38 | 1.3915 | 1.3915 | 1.3915 | 1.3915 | 327 | 327 | 327 | 327 | 56 | 56 | 56 | 56 | 0.02978 | 0.02978 | 0.02978 | 0.02978 | 0.0003969 | 1.7346 | 2 | 0.00036735 | [15 empty] | 1.6
2505510 |  |  | 2 | 50 | 55 | 10 | 10.9 |  |  |  |  | 450.66 | 450.66 | 450.66 | 450.66 | 1.3803 | 1.3803 | 1.3803 | 1.3803 | 66 | 66 | 66 | 66 | 11 | 11 | 11 | 11 | 0.00063784 | 0.00063784 | 0.00063784 | 0.00063784 | 0.0003969 | 1.7346 | 2 | 0.00036735 | [15 empty] | 0.4
2506510 |  |  | 2 | 50 | 65 | 10 | 10.9 |  |  |  |  | 557.96 | 557.96 | 557.96 | 557.96 | 1.3803 | 1.3803 | 1.3803 | 1.3803 | 81 | 81 | 81 | 81 | 14 | 14 | 14 | 14 | 0.0010886 | 0.0010886 | 0.0010886 | 0.0010886 | 0.0003969 | 1.7346 | 2 | 0.00036735 | [15 empty] | 0.4
2507510 |  |  | 2 | 50 | 75 | 10 | 10.9 |  |  |  |  | 665.26 | 665.26 | 665.26 | 665.26 | 1.3803 | 1.3803 | 1.3803 | 1.3803 | 97 | 97 | 97 | 97 | 17 | 17 | 17 | 17 | 0.0016827 | 0.0016827 | 0.0016827 | 0.0016827 | 0.0003969 | 1.7346 | 2 | 0.00036735 | [15 empty] | 0.5
2508510 |  |  | 2 | 50 | 85 | 10 | 10.9 |  |  |  |  | 772.56 | 772.56 | 772.56 | 772.56 | 1.3803 | 1.3803 | 1.3803 | 1.3803 | 112 | 112 | 112 | 112 | 19 | 19 | 19 | 19 | 0.0022071 | 0.0022071 | 0.0022071 | 0.0022071 | 0.0003969 | 1.7346 | 2 | 0.00036735 | [15 empty] | 0.6
2509510 |  |  | 2 | 50 | 95 | 10 | 10.9 |  |  |  |  | 879.86 | 879.86 | 879.86 | 879.86 | 1.3803 | 1.3803 | 1.3803 | 1.3803 | 128 | 128 | 128 | 128 | 22 | 22 | 22 | 22 | 0.0030785 | 0.0030785 | 0.0030785 | 0.0030785 | 0.0003969 | 1.7346 | 2 | 0.00036735 | [15 empty] | 0.6
25010510 |  |  | 2 | 50 | 105 | 10 | 10.9 |  |  |  |  | 987.16 | 987.16 | 987.16 | 987.16 | 1.3803 | 1.3803 | 1.3803 | 1.3803 | 144 | 144 | 144 | 144 | 25 | 25 | 25 | 25 | 0.0041247 | 0.0041247 | 0.0041247 | 0.0041247 | 0.0003969 | 1.7346 | 2 | 0.00036735 | [15 empty] | 0.7
25011510 |  |  | 2 | 50 | 115 | 10 | 10.9 |  |  |  |  | 1094.46 | 1094.46 | 1094.46 | 1094.46 | 1.3803 | 1.3803 | 1.3803 | 1.3803 | 159 | 159 | 159 | 159 | 27 | 27 | 27 | 27 | 0.0050033 | 0.0050033 | 0.0050033 | 0.0050033 | 0.0003969 | 1.7346 | 2 | 0.00036735 | [15 empty] | 0.8
25013510 |  |  | 2 | 50 | 135 | 10 | 10.9 |  |  |  |  | 1309.06 | 1309.06 | 1309.06 | 1309.06 | 1.3803 | 1.3803 | 1.3803 | 1.3803 | 190 | 190 | 190 | 190 | 33 | 33 | 33 | 33 | 0.0079596 | 0.0079596 | 0.0079596 | 0.0079596 | 0.0003969 | 1.7346 | 2 | 0.00036735 | [15 empty] | 0.9
25015510 |  |  | 2 | 50 | 155 | 10 | 10.9 |  |  |  |  | 1523.66 | 1523.66 | 1523.66 | 1523.66 | 1.3803 | 1.3803 | 1.3803 | 1.3803 | 222 | 222 | 222 | 222 | 38 | 38 | 38 | 38 | 0.011213 | 0.011213 | 0.011213 | 0.011213 | 0.0003969 | 1.7346 | 2 | 0.00036735 | [15 empty] | 1
25017510 |  |  | 2 | 50 | 175 | 10 | 10.9 |  |  |  |  | 1738.26 | 1738.26 | 1738.26 | 1738.26 | 1.3803 | 1.3803 | 1.3803 | 1.3803 | 253 | 253 | 253 | 253 | 44 | 44 | 44 | 44 | 0.015829 | 0.015829 | 0.015829 | 0.015829 | 0.0003969 | 1.7346 | 2 | 0.00036735 | [15 empty] | 1.2
25019510 |  |  | 2 | 50 | 195 | 10 | 10.9 |  |  |  |  | 1952.86 | 1952.86 | 1952.86 | 1952.86 | 1.3803 | 1.3803 | 1.3803 | 1.3803 | 284 | 284 | 284 | 284 | 49 | 49 | 49 | 49 | 0.020652 | 0.020652 | 0.020652 | 0.020652 | 0.0003969 | 1.7346 | 2 | 0.00036735 | [15 empty] | 1.3
25021510 |  |  | 2 | 50 | 215 | 10 | 10.9 |  |  |  |  | 2167.46 | 2167.46 | 2167.46 | 2167.46 | 1.3803 | 1.3803 | 1.3803 | 1.3803 | 315 | 315 | 315 | 315 | 54 | 54 | 54 | 54 | 0.026284 | 0.026284 | 0.026284 | 0.026284 | 0.0003969 | 1.7346 | 2 | 0.00036735 | [15 empty] | 1.4
25023510 |  |  | 2 | 50 | 235 | 10 | 10.9 |  |  |  |  | 2382.06 | 2382.06 | 2382.06 | 2382.06 | 1.3803 | 1.3803 | 1.3803 | 1.3803 | 347 | 347 | 347 | 347 | 60 | 60 | 60 | 60 | 0.033801 | 0.033801 | 0.033801 | 0.033801 | 0.0003969 | 1.7346 | 2 | 0.00036735 | [15 empty] | 1.6
2555510 |  |  | 2 | 55 | 55 | 10 | 10.9 |  |  |  |  | 467.46 | 467.46 | 467.46 | 467.46 | 1.369 | 1.369 | 1.369 | 1.369 | 69 | 69 | 69 | 69 | 12 | 12 | 12 | 12 | 0.00075359 | 0.00075359 | 0.00075359 | 0.00075359 | 0.0003969 | 1.7346 | 2 | 0.00036735 | [15 empty] | 0.4
2556510 |  |  | 2 | 55 | 65 | 10 | 10.9 |  |  |  |  | 578.76 | 578.76 | 578.76 | 578.76 | 1.369 | 1.369 | 1.369 | 1.369 | 86 | 86 | 86 | 86 | 15 | 15 | 15 | 15 | 0.0012417 | 0.0012417 | 0.0012417 | 0.0012417 | 0.0003969 | 1.7346 | 2 | 0.00036735 | [15 empty] | 0.4
2557510 |  |  | 2 | 55 | 75 | 10 | 10.9 |  |  |  |  | 690.06 | 690.06 | 690.06 | 690.06 | 1.369 | 1.369 | 1.369 | 1.369 | 102 | 102 | 102 | 102 | 18 | 18 | 18 | 18 | 0.0018757 | 0.0018757 | 0.0018757 | 0.0018757 | 0.0003969 | 1.7346 | 2 | 0.00036735 | [15 empty] | 0.5
2558510 |  |  | 2 | 55 | 85 | 10 | 10.9 |  |  |  |  | 801.36 | 801.36 | 801.36 | 801.36 | 1.369 | 1.369 | 1.369 | 1.369 | 118 | 118 | 118 | 118 | 20 | 20 | 20 | 20 | 0.002432 | 0.002432 | 0.002432 | 0.002432 | 0.0003969 | 1.7346 | 2 | 0.00036735 | [15 empty] | 0.6
2559510 |  |  | 2 | 55 | 95 | 10 | 10.9 |  |  |  |  | 912.66 | 912.66 | 912.66 | 912.66 | 1.369 | 1.369 | 1.369 | 1.369 | 135 | 135 | 135 | 135 | 23 | 23 | 23 | 23 | 0.0033476 | 0.0033476 | 0.0033476 | 0.0033476 | 0.0003969 | 1.7346 | 2 | 0.00036735 | [15 empty] | 0.6
25510510 |  |  | 2 | 55 | 105 | 10 | 10.9 |  |  |  |  | 1023.96 | 1023.96 | 1023.96 | 1023.96 | 1.369 | 1.369 | 1.369 | 1.369 | 151 | 151 | 151 | 151 | 26 | 26 | 26 | 26 | 0.0044403 | 0.0044403 | 0.0044403 | 0.0044403 | 0.0003969 | 1.7346 | 2 | 0.00036735 | [15 empty] | 0.7
25511510 |  |  | 2 | 55 | 115 | 10 | 10.9 |  |  |  |  | 1135.26 | 1135.26 | 1135.26 | 1135.26 | 1.369 | 1.369 | 1.369 | 1.369 | 168 | 168 | 168 | 168 | 29 | 29 | 29 | 29 | 0.0057204 | 0.0057204 | 0.0057204 | 0.0057204 | 0.0003969 | 1.7346 | 2 | 0.00036735 | [15 empty] | 0.8
25513510 |  |  | 2 | 55 | 135 | 10 | 10.9 |  |  |  |  | 1357.86 | 1357.86 | 1357.86 | 1357.86 | 1.369 | 1.369 | 1.369 | 1.369 | 201 | 201 | 201 | 201 | 35 | 35 | 35 | 35 | 0.0088833 | 0.0088833 | 0.0088833 | 0.0088833 | 0.0003969 | 1.7346 | 2 | 0.00036735 | [15 empty] | 0.9
25515510 |  |  | 2 | 55 | 155 | 10 | 10.9 |  |  |  |  | 1580.46 | 1580.46 | 1580.46 | 1580.46 | 1.369 | 1.369 | 1.369 | 1.369 | 234 | 234 | 234 | 234 | 40 | 40 | 40 | 40 | 0.012334 | 0.012334 | 0.012334 | 0.012334 | 0.0003969 | 1.7346 | 2 | 0.00036735 | [15 empty] | 1
25517510 |  |  | 2 | 55 | 175 | 10 | 10.9 |  |  |  |  | 1803.06 | 1803.06 | 1803.06 | 1803.06 | 1.369 | 1.369 | 1.369 | 1.369 | 267 | 267 | 267 | 267 | 46 | 46 | 46 | 46 | 0.017187 | 0.017187 | 0.017187 | 0.017187 | 0.0003969 | 1.7346 | 2 | 0.00036735 | [15 empty] | 1.2
25519510 |  |  | 2 | 55 | 195 | 10 | 10.9 |  |  |  |  | 2025.66 | 2025.66 | 2025.66 | 2025.66 | 1.369 | 1.369 | 1.369 | 1.369 | 299 | 299 | 299 | 299 | 51 | 51 | 51 | 51 | 0.022234 | 0.022234 | 0.022234 | 0.022234 | 0.0003969 | 1.7346 | 2 | 0.00036735 | [15 empty] | 1.3
25521510 |  |  | 2 | 55 | 215 | 10 | 10.9 |  |  |  |  | 2248.26 | 2248.26 | 2248.26 | 2248.26 | 1.369 | 1.369 | 1.369 | 1.369 | 332 | 332 | 332 | 332 | 57 | 57 | 57 | 57 | 0.029035 | 0.029035 | 0.029035 | 0.029035 | 0.0003969 | 1.7346 | 2 | 0.00036735 | [15 empty] | 1.4
25523510 |  |  | 2 | 55 | 235 | 10 | 10.9 |  |  |  |  | 2470.86 | 2470.86 | 2470.86 | 2470.86 | 1.369 | 1.369 | 1.369 | 1.369 | 365 | 365 | 365 | 365 | 63 | 63 | 63 | 63 | 0.03697 | 0.03697 | 0.03697 | 0.03697 | 0.0003969 | 1.7346 | 2 | 0.00036735 | [15 empty] | 1.6
2605510 |  |  | 2 | 60 | 55 | 10 | 10.9 |  |  |  |  | 482.58 | 482.58 | 482.58 | 482.58 | 1.3578 | 1.3578 | 1.3578 | 1.3578 | 72 | 72 | 72 | 72 | 12 | 12 | 12 | 12 | 0.00075359 | 0.00075359 | 0.00075359 | 0.00075359 | 0.0003969 | 1.7346 | 2 | 0.00036735 | [15 empty] | 0.4
2606510 |  |  | 2 | 60 | 65 | 10 | 10.9 |  |  |  |  | 597.48 | 597.48 | 597.48 | 597.48 | 1.3578 | 1.3578 | 1.3578 | 1.3578 | 90 | 90 | 90 | 90 | 15 | 15 | 15 | 15 | 0.0012417 | 0.0012417 | 0.0012417 | 0.0012417 | 0.0003969 | 1.7346 | 2 | 0.00036735 | [15 empty] | 0.4
2607510 |  |  | 2 | 60 | 75 | 10 | 10.9 |  |  |  |  | 712.38 | 712.38 | 712.38 | 712.38 | 1.3578 | 1.3578 | 1.3578 | 1.3578 | 107 | 107 | 107 | 107 | 18 | 18 | 18 | 18 | 0.0018757 | 0.0018757 | 0.0018757 | 0.0018757 | 0.0003969 | 1.7346 | 2 | 0.00036735 | [15 empty] | 0.5
2608510 |  |  | 2 | 60 | 85 | 10 | 10.9 |  |  |  |  | 827.28 | 827.28 | 827.28 | 827.28 | 1.3578 | 1.3578 | 1.3578 | 1.3578 | 124 | 124 | 124 | 124 | 21 | 21 | 21 | 21 | 0.0026672 | 0.0026672 | 0.0026672 | 0.0026672 | 0.0003969 | 1.7346 | 2 | 0.00036735 | [15 empty] | 0.6
2609510 |  |  | 2 | 60 | 95 | 10 | 10.9 |  |  |  |  | 942.18 | 942.18 | 942.18 | 942.18 | 1.3578 | 1.3578 | 1.3578 | 1.3578 | 141 | 141 | 141 | 141 | 24 | 24 | 24 | 24 | 0.0036274 | 0.0036274 | 0.0036274 | 0.0036274 | 0.0003969 | 1.7346 | 2 | 0.00036735 | [15 empty] | 0.6
26010510 |  |  | 2 | 60 | 105 | 10 | 10.9 |  |  |  |  | 1057.08 | 1057.08 | 1057.08 | 1057.08 | 1.3578 | 1.3578 | 1.3578 | 1.3578 | 159 | 159 | 159 | 159 | 27 | 27 | 27 | 27 | 0.0047668 | 0.0047668 | 0.0047668 | 0.0047668 | 0.0003969 | 1.7346 | 2 | 0.00036735 | [15 empty] | 0.7
26011510 |  |  | 2 | 60 | 115 | 10 | 10.9 |  |  |  |  | 1171.98 | 1171.98 | 1171.98 | 1171.98 | 1.3578 | 1.3578 | 1.3578 | 1.3578 | 176 | 176 | 176 | 176 | 30 | 30 | 30 | 30 | 0.0060959 | 0.0060959 | 0.0060959 | 0.0060959 | 0.0003969 | 1.7346 | 2 | 0.00036735 | [15 empty] | 0.8
26013510 |  |  | 2 | 60 | 135 | 10 | 10.9 |  |  |  |  | 1401.78 | 1401.78 | 1401.78 | 1401.78 | 1.3578 | 1.3578 | 1.3578 | 1.3578 | 210 | 210 | 210 | 210 | 36 | 36 | 36 | 36 | 0.0093629 | 0.0093629 | 0.0093629 | 0.0093629 | 0.0003969 | 1.7346 | 2 | 0.00036735 | [15 empty] | 0.9
26015510 |  |  | 2 | 60 | 155 | 10 | 10.9 |  |  |  |  | 1631.58 | 1631.58 | 1631.58 | 1631.58 | 1.3578 | 1.3578 | 1.3578 | 1.3578 | 245 | 245 | 245 | 245 | 42 | 42 | 42 | 42 | 0.013505 | 0.013505 | 0.013505 | 0.013505 | 0.0003969 | 1.7346 | 2 | 0.00036735 | [15 empty] | 1
26017510 |  |  | 2 | 60 | 175 | 10 | 10.9 |  |  |  |  | 1861.38 | 1861.38 | 1861.38 | 1861.38 | 1.3578 | 1.3578 | 1.3578 | 1.3578 | 279 | 279 | 279 | 279 | 48 | 48 | 48 | 48 | 0.018597 | 0.018597 | 0.018597 | 0.018597 | 0.0003969 | 1.7346 | 2 | 0.00036735 | [15 empty] | 1.2
26019510 |  |  | 2 | 60 | 195 | 10 | 10.9 |  |  |  |  | 2091.18 | 2091.18 | 2091.18 | 2091.18 | 1.3578 | 1.3578 | 1.3578 | 1.3578 | 314 | 314 | 314 | 314 | 54 | 54 | 54 | 54 | 0.02471 | 0.02471 | 0.02471 | 0.02471 | 0.0003969 | 1.7346 | 2 | 0.00036735 | [15 empty] | 1.3
26021510 |  |  | 2 | 60 | 215 | 10 | 10.9 |  |  |  |  | 2320.98 | 2320.98 | 2320.98 | 2320.98 | 1.3578 | 1.3578 | 1.3578 | 1.3578 | 348 | 348 | 348 | 348 | 60 | 60 | 60 | 60 | 0.031912 | 0.031912 | 0.031912 | 0.031912 | 0.0003969 | 1.7346 | 2 | 0.00036735 | [15 empty] | 1.4
26023510 |  |  | 2 | 60 | 235 | 10 | 10.9 |  |  |  |  | 2550.78 | 2550.78 | 2550.78 | 2550.78 | 1.3578 | 1.3578 | 1.3578 | 1.3578 | 383 | 383 | 383 | 383 | 66 | 66 | 66 | 66 | 0.04027 | 0.04027 | 0.04027 | 0.04027 | 0.0003969 | 1.7346 | 2 | 0.00036735 | [15 empty] | 1.6
2655510 |  |  | 2 | 65 | 55 | 10 | 10.9 |  |  |  |  | 496.02 | 496.02 | 496.02 | 496.02 | 1.3466 | 1.3466 | 1.3466 | 1.3466 | 76 | 76 | 76 | 76 | 13 | 13 | 13 | 13 | 0.00087862 | 0.00087862 | 0.00087862 | 0.00087862 | 0.0003969 | 1.7346 | 2 | 0.00036735 | [15 empty] | 0.4
2656510 |  |  | 2 | 65 | 65 | 10 | 10.9 |  |  |  |  | 614.12 | 614.12 | 614.12 | 614.12 | 1.3466 | 1.3466 | 1.3466 | 1.3466 | 94 | 94 | 94 | 94 | 16 | 16 | 16 | 16 | 0.0014044 | 0.0014044 | 0.0014044 | 0.0014044 | 0.0003969 | 1.7346 | 2 | 0.00036735 | [15 empty] | 0.4
2657510 |  |  | 2 | 65 | 75 | 10 | 10.9 |  |  |  |  | 732.22 | 732.22 | 732.22 | 732.22 | 1.3466 | 1.3466 | 1.3466 | 1.3466 | 112 | 112 | 112 | 112 | 19 | 19 | 19 | 19 | 0.0020786 | 0.0020786 | 0.0020786 | 0.0020786 | 0.0003969 | 1.7346 | 2 | 0.00036735 | [15 empty] | 0.5
2658510 |  |  | 2 | 65 | 85 | 10 | 10.9 |  |  |  |  | 850.32 | 850.32 | 850.32 | 850.32 | 1.3466 | 1.3466 | 1.3466 | 1.3466 | 130 | 130 | 130 | 130 | 22 | 22 | 22 | 22 | 0.0029127 | 0.0029127 | 0.0029127 | 0.0029127 | 0.0003969 | 1.7346 | 2 | 0.00036735 | [15 empty] | 0.6
2659510 |  |  | 2 | 65 | 95 | 10 | 10.9 |  |  |  |  | 968.42 | 968.42 | 968.42 | 968.42 | 1.3466 | 1.3466 | 1.3466 | 1.3466 | 148 | 148 | 148 | 148 | 25 | 25 | 25 | 25 | 0.0039178 | 0.0039178 | 0.0039178 | 0.0039178 | 0.0003969 | 1.7346 | 2 | 0.00036735 | [15 empty] | 0.6
26510510 |  |  | 2 | 65 | 105 | 10 | 10.9 |  |  |  |  | 1086.52 | 1086.52 | 1086.52 | 1086.52 | 1.3466 | 1.3466 | 1.3466 | 1.3466 | 166 | 166 | 166 | 166 | 29 | 29 | 29 | 29 | 0.0054528 | 0.0054528 | 0.0054528 | 0.0054528 | 0.0003969 | 1.7346 | 2 | 0.00036735 | [15 empty] | 0.7
26511510 |  |  | 2 | 65 | 115 | 10 | 10.9 |  |  |  |  | 1204.62 | 1204.62 | 1204.62 | 1204.62 | 1.3466 | 1.3466 | 1.3466 | 1.3466 | 184 | 184 | 184 | 184 | 32 | 32 | 32 | 32 | 0.0068806 | 0.0068806 | 0.0068806 | 0.0068806 | 0.0003969 | 1.7346 | 2 | 0.00036735 | [15 empty] | 0.8
26513510 |  |  | 2 | 65 | 135 | 10 | 10.9 |  |  |  |  | 1440.82 | 1440.82 | 1440.82 | 1440.82 | 1.3466 | 1.3466 | 1.3466 | 1.3466 | 220 | 220 | 220 | 220 | 38 | 38 | 38 | 38 | 0.010358 | 0.010358 | 0.010358 | 0.010358 | 0.0003969 | 1.7346 | 2 | 0.00036735 | [15 empty] | 0.9
26515510 |  |  | 2 | 65 | 155 | 10 | 10.9 |  |  |  |  | 1677.02 | 1677.02 | 1677.02 | 1677.02 | 1.3466 | 1.3466 | 1.3466 | 1.3466 | 256 | 256 | 256 | 256 | 44 | 44 | 44 | 44 | 0.014726 | 0.014726 | 0.014726 | 0.014726 | 0.0003969 | 1.7346 | 2 | 0.00036735 | [15 empty] | 1
26517510 |  |  | 2 | 65 | 175 | 10 | 10.9 |  |  |  |  | 1913.22 | 1913.22 | 1913.22 | 1913.22 | 1.3466 | 1.3466 | 1.3466 | 1.3466 | 292 | 292 | 292 | 292 | 50 | 50 | 50 | 50 | 0.020059 | 0.020059 | 0.020059 | 0.020059 | 0.0003969 | 1.7346 | 2 | 0.00036735 | [15 empty] | 1.2
26519510 |  |  | 2 | 65 | 195 | 10 | 10.9 |  |  |  |  | 2149.42 | 2149.42 | 2149.42 | 2149.42 | 1.3466 | 1.3466 | 1.3466 | 1.3466 | 328 | 328 | 328 | 328 | 56 | 56 | 56 | 56 | 0.026427 | 0.026427 | 0.026427 | 0.026427 | 0.0003969 | 1.7346 | 2 | 0.00036735 | [15 empty] | 1.3
26521510 |  |  | 2 | 65 | 215 | 10 | 10.9 |  |  |  |  | 2385.62 | 2385.62 | 2385.62 | 2385.62 | 1.3466 | 1.3466 | 1.3466 | 1.3466 | 364 | 364 | 364 | 364 | 63 | 63 | 63 | 63 | 0.034914 | 0.034914 | 0.034914 | 0.034914 | 0.0003969 | 1.7346 | 2 | 0.00036735 | [15 empty] | 1.4
26523510 |  |  | 2 | 65 | 235 | 10 | 10.9 |  |  |  |  | 2621.82 | 2621.82 | 2621.82 | 2621.82 | 1.3466 | 1.3466 | 1.3466 | 1.3466 | 400 | 400 | 400 | 400 | 69 | 69 | 69 | 69 | 0.043699 | 0.043699 | 0.043699 | 0.043699 | 0.0003969 | 1.7346 | 2 | 0.00036735 | [15 empty] | 1.6
2705510 |  |  | 2 | 70 | 55 | 10 | 10.9 |  |  |  |  | 508.2 | 508.2 | 508.2 | 508.2 | 1.3354 | 1.3354 | 1.3354 | 1.3354 | 79 | 79 | 79 | 79 | 14 | 14 | 14 | 14 | 0.0010129 | 0.0010129 | 0.0010129 | 0.0010129 | 0.0003969 | 1.7346 | 2 | 0.00036735 | [15 empty] | 0.4
2706510 |  |  | 2 | 70 | 65 | 10 | 10.9 |  |  |  |  | 629.2 | 629.2 | 629.2 | 629.2 | 1.3354 | 1.3354 | 1.3354 | 1.3354 | 97 | 97 | 97 | 97 | 17 | 17 | 17 | 17 | 0.0015767 | 0.0015767 | 0.0015767 | 0.0015767 | 0.0003969 | 1.7346 | 2 | 0.00036735 | [15 empty] | 0.4
2707510 |  |  | 2 | 70 | 75 | 10 | 10.9 |  |  |  |  | 750.2 | 750.2 | 750.2 | 750.2 | 1.3354 | 1.3354 | 1.3354 | 1.3354 | 116 | 116 | 116 | 116 | 20 | 20 | 20 | 20 | 0.0022915 | 0.0022915 | 0.0022915 | 0.0022915 | 0.0003969 | 1.7346 | 2 | 0.00036735 | [15 empty] | 0.5
2708510 |  |  | 2 | 70 | 85 | 10 | 10.9 |  |  |  |  | 871.2 | 871.2 | 871.2 | 871.2 | 1.3354 | 1.3354 | 1.3354 | 1.3354 | 135 | 135 | 135 | 135 | 23 | 23 | 23 | 23 | 0.0031685 | 0.0031685 | 0.0031685 | 0.0031685 | 0.0003969 | 1.7346 | 2 | 0.00036735 | [15 empty] | 0.6
2709510 |  |  | 2 | 70 | 95 | 10 | 10.9 |  |  |  |  | 992.2 | 992.2 | 992.2 | 992.2 | 1.3354 | 1.3354 | 1.3354 | 1.3354 | 154 | 154 | 154 | 154 | 26 | 26 | 26 | 26 | 0.0042188 | 0.0042188 | 0.0042188 | 0.0042188 | 0.0003969 | 1.7346 | 2 | 0.00036735 | [15 empty] | 0.6
27010510 |  |  | 2 | 70 | 105 | 10 | 10.9 |  |  |  |  | 1113.2 | 1113.2 | 1113.2 | 1113.2 | 1.3354 | 1.3354 | 1.3354 | 1.3354 | 172 | 172 | 172 | 172 | 30 | 30 | 30 | 30 | 0.0058121 | 0.0058121 | 0.0058121 | 0.0058121 | 0.0003969 | 1.7346 | 2 | 0.00036735 | [15 empty] | 0.7
27011510 |  |  | 2 | 70 | 115 | 10 | 10.9 |  |  |  |  | 1234.2 | 1234.2 | 1234.2 | 1234.2 | 1.3354 | 1.3354 | 1.3354 | 1.3354 | 191 | 191 | 191 | 191 | 33 | 33 | 33 | 33 | 0.0072898 | 0.0072898 | 0.0072898 | 0.0072898 | 0.0003969 | 1.7346 | 2 | 0.00036735 | [15 empty] | 0.8
27013510 |  |  | 2 | 70 | 135 | 10 | 10.9 |  |  |  |  | 1476.2 | 1476.2 | 1476.2 | 1476.2 | 1.3354 | 1.3354 | 1.3354 | 1.3354 | 229 | 229 | 229 | 229 | 39 | 39 | 39 | 39 | 0.010873 | 0.010873 | 0.010873 | 0.010873 | 0.0003969 | 1.7346 | 2 | 0.00036735 | [15 empty] | 0.9
27015510 |  |  | 2 | 70 | 155 | 10 | 10.9 |  |  |  |  | 1718.2 | 1718.2 | 1718.2 | 1718.2 | 1.3354 | 1.3354 | 1.3354 | 1.3354 | 266 | 266 | 266 | 266 | 46 | 46 | 46 | 46 | 0.015996 | 0.015996 | 0.015996 | 0.015996 | 0.0003969 | 1.7346 | 2 | 0.00036735 | [15 empty] | 1
27017510 |  |  | 2 | 70 | 175 | 10 | 10.9 |  |  |  |  | 1960.2 | 1960.2 | 1960.2 | 1960.2 | 1.3354 | 1.3354 | 1.3354 | 1.3354 | 304 | 304 | 304 | 304 | 52 | 52 | 52 | 52 | 0.021572 | 0.021572 | 0.021572 | 0.021572 | 0.0003969 | 1.7346 | 2 | 0.00036735 | [15 empty] | 1.2
27019510 |  |  | 2 | 70 | 195 | 10 | 10.9 |  |  |  |  | 2202.2 | 2202.2 | 2202.2 | 2202.2 | 1.3354 | 1.3354 | 1.3354 | 1.3354 | 341 | 341 | 341 | 341 | 59 | 59 | 59 | 59 | 0.029104 | 0.029104 | 0.029104 | 0.029104 | 0.0003969 | 1.7346 | 2 | 0.00036735 | [15 empty] | 1.3
27021510 |  |  | 2 | 70 | 215 | 10 | 10.9 |  |  |  |  | 2444.2 | 2444.2 | 2444.2 | 2444.2 | 1.3354 | 1.3354 | 1.3354 | 1.3354 | 379 | 379 | 379 | 379 | 65 | 65 | 65 | 65 | 0.036984 | 0.036984 | 0.036984 | 0.036984 | 0.0003969 | 1.7346 | 2 | 0.00036735 | [15 empty] | 1.4
27023510 |  |  | 2 | 70 | 235 | 10 | 10.9 |  |  |  |  | 2686.2 | 2686.2 | 2686.2 | 2686.2 | 1.3354 | 1.3354 | 1.3354 | 1.3354 | 416 | 416 | 416 | 416 | 72 | 72 | 72 | 72 | 0.047256 | 0.047256 | 0.047256 | 0.047256 | 0.0003969 | 1.7346 | 2 | 0.00036735 | [15 empty] | 1.6
2755510 |  |  | 2 | 75 | 55 | 10 | 10.9 |  |  |  |  | 519.12 | 519.12 | 519.12 | 519.12 | 1.3298 | 1.3298 | 1.3298 | 1.3298 | 81 | 81 | 81 | 81 | 14 | 14 | 14 | 14 | 0.0010129 | 0.0010129 | 0.0010129 | 0.0010129 | 0.0003969 | 1.7346 | 2 | 0.00036735 | [15 empty] | 0.4
2756510 |  |  | 2 | 75 | 65 | 10 | 10.9 |  |  |  |  | 642.72 | 642.72 | 642.72 | 642.72 | 1.3298 | 1.3298 | 1.3298 | 1.3298 | 100 | 100 | 100 | 100 | 17 | 17 | 17 | 17 | 0.0015767 | 0.0015767 | 0.0015767 | 0.0015767 | 0.0003969 | 1.7346 | 2 | 0.00036735 | [15 empty] | 0.4
2757510 |  |  | 2 | 75 | 75 | 10 | 10.9 |  |  |  |  | 766.32 | 766.32 | 766.32 | 766.32 | 1.3298 | 1.3298 | 1.3298 | 1.3298 | 120 | 120 | 120 | 120 | 21 | 21 | 21 | 21 | 0.0025143 | 0.0025143 | 0.0025143 | 0.0025143 | 0.0003969 | 1.7346 | 2 | 0.00036735 | [15 empty] | 0.5
2758510 |  |  | 2 | 75 | 85 | 10 | 10.9 |  |  |  |  | 889.92 | 889.92 | 889.92 | 889.92 | 1.3298 | 1.3298 | 1.3298 | 1.3298 | 139 | 139 | 139 | 139 | 24 | 24 | 24 | 24 | 0.0034346 | 0.0034346 | 0.0034346 | 0.0034346 | 0.0003969 | 1.7346 | 2 | 0.00036735 | [15 empty] | 0.6
2759510 |  |  | 2 | 75 | 95 | 10 | 10.9 |  |  |  |  | 1013.52 | 1013.52 | 1013.52 | 1013.52 | 1.3298 | 1.3298 | 1.3298 | 1.3298 | 158 | 158 | 158 | 158 | 27 | 27 | 27 | 27 | 0.0045304 | 0.0045304 | 0.0045304 | 0.0045304 | 0.0003969 | 1.7346 | 2 | 0.00036735 | [15 empty] | 0.6
27510510 |  |  | 2 | 75 | 105 | 10 | 10.9 |  |  |  |  | 1137.12 | 1137.12 | 1137.12 | 1137.12 | 1.3298 | 1.3298 | 1.3298 | 1.3298 | 178 | 178 | 178 | 178 | 31 | 31 | 31 | 31 | 0.0061822 | 0.0061822 | 0.0061822 | 0.0061822 | 0.0003969 | 1.7346 | 2 | 0.00036735 | [15 empty] | 0.7
27511510 |  |  | 2 | 75 | 115 | 10 | 10.9 |  |  |  |  | 1260.72 | 1260.72 | 1260.72 | 1260.72 | 1.3298 | 1.3298 | 1.3298 | 1.3298 | 197 | 197 | 197 | 197 | 34 | 34 | 34 | 34 | 0.00771 | 0.00771 | 0.00771 | 0.00771 | 0.0003969 | 1.7346 | 2 | 0.00036735 | [15 empty] | 0.8
27513510 |  |  | 2 | 75 | 135 | 10 | 10.9 |  |  |  |  | 1507.92 | 1507.92 | 1507.92 | 1507.92 | 1.3298 | 1.3298 | 1.3298 | 1.3298 | 235 | 235 | 235 | 235 | 40 | 40 | 40 | 40 | 0.011399 | 0.011399 | 0.011399 | 0.011399 | 0.0003969 | 1.7346 | 2 | 0.00036735 | [15 empty] | 0.9
27515510 |  |  | 2 | 75 | 155 | 10 | 10.9 |  |  |  |  | 1755.12 | 1755.12 | 1755.12 | 1755.12 | 1.3298 | 1.3298 | 1.3298 | 1.3298 | 274 | 274 | 274 | 274 | 47 | 47 | 47 | 47 | 0.016649 | 0.016649 | 0.016649 | 0.016649 | 0.0003969 | 1.7346 | 2 | 0.00036735 | [15 empty] | 1
27517510 |  |  | 2 | 75 | 175 | 10 | 10.9 |  |  |  |  | 2002.32 | 2002.32 | 2002.32 | 2002.32 | 1.3298 | 1.3298 | 1.3298 | 1.3298 | 313 | 313 | 313 | 313 | 54 | 54 | 54 | 54 | 0.023136 | 0.023136 | 0.023136 | 0.023136 | 0.0003969 | 1.7346 | 2 | 0.00036735 | [15 empty] | 1.2
27519510 |  |  | 2 | 75 | 195 | 10 | 10.9 |  |  |  |  | 2249.52 | 2249.52 | 2249.52 | 2249.52 | 1.3298 | 1.3298 | 1.3298 | 1.3298 | 351 | 351 | 351 | 351 | 60 | 60 | 60 | 60 | 0.030022 | 0.030022 | 0.030022 | 0.030022 | 0.0003969 | 1.7346 | 2 | 0.00036735 | [15 empty] | 1.3
27521510 |  |  | 2 | 75 | 215 | 10 | 10.9 |  |  |  |  | 2496.72 | 2496.72 | 2496.72 | 2496.72 | 1.3298 | 1.3298 | 1.3298 | 1.3298 | 390 | 390 | 390 | 390 | 67 | 67 | 67 | 67 | 0.03911 | 0.03911 | 0.03911 | 0.03911 | 0.0003969 | 1.7346 | 2 | 0.00036735 | [15 empty] | 1.4
27523510 |  |  | 2 | 75 | 235 | 10 | 10.9 |  |  |  |  | 2743.92 | 2743.92 | 2743.92 | 2743.92 | 1.3298 | 1.3298 | 1.3298 | 1.3298 | 428 | 428 | 428 | 428 | 74 | 74 | 74 | 74 | 0.049699 | 0.049699 | 0.049699 | 0.049699 | 0.0003969 | 1.7346 | 2 | 0.00036735 | [15 empty] | 1.6
2805510 |  |  | 2 | 80 | 55 | 10 | 10.9 |  |  |  |  | 528.78 | 528.78 | 528.78 | 528.78 | 1.3242 | 1.3242 | 1.3242 | 1.3242 | 83 | 83 | 83 | 83 | 14 | 14 | 14 | 14 | 0.0010129 | 0.0010129 | 0.0010129 | 0.0010129 | 0.0003969 | 1.7346 | 2 | 0.00036735 | [15 empty] | 0.4
2806510 |  |  | 2 | 80 | 65 | 10 | 10.9 |  |  |  |  | 654.68 | 654.68 | 654.68 | 654.68 | 1.3242 | 1.3242 | 1.3242 | 1.3242 | 103 | 103 | 103 | 103 | 18 | 18 | 18 | 18 | 0.0017586 | 0.0017586 | 0.0017586 | 0.0017586 | 0.0003969 | 1.7346 | 2 | 0.00036735 | [15 empty] | 0.4
2807510 |  |  | 2 | 80 | 75 | 10 | 10.9 |  |  |  |  | 780.58 | 780.58 | 780.58 | 780.58 | 1.3242 | 1.3242 | 1.3242 | 1.3242 | 123 | 123 | 123 | 123 | 21 | 21 | 21 | 21 | 0.0025143 | 0.0025143 | 0.0025143 | 0.0025143 | 0.0003969 | 1.7346 | 2 | 0.00036735 | [15 empty] | 0.5
2808510 |  |  | 2 | 80 | 85 | 10 | 10.9 |  |  |  |  | 906.48 | 906.48 | 906.48 | 906.48 | 1.3242 | 1.3242 | 1.3242 | 1.3242 | 143 | 143 | 143 | 143 | 25 | 25 | 25 | 25 | 0.0037109 | 0.0037109 | 0.0037109 | 0.0037109 | 0.0003969 | 1.7346 | 2 | 0.00036735 | [15 empty] | 0.6
2809510 |  |  | 2 | 80 | 95 | 10 | 10.9 |  |  |  |  | 1032.38 | 1032.38 | 1032.38 | 1032.38 | 1.3242 | 1.3242 | 1.3242 | 1.3242 | 162 | 162 | 162 | 162 | 28 | 28 | 28 | 28 | 0.0048525 | 0.0048525 | 0.0048525 | 0.0048525 | 0.0003969 | 1.7346 | 2 | 0.00036735 | [15 empty] | 0.6
28010510 |  |  | 2 | 80 | 105 | 10 | 10.9 |  |  |  |  | 1158.28 | 1158.28 | 1158.28 | 1158.28 | 1.3242 | 1.3242 | 1.3242 | 1.3242 | 182 | 182 | 182 | 182 | 31 | 31 | 31 | 31 | 0.0061822 | 0.0061822 | 0.0061822 | 0.0061822 | 0.0003969 | 1.7346 | 2 | 0.00036735 | [15 empty] | 0.7
28011510 |  |  | 2 | 80 | 115 | 10 | 10.9 |  |  |  |  | 1284.18 | 1284.18 | 1284.18 | 1284.18 | 1.3242 | 1.3242 | 1.3242 | 1.3242 | 202 | 202 | 202 | 202 | 35 | 35 | 35 | 35 | 0.0081414 | 0.0081414 | 0.0081414 | 0.0081414 | 0.0003969 | 1.7346 | 2 | 0.00036735 | [15 empty] | 0.8
28013510 |  |  | 2 | 80 | 135 | 10 | 10.9 |  |  |  |  | 1535.98 | 1535.98 | 1535.98 | 1535.98 | 1.3242 | 1.3242 | 1.3242 | 1.3242 | 242 | 242 | 242 | 242 | 42 | 42 | 42 | 42 | 0.012488 | 0.012488 | 0.012488 | 0.012488 | 0.0003969 | 1.7346 | 2 | 0.00036735 | [15 empty] | 0.9
28015510 |  |  | 2 | 80 | 155 | 10 | 10.9 |  |  |  |  | 1787.78 | 1787.78 | 1787.78 | 1787.78 | 1.3242 | 1.3242 | 1.3242 | 1.3242 | 281 | 281 | 281 | 281 | 48 | 48 | 48 | 48 | 0.017314 | 0.017314 | 0.017314 | 0.017314 | 0.0003969 | 1.7346 | 2 | 0.00036735 | [15 empty] | 1
28017510 |  |  | 2 | 80 | 175 | 10 | 10.9 |  |  |  |  | 2039.58 | 2039.58 | 2039.58 | 2039.58 | 1.3242 | 1.3242 | 1.3242 | 1.3242 | 321 | 321 | 321 | 321 | 55 | 55 | 55 | 55 | 0.023937 | 0.023937 | 0.023937 | 0.023937 | 0.0003969 | 1.7346 | 2 | 0.00036735 | [15 empty] | 1.2
28019510 |  |  | 2 | 80 | 195 | 10 | 10.9 |  |  |  |  | 2291.38 | 2291.38 | 2291.38 | 2291.38 | 1.3242 | 1.3242 | 1.3242 | 1.3242 | 361 | 361 | 361 | 361 | 62 | 62 | 62 | 62 | 0.031899 | 0.031899 | 0.031899 | 0.031899 | 0.0003969 | 1.7346 | 2 | 0.00036735 | [15 empty] | 1.3
28021510 |  |  | 2 | 80 | 215 | 10 | 10.9 |  |  |  |  | 2543.18 | 2543.18 | 2543.18 | 2543.18 | 1.3242 | 1.3242 | 1.3242 | 1.3242 | 400 | 400 | 400 | 400 | 69 | 69 | 69 | 69 | 0.041291 | 0.041291 | 0.041291 | 0.041291 | 0.0003969 | 1.7346 | 2 | 0.00036735 | [15 empty] | 1.4
28023510 |  |  | 2 | 80 | 235 | 10 | 10.9 |  |  |  |  | 2794.98 | 2794.98 | 2794.98 | 2794.98 | 1.3242 | 1.3242 | 1.3242 | 1.3242 | 440 | 440 | 440 | 440 | 76 | 76 | 76 | 76 | 0.052199 | 0.052199 | 0.052199 | 0.052199 | 0.0003969 | 1.7346 | 2 | 0.00036735 | [15 empty] | 1.6
2855510 |  |  | 2 | 85 | 55 | 10 | 10.9 |  |  |  |  | 538.02 | 538.02 | 538.02 | 538.02 | 1.3186 | 1.3186 | 1.3186 | 1.3186 | 85 | 85 | 85 | 85 | 15 | 15 | 15 | 15 | 0.0011563 | 0.0011563 | 0.0011563 | 0.0011563 | 0.0003969 | 1.7346 | 2 | 0.00036735 | [15 empty] | 0.4
2856510 |  |  | 2 | 85 | 65 | 10 | 10.9 |  |  |  |  | 666.12 | 666.12 | 666.12 | 666.12 | 1.3186 | 1.3186 | 1.3186 | 1.3186 | 106 | 106 | 106 | 106 | 18 | 18 | 18 | 18 | 0.0017586 | 0.0017586 | 0.0017586 | 0.0017586 | 0.0003969 | 1.7346 | 2 | 0.00036735 | [15 empty] | 0.4
2857510 |  |  | 2 | 85 | 75 | 10 | 10.9 |  |  |  |  | 794.22 | 794.22 | 794.22 | 794.22 | 1.3186 | 1.3186 | 1.3186 | 1.3186 | 126 | 126 | 126 | 126 | 22 | 22 | 22 | 22 | 0.002747 | 0.002747 | 0.002747 | 0.002747 | 0.0003969 | 1.7346 | 2 | 0.00036735 | [15 empty] | 0.5
2858510 |  |  | 2 | 85 | 85 | 10 | 10.9 |  |  |  |  | 922.32 | 922.32 | 922.32 | 922.32 | 1.3186 | 1.3186 | 1.3186 | 1.3186 | 146 | 146 | 146 | 146 | 25 | 25 | 25 | 25 | 0.0037109 | 0.0037109 | 0.0037109 | 0.0037109 | 0.0003969 | 1.7346 | 2 | 0.00036735 | [15 empty] | 0.6
2859510 |  |  | 2 | 85 | 95 | 10 | 10.9 |  |  |  |  | 1050.42 | 1050.42 | 1050.42 | 1050.42 | 1.3186 | 1.3186 | 1.3186 | 1.3186 | 167 | 167 | 167 | 167 | 29 | 29 | 29 | 29 | 0.0051851 | 0.0051851 | 0.0051851 | 0.0051851 | 0.0003969 | 1.7346 | 2 | 0.00036735 | [15 empty] | 0.6
28510510 |  |  | 2 | 85 | 105 | 10 | 10.9 |  |  |  |  | 1178.52 | 1178.52 | 1178.52 | 1178.52 | 1.3186 | 1.3186 | 1.3186 | 1.3186 | 187 | 187 | 187 | 187 | 32 | 32 | 32 | 32 | 0.0065631 | 0.0065631 | 0.0065631 | 0.0065631 | 0.0003969 | 1.7346 | 2 | 0.00036735 | [15 empty] | 0.7
28511510 |  |  | 2 | 85 | 115 | 10 | 10.9 |  |  |  |  | 1306.62 | 1306.62 | 1306.62 | 1306.62 | 1.3186 | 1.3186 | 1.3186 | 1.3186 | 207 | 207 | 207 | 207 | 36 | 36 | 36 | 36 | 0.0085839 | 0.0085839 | 0.0085839 | 0.0085839 | 0.0003969 | 1.7346 | 2 | 0.00036735 | [15 empty] | 0.8
28513510 |  |  | 2 | 85 | 135 | 10 | 10.9 |  |  |  |  | 1562.82 | 1562.82 | 1562.82 | 1562.82 | 1.3186 | 1.3186 | 1.3186 | 1.3186 | 248 | 248 | 248 | 248 | 43 | 43 | 43 | 43 | 0.013049 | 0.013049 | 0.013049 | 0.013049 | 0.0003969 | 1.7346 | 2 | 0.00036735 | [15 empty] | 0.9
28515510 |  |  | 2 | 85 | 155 | 10 | 10.9 |  |  |  |  | 1819.02 | 1819.02 | 1819.02 | 1819.02 | 1.3186 | 1.3186 | 1.3186 | 1.3186 | 288 | 288 | 288 | 288 | 50 | 50 | 50 | 50 | 0.018682 | 0.018682 | 0.018682 | 0.018682 | 0.0003969 | 1.7346 | 2 | 0.00036735 | [15 empty] | 1
28517510 |  |  | 2 | 85 | 175 | 10 | 10.9 |  |  |  |  | 2075.22 | 2075.22 | 2075.22 | 2075.22 | 1.3186 | 1.3186 | 1.3186 | 1.3186 | 329 | 329 | 329 | 329 | 57 | 57 | 57 | 57 | 0.025577 | 0.025577 | 0.025577 | 0.025577 | 0.0003969 | 1.7346 | 2 | 0.00036735 | [15 empty] | 1.2
28519510 |  |  | 2 | 85 | 195 | 10 | 10.9 |  |  |  |  | 2331.42 | 2331.42 | 2331.42 | 2331.42 | 1.3186 | 1.3186 | 1.3186 | 1.3186 | 370 | 370 | 370 | 370 | 64 | 64 | 64 | 64 | 0.033829 | 0.033829 | 0.033829 | 0.033829 | 0.0003969 | 1.7346 | 2 | 0.00036735 | [15 empty] | 1.3
28521510 |  |  | 2 | 85 | 215 | 10 | 10.9 |  |  |  |  | 2587.62 | 2587.62 | 2587.62 | 2587.62 | 1.3186 | 1.3186 | 1.3186 | 1.3186 | 410 | 410 | 410 | 410 | 71 | 71 | 71 | 71 | 0.043526 | 0.043526 | 0.043526 | 0.043526 | 0.0003969 | 1.7346 | 2 | 0.00036735 | [15 empty] | 1.4
28523510 |  |  | 2 | 85 | 235 | 10 | 10.9 |  |  |  |  | 2843.82 | 2843.82 | 2843.82 | 2843.82 | 1.3186 | 1.3186 | 1.3186 | 1.3186 | 451 | 451 | 451 | 451 | 78 | 78 | 78 | 78 | 0.054755 | 0.054755 | 0.054755 | 0.054755 | 0.0003969 | 1.7346 | 2 | 0.00036735 | [15 empty] | 1.6
2905510 |  |  | 2 | 90 | 55 | 10 | 10.9 |  |  |  |  | 546 | 546 | 546 | 546 | 1.313 | 1.313 | 1.313 | 1.313 | 87 | 87 | 87 | 87 | 15 | 15 | 15 | 15 | 0.0011563 | 0.0011563 | 0.0011563 | 0.0011563 | 0.0003969 | 1.7346 | 2 | 0.00036735 | [15 empty] | 0.4
2906510 |  |  | 2 | 90 | 65 | 10 | 10.9 |  |  |  |  | 676 | 676 | 676 | 676 | 1.313 | 1.313 | 1.313 | 1.313 | 108 | 108 | 108 | 108 | 19 | 19 | 19 | 19 | 0.00195 | 0.00195 | 0.00195 | 0.00195 | 0.0003969 | 1.7346 | 2 | 0.00036735 | [15 empty] | 0.4
2907510 |  |  | 2 | 90 | 75 | 10 | 10.9 |  |  |  |  | 806 | 806 | 806 | 806 | 1.313 | 1.313 | 1.313 | 1.313 | 129 | 129 | 129 | 129 | 22 | 22 | 22 | 22 | 0.002747 | 0.002747 | 0.002747 | 0.002747 | 0.0003969 | 1.7346 | 2 | 0.00036735 | [15 empty] | 0.5
2908510 |  |  | 2 | 90 | 85 | 10 | 10.9 |  |  |  |  | 936 | 936 | 936 | 936 | 1.313 | 1.313 | 1.313 | 1.313 | 150 | 150 | 150 | 150 | 26 | 26 | 26 | 26 | 0.0039973 | 0.0039973 | 0.0039973 | 0.0039973 | 0.0003969 | 1.7346 | 2 | 0.00036735 | [15 empty] | 0.6
2909510 |  |  | 2 | 90 | 95 | 10 | 10.9 |  |  |  |  | 1066 | 1066 | 1066 | 1066 | 1.313 | 1.313 | 1.313 | 1.313 | 170 | 170 | 170 | 170 | 29 | 29 | 29 | 29 | 0.0051851 | 0.0051851 | 0.0051851 | 0.0051851 | 0.0003969 | 1.7346 | 2 | 0.00036735 | [15 empty] | 0.6
29010510 |  |  | 2 | 90 | 105 | 10 | 10.9 |  |  |  |  | 1196 | 1196 | 1196 | 1196 | 1.313 | 1.313 | 1.313 | 1.313 | 191 | 191 | 191 | 191 | 33 | 33 | 33 | 33 | 0.0069548 | 0.0069548 | 0.0069548 | 0.0069548 | 0.0003969 | 1.7346 | 2 | 0.00036735 | [15 empty] | 0.7
29011510 |  |  | 2 | 90 | 115 | 10 | 10.9 |  |  |  |  | 1326 | 1326 | 1326 | 1326 | 1.313 | 1.313 | 1.313 | 1.313 | 212 | 212 | 212 | 212 | 36 | 36 | 36 | 36 | 0.0085839 | 0.0085839 | 0.0085839 | 0.0085839 | 0.0003969 | 1.7346 | 2 | 0.00036735 | [15 empty] | 0.8
29013510 |  |  | 2 | 90 | 135 | 10 | 10.9 |  |  |  |  | 1586 | 1586 | 1586 | 1586 | 1.313 | 1.313 | 1.313 | 1.313 | 253 | 253 | 253 | 253 | 44 | 44 | 44 | 44 | 0.013623 | 0.013623 | 0.013623 | 0.013623 | 0.0003969 | 1.7346 | 2 | 0.00036735 | [15 empty] | 0.9
29015510 |  |  | 2 | 90 | 155 | 10 | 10.9 |  |  |  |  | 1846 | 1846 | 1846 | 1846 | 1.313 | 1.313 | 1.313 | 1.313 | 295 | 295 | 295 | 295 | 51 | 51 | 51 | 51 | 0.019384 | 0.019384 | 0.019384 | 0.019384 | 0.0003969 | 1.7346 | 2 | 0.00036735 | [15 empty] | 1
29017510 |  |  | 2 | 90 | 175 | 10 | 10.9 |  |  |  |  | 2106 | 2106 | 2106 | 2106 | 1.313 | 1.313 | 1.313 | 1.313 | 337 | 337 | 337 | 337 | 58 | 58 | 58 | 58 | 0.026417 | 0.026417 | 0.026417 | 0.026417 | 0.0003969 | 1.7346 | 2 | 0.00036735 | [15 empty] | 1.2
29019510 |  |  | 2 | 90 | 195 | 10 | 10.9 |  |  |  |  | 2366 | 2366 | 2366 | 2366 | 1.313 | 1.313 | 1.313 | 1.313 | 378 | 378 | 378 | 378 | 65 | 65 | 65 | 65 | 0.034814 | 0.034814 | 0.034814 | 0.034814 | 0.0003969 | 1.7346 | 2 | 0.00036735 | [15 empty] | 1.3
29021510 |  |  | 2 | 90 | 215 | 10 | 10.9 |  |  |  |  | 2626 | 2626 | 2626 | 2626 | 1.313 | 1.313 | 1.313 | 1.313 | 420 | 420 | 420 | 420 | 72 | 72 | 72 | 72 | 0.044664 | 0.044664 | 0.044664 | 0.044664 | 0.0003969 | 1.7346 | 2 | 0.00036735 | [15 empty] | 1.4
29023510 |  |  | 2 | 90 | 235 | 10 | 10.9 |  |  |  |  | 2886 | 2886 | 2886 | 2886 | 1.313 | 1.313 | 1.313 | 1.313 | 461 | 461 | 461 | 461 | 79 | 79 | 79 | 79 | 0.056054 | 0.056054 | 0.056054 | 0.056054 | 0.0003969 | 1.7346 | 2 | 0.00036735 | [15 empty] | 1.6
2955510 |  |  | 2 | 95 | 55 | 10 | 10.9 |  |  |  |  | 552.72 | 552.72 | 552.72 | 552.72 | 1.3074 | 1.3074 | 1.3074 | 1.3074 | 89 | 89 | 89 | 89 | 15 | 15 | 15 | 15 | 0.0011563 | 0.0011563 | 0.0011563 | 0.0011563 | 0.0003969 | 1.7346 | 2 | 0.00036735 | [15 empty] | 0.4
2956510 |  |  | 2 | 95 | 65 | 10 | 10.9 |  |  |  |  | 684.32 | 684.32 | 684.32 | 684.32 | 1.3074 | 1.3074 | 1.3074 | 1.3074 | 110 | 110 | 110 | 110 | 19 | 19 | 19 | 19 | 0.00195 | 0.00195 | 0.00195 | 0.00195 | 0.0003969 | 1.7346 | 2 | 0.00036735 | [15 empty] | 0.4
2957510 |  |  | 2 | 95 | 75 | 10 | 10.9 |  |  |  |  | 815.92 | 815.92 | 815.92 | 815.92 | 1.3074 | 1.3074 | 1.3074 | 1.3074 | 131 | 131 | 131 | 131 | 23 | 23 | 23 | 23 | 0.0029895 | 0.0029895 | 0.0029895 | 0.0029895 | 0.0003969 | 1.7346 | 2 | 0.00036735 | [15 empty] | 0.5
2958510 |  |  | 2 | 95 | 85 | 10 | 10.9 |  |  |  |  | 947.52 | 947.52 | 947.52 | 947.52 | 1.3074 | 1.3074 | 1.3074 | 1.3074 | 153 | 153 | 153 | 153 | 26 | 26 | 26 | 26 | 0.0039973 | 0.0039973 | 0.0039973 | 0.0039973 | 0.0003969 | 1.7346 | 2 | 0.00036735 | [15 empty] | 0.6
2959510 |  |  | 2 | 95 | 95 | 10 | 10.9 |  |  |  |  | 1079.12 | 1079.12 | 1079.12 | 1079.12 | 1.3074 | 1.3074 | 1.3074 | 1.3074 | 174 | 174 | 174 | 174 | 30 | 30 | 30 | 30 | 0.0055282 | 0.0055282 | 0.0055282 | 0.0055282 | 0.0003969 | 1.7346 | 2 | 0.00036735 | [15 empty] | 0.6
29510510 |  |  | 2 | 95 | 105 | 10 | 10.9 |  |  |  |  | 1210.72 | 1210.72 | 1210.72 | 1210.72 | 1.3074 | 1.3074 | 1.3074 | 1.3074 | 195 | 195 | 195 | 195 | 34 | 34 | 34 | 34 | 0.0073573 | 0.0073573 | 0.0073573 | 0.0073573 | 0.0003969 | 1.7346 | 2 | 0.00036735 | [15 empty] | 0.7
29511510 |  |  | 2 | 95 | 115 | 10 | 10.9 |  |  |  |  | 1342.32 | 1342.32 | 1342.32 | 1342.32 | 1.3074 | 1.3074 | 1.3074 | 1.3074 | 216 | 216 | 216 | 216 | 37 | 37 | 37 | 37 | 0.0090374 | 0.0090374 | 0.0090374 | 0.0090374 | 0.0003969 | 1.7346 | 2 | 0.00036735 | [15 empty] | 0.8
29513510 |  |  | 2 | 95 | 135 | 10 | 10.9 |  |  |  |  | 1605.52 | 1605.52 | 1605.52 | 1605.52 | 1.3074 | 1.3074 | 1.3074 | 1.3074 | 259 | 259 | 259 | 259 | 45 | 45 | 45 | 45 | 0.014207 | 0.014207 | 0.014207 | 0.014207 | 0.0003969 | 1.7346 | 2 | 0.00036735 | [15 empty] | 0.9
29515510 |  |  | 2 | 95 | 155 | 10 | 10.9 |  |  |  |  | 1868.72 | 1868.72 | 1868.72 | 1868.72 | 1.3074 | 1.3074 | 1.3074 | 1.3074 | 301 | 301 | 301 | 301 | 52 | 52 | 52 | 52 | 0.020098 | 0.020098 | 0.020098 | 0.020098 | 0.0003969 | 1.7346 | 2 | 0.00036735 | [15 empty] | 1
29517510 |  |  | 2 | 95 | 175 | 10 | 10.9 |  |  |  |  | 2131.92 | 2131.92 | 2131.92 | 2131.92 | 1.3074 | 1.3074 | 1.3074 | 1.3074 | 343 | 343 | 343 | 343 | 59 | 59 | 59 | 59 | 0.027268 | 0.027268 | 0.027268 | 0.027268 | 0.0003969 | 1.7346 | 2 | 0.00036735 | [15 empty] | 1.2
29519510 |  |  | 2 | 95 | 195 | 10 | 10.9 |  |  |  |  | 2395.12 | 2395.12 | 2395.12 | 2395.12 | 1.3074 | 1.3074 | 1.3074 | 1.3074 | 386 | 386 | 386 | 386 | 66 | 66 | 66 | 66 | 0.035811 | 0.035811 | 0.035811 | 0.035811 | 0.0003969 | 1.7346 | 2 | 0.00036735 | [15 empty] | 1.3
29521510 |  |  | 2 | 95 | 215 | 10 | 10.9 |  |  |  |  | 2658.32 | 2658.32 | 2658.32 | 2658.32 | 1.3074 | 1.3074 | 1.3074 | 1.3074 | 428 | 428 | 428 | 428 | 74 | 74 | 74 | 74 | 0.046981 | 0.046981 | 0.046981 | 0.046981 | 0.0003969 | 1.7346 | 2 | 0.00036735 | [15 empty] | 1.4
29523510 |  |  | 2 | 95 | 235 | 10 | 10.9 |  |  |  |  | 2920.92 | 2920.92 | 2920.92 | 2920.92 | 1.3074 | 1.3074 | 1.3074 | 1.3074 | 471 | 471 | 471 | 471 | 81 | 81 | 81 | 81 | 0.058695 | 0.058695 | 0.058695 | 0.058695 | 0.0003969 | 1.7346 | 2 | 0.00036735 | [15 empty] | 1.6
21005510 |  |  | 2 | 100 | 55 | 10 | 10.9 |  |  |  |  | 559.44 | 559.44 | 559.44 | 559.44 | 1.3018 | 1.3018 | 1.3018 | 1.3018 | 91 | 91 | 91 | 91 | 16 | 16 | 16 | 16 | 0.001309 | 0.001309 | 0.001309 | 0.001309 | 0.0003969 | 1.7346 | 2 | 0.00036735 | [15 empty] | 0.4
21006510 |  |  | 2 | 100 | 65 | 10 | 10.9 |  |  |  |  | 692.64 | 692.64 | 692.64 | 692.64 | 1.3018 | 1.3018 | 1.3018 | 1.3018 | 112 | 112 | 112 | 112 | 19 | 19 | 19 | 19 | 0.00195 | 0.00195 | 0.00195 | 0.00195 | 0.0003969 | 1.7346 | 2 | 0.00036735 | [15 empty] | 0.4
21007510 |  |  | 2 | 100 | 75 | 10 | 10.9 |  |  |  |  | 825.84 | 825.84 | 825.84 | 825.84 | 1.3018 | 1.3018 | 1.3018 | 1.3018 | 134 | 134 | 134 | 134 | 23 | 23 | 23 | 23 | 0.0029895 | 0.0029895 | 0.0029895 | 0.0029895 | 0.0003969 | 1.7346 | 2 | 0.00036735 | [15 empty] | 0.5
21008510 |  |  | 2 | 100 | 85 | 10 | 10.9 |  |  |  |  | 959.04 | 959.04 | 959.04 | 959.04 | 1.3018 | 1.3018 | 1.3018 | 1.3018 | 156 | 156 | 156 | 156 | 27 | 27 | 27 | 27 | 0.0042939 | 0.0042939 | 0.0042939 | 0.0042939 | 0.0003969 | 1.7346 | 2 | 0.00036735 | [15 empty] | 0.6
21009510 |  |  | 2 | 100 | 95 | 10 | 10.9 |  |  |  |  | 1092.24 | 1092.24 | 1092.24 | 1092.24 | 1.3018 | 1.3018 | 1.3018 | 1.3018 | 177 | 177 | 177 | 177 | 30 | 30 | 30 | 30 | 0.0055282 | 0.0055282 | 0.0055282 | 0.0055282 | 0.0003969 | 1.7346 | 2 | 0.00036735 | [15 empty] | 0.6
210010510 |  |  | 2 | 100 | 105 | 10 | 10.9 |  |  |  |  | 1225.44 | 1225.44 | 1225.44 | 1225.44 | 1.3018 | 1.3018 | 1.3018 | 1.3018 | 199 | 199 | 199 | 199 | 34 | 34 | 34 | 34 | 0.0073573 | 0.0073573 | 0.0073573 | 0.0073573 | 0.0003969 | 1.7346 | 2 | 0.00036735 | [15 empty] | 0.7
210011510 |  |  | 2 | 100 | 115 | 10 | 10.9 |  |  |  |  | 1358.64 | 1358.64 | 1358.64 | 1358.64 | 1.3018 | 1.3018 | 1.3018 | 1.3018 | 221 | 221 | 221 | 221 | 38 | 38 | 38 | 38 | 0.009502 | 0.009502 | 0.009502 | 0.009502 | 0.0003969 | 1.7346 | 2 | 0.00036735 | [15 empty] | 0.8
210013510 |  |  | 2 | 100 | 135 | 10 | 10.9 |  |  |  |  | 1625.04 | 1625.04 | 1625.04 | 1625.04 | 1.3018 | 1.3018 | 1.3018 | 1.3018 | 264 | 264 | 264 | 264 | 45 | 45 | 45 | 45 | 0.014207 | 0.014207 | 0.014207 | 0.014207 | 0.0003969 | 1.7346 | 2 | 0.00036735 | [15 empty] | 0.9
210015510 |  |  | 2 | 100 | 155 | 10 | 10.9 |  |  |  |  | 1891.44 | 1891.44 | 1891.44 | 1891.44 | 1.3018 | 1.3018 | 1.3018 | 1.3018 | 307 | 307 | 307 | 307 | 53 | 53 | 53 | 53 | 0.020824 | 0.020824 | 0.020824 | 0.020824 | 0.0003969 | 1.7346 | 2 | 0.00036735 | [15 empty] | 1
210017510 |  |  | 2 | 100 | 175 | 10 | 10.9 |  |  |  |  | 2157.84 | 2157.84 | 2157.84 | 2157.84 | 1.3018 | 1.3018 | 1.3018 | 1.3018 | 350 | 350 | 350 | 350 | 60 | 60 | 60 | 60 | 0.028133 | 0.028133 | 0.028133 | 0.028133 | 0.0003969 | 1.7346 | 2 | 0.00036735 | [15 empty] | 1.2
210019510 |  |  | 2 | 100 | 195 | 10 | 10.9 |  |  |  |  | 2424.24 | 2424.24 | 2424.24 | 2424.24 | 1.3018 | 1.3018 | 1.3018 | 1.3018 | 394 | 394 | 394 | 394 | 68 | 68 | 68 | 68 | 0.037846 | 0.037846 | 0.037846 | 0.037846 | 0.0003969 | 1.7346 | 2 | 0.00036735 | [15 empty] | 1.3
210021510 |  |  | 2 | 100 | 215 | 10 | 10.9 |  |  |  |  | 2690.64 | 2690.64 | 2690.64 | 2690.64 | 1.3018 | 1.3018 | 1.3018 | 1.3018 | 437 | 437 | 437 | 437 | 75 | 75 | 75 | 75 | 0.048159 | 0.048159 | 0.048159 | 0.048159 | 0.0003969 | 1.7346 | 2 | 0.00036735 | [15 empty] | 1.4
210023510 |  |  | 2 | 100 | 235 | 10 | 10.9 |  |  |  |  | 2957.04 | 2957.04 | 2957.04 | 2957.04 | 1.3018 | 1.3018 | 1.3018 | 1.3018 | 480 | 480 | 480 | 480 | 83 | 83 | 83 | 83 | 0.061392 | 0.061392 | 0.061392 | 0.061392 | 0.0003969 | 1.7346 | 2 | 0.00036735 | [15 empty] | 1.6
2405515 |  |  | 2 | 40 | 55 | 15 | 15.9 |  |  |  |  | 808.2 | 808.2 | 808.2 | 808.2 | 1.4021 | 1.4021 | 1.4021 | 1.4021 | 114 | 114 | 114 | 114 | 20 | 20 | 20 | 20 | 0.0021004 | 0.0021004 | 0.0021004 | 0.0021004 | 0.0002083 | 1.724 | 2 | 0.00046183 | [15 empty] | 0.6
2406515 |  |  | 2 | 40 | 65 | 15 | 15.9 |  |  |  |  | 896 | 896 | 896 | 896 | 1.4021 | 1.4021 | 1.4021 | 1.4021 | 126 | 126 | 126 | 126 | 22 | 22 | 22 | 22 | 0.0026166 | 0.0026166 | 0.0026166 | 0.0026166 | 0.0002083 | 1.724 | 2 | 0.00046183 | [15 empty] | 0.7
2407515 |  |  | 2 | 40 | 75 | 15 | 15.9 |  |  |  |  | 993.4 | 993.4 | 993.4 | 993.4 | 1.4021 | 1.4021 | 1.4021 | 1.4021 | 140 | 140 | 140 | 140 | 24 | 24 | 24 | 24 | 0.0031997 | 0.0031997 | 0.0031997 | 0.0031997 | 0.0002083 | 1.724 | 2 | 0.00046183 | [15 empty] | 0.8
2408515 |  |  | 2 | 40 | 85 | 15 | 15.9 |  |  |  |  | 1101.4 | 1101.4 | 1101.4 | 1101.4 | 1.4021 | 1.4021 | 1.4021 | 1.4021 | 155 | 155 | 155 | 155 | 27 | 27 | 27 | 27 | 0.0041455 | 0.0041455 | 0.0041455 | 0.0041455 | 0.0002083 | 1.724 | 2 | 0.00046183 | [15 empty] | 0.9
2409515 |  |  | 2 | 40 | 95 | 15 | 15.9 |  |  |  |  | 1221.1 | 1221.1 | 1221.1 | 1221.1 | 1.4021 | 1.4021 | 1.4021 | 1.4021 | 172 | 172 | 172 | 172 | 30 | 30 | 30 | 30 | 0.0052317 | 0.0052317 | 0.0052317 | 0.0052317 | 0.0002083 | 1.724 | 2 | 0.00046183 | [15 empty] | 1
24010515 |  |  | 2 | 40 | 105 | 15 | 15.9 |  |  |  |  | 1353.8 | 1353.8 | 1353.8 | 1353.8 | 1.4021 | 1.4021 | 1.4021 | 1.4021 | 191 | 191 | 191 | 191 | 33 | 33 | 33 | 33 | 0.0064633 | 0.0064633 | 0.0064633 | 0.0064633 | 0.0002083 | 1.724 | 2 | 0.00046183 | [15 empty] | 1.1
24011515 |  |  | 2 | 40 | 115 | 15 | 15.9 |  |  |  |  | 1501 | 1501 | 1501 | 1501 | 1.4021 | 1.4021 | 1.4021 | 1.4021 | 212 | 212 | 212 | 212 | 36 | 36 | 36 | 36 | 0.0078453 | 0.0078453 | 0.0078453 | 0.0078453 | 0.0002083 | 1.724 | 2 | 0.00046183 | [15 empty] | 1.2
24013515 |  |  | 2 | 40 | 135 | 15 | 15.9 |  |  |  |  | 1798.3 | 1798.3 | 1798.3 | 1798.3 | 1.4021 | 1.4021 | 1.4021 | 1.4021 | 254 | 254 | 254 | 254 | 44 | 44 | 44 | 44 | 0.012117 | 0.012117 | 0.012117 | 0.012117 | 0.0002083 | 1.724 | 2 | 0.00046183 | [15 empty] | 1.4
24015515 |  |  | 2 | 40 | 155 | 15 | 15.9 |  |  |  |  | 2147.3 | 2147.3 | 2147.3 | 2147.3 | 1.4021 | 1.4021 | 1.4021 | 1.4021 | 303 | 303 | 303 | 303 | 52 | 52 | 52 | 52 | 0.017454 | 0.017454 | 0.017454 | 0.017454 | 0.0002083 | 1.724 | 2 | 0.00046183 | [15 empty] | 1.6
24017515 |  |  | 2 | 40 | 175 | 15 | 15.9 |  |  |  |  | 2568.4 | 2568.4 | 2568.4 | 2568.4 | 1.4021 | 1.4021 | 1.4021 | 1.4021 | 362 | 362 | 362 | 362 | 62 | 62 | 62 | 62 | 0.025466 | 0.025466 | 0.025466 | 0.025466 | 0.0002083 | 1.724 | 2 | 0.00046183 | [15 empty] | 1.8
24019515 |  |  | 2 | 40 | 195 | 15 | 15.9 |  |  |  |  | 3072 | 3072 | 3072 | 3072 | 1.4021 | 1.4021 | 1.4021 | 1.4021 | 434 | 434 | 434 | 434 | 75 | 75 | 75 | 75 | 0.038055 | 0.038055 | 0.038055 | 0.038055 | 0.0002083 | 1.724 | 2 | 0.00046183 | [15 empty] | 2
24021515 |  |  | 2 | 40 | 215 | 15 | 15.9 |  |  |  |  | 3674.3 | 3674.3 | 3674.3 | 3674.3 | 1.4021 | 1.4021 | 1.4021 | 1.4021 | 519 | 519 | 519 | 519 | 89 | 89 | 89 | 89 | 0.054644 | 0.054644 | 0.054644 | 0.054644 | 0.0002083 | 1.724 | 2 | 0.00046183 | [15 empty] | 2.2
24023515 |  |  | 2 | 40 | 235 | 15 | 15.9 |  |  |  |  | 4394.8 | 4394.8 | 4394.8 | 4394.8 | 1.4021 | 1.4021 | 1.4021 | 1.4021 | 620 | 620 | 620 | 620 | 107 | 107 | 107 | 107 | 0.08021 | 0.08021 | 0.08021 | 0.08021 | 0.0002083 | 1.724 | 2 | 0.00046183 | [15 empty] | 2.4
2455515 |  |  | 2 | 45 | 55 | 15 | 15.9 |  |  |  |  | 648.06 | 648.06 | 648.06 | 648.06 | 1.391 | 1.391 | 1.391 | 1.391 | 93 | 93 | 93 | 93 | 16 | 16 | 16 | 16 | 0.001356 | 0.001356 | 0.001356 | 0.001356 | 0.0002083 | 1.724 | 2 | 0.00046183 | [15 empty] | 0.6
2456515 |  |  | 2 | 45 | 65 | 15 | 15.9 |  |  |  |  | 802.36 | 802.36 | 802.36 | 802.36 | 1.391 | 1.391 | 1.391 | 1.391 | 115 | 115 | 115 | 115 | 20 | 20 | 20 | 20 | 0.0021718 | 0.0021718 | 0.0021718 | 0.0021718 | 0.0002083 | 1.724 | 2 | 0.00046183 | [15 empty] | 0.7
2457515 |  |  | 2 | 45 | 75 | 15 | 15.9 |  |  |  |  | 956.66 | 956.66 | 956.66 | 956.66 | 1.391 | 1.391 | 1.391 | 1.391 | 137 | 137 | 137 | 137 | 24 | 24 | 24 | 24 | 0.0031997 | 0.0031997 | 0.0031997 | 0.0031997 | 0.0002083 | 1.724 | 2 | 0.00046183 | [15 empty] | 0.8
2458515 |  |  | 2 | 45 | 85 | 15 | 15.9 |  |  |  |  | 1110.96 | 1110.96 | 1110.96 | 1110.96 | 1.391 | 1.391 | 1.391 | 1.391 | 159 | 159 | 159 | 159 | 27 | 27 | 27 | 27 | 0.0041455 | 0.0041455 | 0.0041455 | 0.0041455 | 0.0002083 | 1.724 | 2 | 0.00046183 | [15 empty] | 0.9
2459515 |  |  | 2 | 45 | 95 | 15 | 15.9 |  |  |  |  | 1265.26 | 1265.26 | 1265.26 | 1265.26 | 1.391 | 1.391 | 1.391 | 1.391 | 181 | 181 | 181 | 181 | 31 | 31 | 31 | 31 | 0.0055751 | 0.0055751 | 0.0055751 | 0.0055751 | 0.0002083 | 1.724 | 2 | 0.00046183 | [15 empty] | 1
24510515 |  |  | 2 | 45 | 105 | 15 | 15.9 |  |  |  |  | 1419.56 | 1419.56 | 1419.56 | 1419.56 | 1.391 | 1.391 | 1.391 | 1.391 | 203 | 203 | 203 | 203 | 35 | 35 | 35 | 35 | 0.0072427 | 0.0072427 | 0.0072427 | 0.0072427 | 0.0002083 | 1.724 | 2 | 0.00046183 | [15 empty] | 1.1
24511515 |  |  | 2 | 45 | 115 | 15 | 15.9 |  |  |  |  | 1573.86 | 1573.86 | 1573.86 | 1573.86 | 1.391 | 1.391 | 1.391 | 1.391 | 226 | 226 | 226 | 226 | 39 | 39 | 39 | 39 | 0.0091566 | 0.0091566 | 0.0091566 | 0.0091566 | 0.0002083 | 1.724 | 2 | 0.00046183 | [15 empty] | 1.2
24513515 |  |  | 2 | 45 | 135 | 15 | 15.9 |  |  |  |  | 1882.46 | 1882.46 | 1882.46 | 1882.46 | 1.391 | 1.391 | 1.391 | 1.391 | 270 | 270 | 270 | 270 | 46 | 46 | 46 | 46 | 0.013198 | 0.013198 | 0.013198 | 0.013198 | 0.0002083 | 1.724 | 2 | 0.00046183 | [15 empty] | 1.4
24515515 |  |  | 2 | 45 | 155 | 15 | 15.9 |  |  |  |  | 2191.06 | 2191.06 | 2191.06 | 2191.06 | 1.391 | 1.391 | 1.391 | 1.391 | 314 | 314 | 314 | 314 | 54 | 54 | 54 | 54 | 0.018764 | 0.018764 | 0.018764 | 0.018764 | 0.0002083 | 1.724 | 2 | 0.00046183 | [15 empty] | 1.6
24517515 |  |  | 2 | 45 | 175 | 15 | 15.9 |  |  |  |  | 2499.66 | 2499.66 | 2499.66 | 2499.66 | 1.391 | 1.391 | 1.391 | 1.391 | 358 | 358 | 358 | 358 | 62 | 62 | 62 | 62 | 0.025466 | 0.025466 | 0.025466 | 0.025466 | 0.0002083 | 1.724 | 2 | 0.00046183 | [15 empty] | 1.8
24519515 |  |  | 2 | 45 | 195 | 15 | 15.9 |  |  |  |  | 2808.26 | 2808.26 | 2808.26 | 2808.26 | 1.391 | 1.391 | 1.391 | 1.391 | 403 | 403 | 403 | 403 | 69 | 69 | 69 | 69 | 0.032458 | 0.032458 | 0.032458 | 0.032458 | 0.0002083 | 1.724 | 2 | 0.00046183 | [15 empty] | 2
24521515 |  |  | 2 | 45 | 215 | 15 | 15.9 |  |  |  |  | 3116.86 | 3116.86 | 3116.86 | 3116.86 | 1.391 | 1.391 | 1.391 | 1.391 | 447 | 447 | 447 | 447 | 77 | 77 | 77 | 77 | 0.041476 | 0.041476 | 0.041476 | 0.041476 | 0.0002083 | 1.724 | 2 | 0.00046183 | [15 empty] | 2.2
24523515 |  |  | 2 | 45 | 235 | 15 | 15.9 |  |  |  |  | 3425.46 | 3425.46 | 3425.46 | 3425.46 | 1.391 | 1.391 | 1.391 | 1.391 | 491 | 491 | 491 | 491 | 84 | 84 | 84 | 84 | 0.050642 | 0.050642 | 0.050642 | 0.050642 | 0.0002083 | 1.724 | 2 | 0.00046183 | [15 empty] | 2.4
2505515 |  |  | 2 | 50 | 55 | 15 | 15.9 |  |  |  |  | 675.36 | 675.36 | 675.36 | 675.36 | 1.38 | 1.38 | 1.38 | 1.38 | 98 | 98 | 98 | 98 | 17 | 17 | 17 | 17 | 0.0015272 | 0.0015272 | 0.0015272 | 0.0015272 | 0.0002083 | 1.724 | 2 | 0.00046183 | [15 empty] | 0.6
2506515 |  |  | 2 | 50 | 65 | 15 | 15.9 |  |  |  |  | 836.16 | 836.16 | 836.16 | 836.16 | 1.38 | 1.38 | 1.38 | 1.38 | 122 | 122 | 122 | 122 | 21 | 21 | 21 | 21 | 0.0023891 | 0.0023891 | 0.0023891 | 0.0023891 | 0.0002083 | 1.724 | 2 | 0.00046183 | [15 empty] | 0.7
2507515 |  |  | 2 | 50 | 75 | 15 | 15.9 |  |  |  |  | 996.96 | 996.96 | 996.96 | 996.96 | 1.38 | 1.38 | 1.38 | 1.38 | 145 | 145 | 145 | 145 | 25 | 25 | 25 | 25 | 0.0034647 | 0.0034647 | 0.0034647 | 0.0034647 | 0.0002083 | 1.724 | 2 | 0.00046183 | [15 empty] | 0.8
2508515 |  |  | 2 | 50 | 85 | 15 | 15.9 |  |  |  |  | 1157.76 | 1157.76 | 1157.76 | 1157.76 | 1.38 | 1.38 | 1.38 | 1.38 | 169 | 169 | 169 | 169 | 29 | 29 | 29 | 29 | 0.0047633 | 0.0047633 | 0.0047633 | 0.0047633 | 0.0002083 | 1.724 | 2 | 0.00046183 | [15 empty] | 0.9
2509515 |  |  | 2 | 50 | 95 | 15 | 15.9 |  |  |  |  | 1318.56 | 1318.56 | 1318.56 | 1318.56 | 1.38 | 1.38 | 1.38 | 1.38 | 192 | 192 | 192 | 192 | 33 | 33 | 33 | 33 | 0.0062939 | 0.0062939 | 0.0062939 | 0.0062939 | 0.0002083 | 1.724 | 2 | 0.00046183 | [15 empty] | 1
25010515 |  |  | 2 | 50 | 105 | 15 | 15.9 |  |  |  |  | 1479.36 | 1479.36 | 1479.36 | 1479.36 | 1.38 | 1.38 | 1.38 | 1.38 | 215 | 215 | 215 | 215 | 37 | 37 | 37 | 37 | 0.0080652 | 0.0080652 | 0.0080652 | 0.0080652 | 0.0002083 | 1.724 | 2 | 0.00046183 | [15 empty] | 1.1
25011515 |  |  | 2 | 50 | 115 | 15 | 15.9 |  |  |  |  | 1640.16 | 1640.16 | 1640.16 | 1640.16 | 1.38 | 1.38 | 1.38 | 1.38 | 239 | 239 | 239 | 239 | 41 | 41 | 41 | 41 | 0.010085 | 0.010085 | 0.010085 | 0.010085 | 0.0002083 | 1.724 | 2 | 0.00046183 | [15 empty] | 1.2
25013515 |  |  | 2 | 50 | 135 | 15 | 15.9 |  |  |  |  | 1961.76 | 1961.76 | 1961.76 | 1961.76 | 1.38 | 1.38 | 1.38 | 1.38 | 286 | 286 | 286 | 286 | 49 | 49 | 49 | 49 | 0.014905 | 0.014905 | 0.014905 | 0.014905 | 0.0002083 | 1.724 | 2 | 0.00046183 | [15 empty] | 1.4
25015515 |  |  | 2 | 50 | 155 | 15 | 15.9 |  |  |  |  | 2283.36 | 2283.36 | 2283.36 | 2283.36 | 1.38 | 1.38 | 1.38 | 1.38 | 332 | 332 | 332 | 332 | 57 | 57 | 57 | 57 | 0.020815 | 0.020815 | 0.020815 | 0.020815 | 0.0002083 | 1.724 | 2 | 0.00046183 | [15 empty] | 1.6
25017515 |  |  | 2 | 50 | 175 | 15 | 15.9 |  |  |  |  | 2604.96 | 2604.96 | 2604.96 | 2604.96 | 1.38 | 1.38 | 1.38 | 1.38 | 379 | 379 | 379 | 379 | 65 | 65 | 65 | 65 | 0.027875 | 0.027875 | 0.027875 | 0.027875 | 0.0002083 | 1.724 | 2 | 0.00046183 | [15 empty] | 1.8
25019515 |  |  | 2 | 50 | 195 | 15 | 15.9 |  |  |  |  | 2926.56 | 2926.56 | 2926.56 | 2926.56 | 1.38 | 1.38 | 1.38 | 1.38 | 426 | 426 | 426 | 426 | 73 | 73 | 73 | 73 | 0.036142 | 0.036142 | 0.036142 | 0.036142 | 0.0002083 | 1.724 | 2 | 0.00046183 | [15 empty] | 2
25021515 |  |  | 2 | 50 | 215 | 15 | 15.9 |  |  |  |  | 3248.16 | 3248.16 | 3248.16 | 3248.16 | 1.38 | 1.38 | 1.38 | 1.38 | 473 | 473 | 473 | 473 | 81 | 81 | 81 | 81 | 0.045672 | 0.045672 | 0.045672 | 0.045672 | 0.0002083 | 1.724 | 2 | 0.00046183 | [15 empty] | 2.2
25023515 |  |  | 2 | 50 | 235 | 15 | 15.9 |  |  |  |  | 3569.76 | 3569.76 | 3569.76 | 3569.76 | 1.38 | 1.38 | 1.38 | 1.38 | 520 | 520 | 520 | 520 | 89 | 89 | 89 | 89 | 0.056518 | 0.056518 | 0.056518 | 0.056518 | 0.0002083 | 1.724 | 2 | 0.00046183 | [15 empty] | 2.4
2555515 |  |  | 2 | 55 | 55 | 15 | 15.9 |  |  |  |  | 699.3 | 699.3 | 699.3 | 699.3 | 1.3689 | 1.3689 | 1.3689 | 1.3689 | 103 | 103 | 103 | 103 | 18 | 18 | 18 | 18 | 0.0017083 | 0.0017083 | 0.0017083 | 0.0017083 | 0.0002083 | 1.724 | 2 | 0.00046183 | [15 empty] | 0.6
2556515 |  |  | 2 | 55 | 65 | 15 | 15.9 |  |  |  |  | 865.8 | 865.8 | 865.8 | 865.8 | 1.3689 | 1.3689 | 1.3689 | 1.3689 | 128 | 128 | 128 | 128 | 22 | 22 | 22 | 22 | 0.0026166 | 0.0026166 | 0.0026166 | 0.0026166 | 0.0002083 | 1.724 | 2 | 0.00046183 | [15 empty] | 0.7
2557515 |  |  | 2 | 55 | 75 | 15 | 15.9 |  |  |  |  | 1032.3 | 1032.3 | 1032.3 | 1032.3 | 1.3689 | 1.3689 | 1.3689 | 1.3689 | 153 | 153 | 153 | 153 | 26 | 26 | 26 | 26 | 0.00374 | 0.00374 | 0.00374 | 0.00374 | 0.0002083 | 1.724 | 2 | 0.00046183 | [15 empty] | 0.8
2558515 |  |  | 2 | 55 | 85 | 15 | 15.9 |  |  |  |  | 1198.8 | 1198.8 | 1198.8 | 1198.8 | 1.3689 | 1.3689 | 1.3689 | 1.3689 | 177 | 177 | 177 | 177 | 30 | 30 | 30 | 30 | 0.005088 | 0.005088 | 0.005088 | 0.005088 | 0.0002083 | 1.724 | 2 | 0.00046183 | [15 empty] | 0.9
2559515 |  |  | 2 | 55 | 95 | 15 | 15.9 |  |  |  |  | 1365.3 | 1365.3 | 1365.3 | 1365.3 | 1.3689 | 1.3689 | 1.3689 | 1.3689 | 202 | 202 | 202 | 202 | 35 | 35 | 35 | 35 | 0.0070552 | 0.0070552 | 0.0070552 | 0.0070552 | 0.0002083 | 1.724 | 2 | 0.00046183 | [15 empty] | 1
25510515 |  |  | 2 | 55 | 105 | 15 | 15.9 |  |  |  |  | 1531.8 | 1531.8 | 1531.8 | 1531.8 | 1.3689 | 1.3689 | 1.3689 | 1.3689 | 226 | 226 | 226 | 226 | 39 | 39 | 39 | 39 | 0.0089307 | 0.0089307 | 0.0089307 | 0.0089307 | 0.0002083 | 1.724 | 2 | 0.00046183 | [15 empty] | 1.1
25511515 |  |  | 2 | 55 | 115 | 15 | 15.9 |  |  |  |  | 1698.3 | 1698.3 | 1698.3 | 1698.3 | 1.3689 | 1.3689 | 1.3689 | 1.3689 | 251 | 251 | 251 | 251 | 43 | 43 | 43 | 43 | 0.011058 | 0.011058 | 0.011058 | 0.011058 | 0.0002083 | 1.724 | 2 | 0.00046183 | [15 empty] | 1.2
25513515 |  |  | 2 | 55 | 135 | 15 | 15.9 |  |  |  |  | 2031.3 | 2031.3 | 2031.3 | 2031.3 | 1.3689 | 1.3689 | 1.3689 | 1.3689 | 300 | 300 | 300 | 300 | 52 | 52 | 52 | 52 | 0.016712 | 0.016712 | 0.016712 | 0.016712 | 0.0002083 | 1.724 | 2 | 0.00046183 | [15 empty] | 1.4
25515515 |  |  | 2 | 55 | 155 | 15 | 15.9 |  |  |  |  | 2364.3 | 2364.3 | 2364.3 | 2364.3 | 1.3689 | 1.3689 | 1.3689 | 1.3689 | 350 | 350 | 350 | 350 | 60 | 60 | 60 | 60 | 0.022969 | 0.022969 | 0.022969 | 0.022969 | 0.0002083 | 1.724 | 2 | 0.00046183 | [15 empty] | 1.6
25517515 |  |  | 2 | 55 | 175 | 15 | 15.9 |  |  |  |  | 2697.3 | 2697.3 | 2697.3 | 2697.3 | 1.3689 | 1.3689 | 1.3689 | 1.3689 | 399 | 399 | 399 | 399 | 69 | 69 | 69 | 69 | 0.03125 | 0.03125 | 0.03125 | 0.03125 | 0.0002083 | 1.724 | 2 | 0.00046183 | [15 empty] | 1.8
25519515 |  |  | 2 | 55 | 195 | 15 | 15.9 |  |  |  |  | 3030.3 | 3030.3 | 3030.3 | 3030.3 | 1.3689 | 1.3689 | 1.3689 | 1.3689 | 448 | 448 | 448 | 448 | 77 | 77 | 77 | 77 | 0.040016 | 0.040016 | 0.040016 | 0.040016 | 0.0002083 | 1.724 | 2 | 0.00046183 | [15 empty] | 2
25521515 |  |  | 2 | 55 | 215 | 15 | 15.9 |  |  |  |  | 3363.3 | 3363.3 | 3363.3 | 3363.3 | 1.3689 | 1.3689 | 1.3689 | 1.3689 | 497 | 497 | 497 | 497 | 85 | 85 | 85 | 85 | 0.050062 | 0.050062 | 0.050062 | 0.050062 | 0.0002083 | 1.724 | 2 | 0.00046183 | [15 empty] | 2.2
25523515 |  |  | 2 | 55 | 235 | 15 | 15.9 |  |  |  |  | 3696.3 | 3696.3 | 3696.3 | 3696.3 | 1.3689 | 1.3689 | 1.3689 | 1.3689 | 546 | 546 | 546 | 546 | 94 | 94 | 94 | 94 | 0.062701 | 0.062701 | 0.062701 | 0.062701 | 0.0002083 | 1.724 | 2 | 0.00046183 | [15 empty] | 2.4
2605515 |  |  | 2 | 60 | 55 | 15 | 15.9 |  |  |  |  | 720.72 | 720.72 | 720.72 | 720.72 | 1.3579 | 1.3579 | 1.3579 | 1.3579 | 108 | 108 | 108 | 108 | 19 | 19 | 19 | 19 | 0.0018993 | 0.0018993 | 0.0018993 | 0.0018993 | 0.0002083 | 1.724 | 2 | 0.00046183 | [15 empty] | 0.6
2606515 |  |  | 2 | 60 | 65 | 15 | 15.9 |  |  |  |  | 892.32 | 892.32 | 892.32 | 892.32 | 1.3579 | 1.3579 | 1.3579 | 1.3579 | 134 | 134 | 134 | 134 | 23 | 23 | 23 | 23 | 0.0028542 | 0.0028542 | 0.0028542 | 0.0028542 | 0.0002083 | 1.724 | 2 | 0.00046183 | [15 empty] | 0.7
2607515 |  |  | 2 | 60 | 75 | 15 | 15.9 |  |  |  |  | 1063.92 | 1063.92 | 1063.92 | 1063.92 | 1.3579 | 1.3579 | 1.3579 | 1.3579 | 160 | 160 | 160 | 160 | 28 | 28 | 28 | 28 | 0.0043216 | 0.0043216 | 0.0043216 | 0.0043216 | 0.0002083 | 1.724 | 2 | 0.00046183 | [15 empty] | 0.8
2608515 |  |  | 2 | 60 | 85 | 15 | 15.9 |  |  |  |  | 1235.52 | 1235.52 | 1235.52 | 1235.52 | 1.3579 | 1.3579 | 1.3579 | 1.3579 | 185 | 185 | 185 | 185 | 32 | 32 | 32 | 32 | 0.0057686 | 0.0057686 | 0.0057686 | 0.0057686 | 0.0002083 | 1.724 | 2 | 0.00046183 | [15 empty] | 0.9
2609515 |  |  | 2 | 60 | 95 | 15 | 15.9 |  |  |  |  | 1407.12 | 1407.12 | 1407.12 | 1407.12 | 1.3579 | 1.3579 | 1.3579 | 1.3579 | 211 | 211 | 211 | 211 | 36 | 36 | 36 | 36 | 0.0074518 | 0.0074518 | 0.0074518 | 0.0074518 | 0.0002083 | 1.724 | 2 | 0.00046183 | [15 empty] | 1
26010515 |  |  | 2 | 60 | 105 | 15 | 15.9 |  |  |  |  | 1578.72 | 1578.72 | 1578.72 | 1578.72 | 1.3579 | 1.3579 | 1.3579 | 1.3579 | 237 | 237 | 237 | 237 | 41 | 41 | 41 | 41 | 0.0098391 | 0.0098391 | 0.0098391 | 0.0098391 | 0.0002083 | 1.724 | 2 | 0.00046183 | [15 empty] | 1.1
26011515 |  |  | 2 | 60 | 115 | 15 | 15.9 |  |  |  |  | 1750.32 | 1750.32 | 1750.32 | 1750.32 | 1.3579 | 1.3579 | 1.3579 | 1.3579 | 263 | 263 | 263 | 263 | 45 | 45 | 45 | 45 | 0.012074 | 0.012074 | 0.012074 | 0.012074 | 0.0002083 | 1.724 | 2 | 0.00046183 | [15 empty] | 1.2
26013515 |  |  | 2 | 60 | 135 | 15 | 15.9 |  |  |  |  | 2093.52 | 2093.52 | 2093.52 | 2093.52 | 1.3579 | 1.3579 | 1.3579 | 1.3579 | 314 | 314 | 314 | 314 | 54 | 54 | 54 | 54 | 0.017972 | 0.017972 | 0.017972 | 0.017972 | 0.0002083 | 1.724 | 2 | 0.00046183 | [15 empty] | 1.4
26015515 |  |  | 2 | 60 | 155 | 15 | 15.9 |  |  |  |  | 2436.72 | 2436.72 | 2436.72 | 2436.72 | 1.3579 | 1.3579 | 1.3579 | 1.3579 | 366 | 366 | 366 | 366 | 63 | 63 | 63 | 63 | 0.025224 | 0.025224 | 0.025224 | 0.025224 | 0.0002083 | 1.724 | 2 | 0.00046183 | [15 empty] | 1.6
26017515 |  |  | 2 | 60 | 175 | 15 | 15.9 |  |  |  |  | 2779.92 | 2779.92 | 2779.92 | 2779.92 | 1.3579 | 1.3579 | 1.3579 | 1.3579 | 417 | 417 | 417 | 417 | 72 | 72 | 72 | 72 | 0.033903 | 0.033903 | 0.033903 | 0.033903 | 0.0002083 | 1.724 | 2 | 0.00046183 | [15 empty] | 1.8
26019515 |  |  | 2 | 60 | 195 | 15 | 15.9 |  |  |  |  | 3123.12 | 3123.12 | 3123.12 | 3123.12 | 1.3579 | 1.3579 | 1.3579 | 1.3579 | 469 | 469 | 469 | 469 | 81 | 81 | 81 | 81 | 0.044079 | 0.044079 | 0.044079 | 0.044079 | 0.0002083 | 1.724 | 2 | 0.00046183 | [15 empty] | 2
26021515 |  |  | 2 | 60 | 215 | 15 | 15.9 |  |  |  |  | 3466.32 | 3466.32 | 3466.32 | 3466.32 | 1.3579 | 1.3579 | 1.3579 | 1.3579 | 520 | 520 | 520 | 520 | 89 | 89 | 89 | 89 | 0.054644 | 0.054644 | 0.054644 | 0.054644 | 0.0002083 | 1.724 | 2 | 0.00046183 | [15 empty] | 2.2
26023515 |  |  | 2 | 60 | 235 | 15 | 15.9 |  |  |  |  | 3809.52 | 3809.52 | 3809.52 | 3809.52 | 1.3579 | 1.3579 | 1.3579 | 1.3579 | 572 | 572 | 572 | 572 | 98 | 98 | 98 | 98 | 0.067869 | 0.067869 | 0.067869 | 0.067869 | 0.0002083 | 1.724 | 2 | 0.00046183 | [15 empty] | 2.4
2655515 |  |  | 2 | 65 | 55 | 15 | 15.9 |  |  |  |  | 739.62 | 739.62 | 739.62 | 739.62 | 1.3468 | 1.3468 | 1.3468 | 1.3468 | 113 | 113 | 113 | 113 | 19 | 19 | 19 | 19 | 0.0018993 | 0.0018993 | 0.0018993 | 0.0018993 | 0.0002083 | 1.724 | 2 | 0.00046183 | [15 empty] | 0.6
2656515 |  |  | 2 | 65 | 65 | 15 | 15.9 |  |  |  |  | 915.72 | 915.72 | 915.72 | 915.72 | 1.3468 | 1.3468 | 1.3468 | 1.3468 | 140 | 140 | 140 | 140 | 24 | 24 | 24 | 24 | 0.0031019 | 0.0031019 | 0.0031019 | 0.0031019 | 0.0002083 | 1.724 | 2 | 0.00046183 | [15 empty] | 0.7
2657515 |  |  | 2 | 65 | 75 | 15 | 15.9 |  |  |  |  | 1091.82 | 1091.82 | 1091.82 | 1091.82 | 1.3468 | 1.3468 | 1.3468 | 1.3468 | 166 | 166 | 166 | 166 | 29 | 29 | 29 | 29 | 0.0046278 | 0.0046278 | 0.0046278 | 0.0046278 | 0.0002083 | 1.724 | 2 | 0.00046183 | [15 empty] | 0.8
2658515 |  |  | 2 | 65 | 85 | 15 | 15.9 |  |  |  |  | 1267.92 | 1267.92 | 1267.92 | 1267.92 | 1.3468 | 1.3468 | 1.3468 | 1.3468 | 193 | 193 | 193 | 193 | 33 | 33 | 33 | 33 | 0.0061246 | 0.0061246 | 0.0061246 | 0.0061246 | 0.0002083 | 1.724 | 2 | 0.00046183 | [15 empty] | 0.9
2659515 |  |  | 2 | 65 | 95 | 15 | 15.9 |  |  |  |  | 1444.02 | 1444.02 | 1444.02 | 1444.02 | 1.3468 | 1.3468 | 1.3468 | 1.3468 | 220 | 220 | 220 | 220 | 38 | 38 | 38 | 38 | 0.0082765 | 0.0082765 | 0.0082765 | 0.0082765 | 0.0002083 | 1.724 | 2 | 0.00046183 | [15 empty] | 1
26510515 |  |  | 2 | 65 | 105 | 15 | 15.9 |  |  |  |  | 1620.12 | 1620.12 | 1620.12 | 1620.12 | 1.3468 | 1.3468 | 1.3468 | 1.3468 | 247 | 247 | 247 | 247 | 42 | 42 | 42 | 42 | 0.010309 | 0.010309 | 0.010309 | 0.010309 | 0.0002083 | 1.724 | 2 | 0.00046183 | [15 empty] | 1.1
26511515 |  |  | 2 | 65 | 115 | 15 | 15.9 |  |  |  |  | 1796.22 | 1796.22 | 1796.22 | 1796.22 | 1.3468 | 1.3468 | 1.3468 | 1.3468 | 274 | 274 | 274 | 274 | 47 | 47 | 47 | 47 | 0.013133 | 0.013133 | 0.013133 | 0.013133 | 0.0002083 | 1.724 | 2 | 0.00046183 | [15 empty] | 1.2
26513515 |  |  | 2 | 65 | 135 | 15 | 15.9 |  |  |  |  | 2148.42 | 2148.42 | 2148.42 | 2148.42 | 1.3468 | 1.3468 | 1.3468 | 1.3468 | 328 | 328 | 328 | 328 | 56 | 56 | 56 | 56 | 0.019277 | 0.019277 | 0.019277 | 0.019277 | 0.0002083 | 1.724 | 2 | 0.00046183 | [15 empty] | 1.4
26515515 |  |  | 2 | 65 | 155 | 15 | 15.9 |  |  |  |  | 2500.62 | 2500.62 | 2500.62 | 2500.62 | 1.3468 | 1.3468 | 1.3468 | 1.3468 | 381 | 381 | 381 | 381 | 66 | 66 | 66 | 66 | 0.027582 | 0.027582 | 0.027582 | 0.027582 | 0.0002083 | 1.724 | 2 | 0.00046183 | [15 empty] | 1.6
26517515 |  |  | 2 | 65 | 175 | 15 | 15.9 |  |  |  |  | 2852.82 | 2852.82 | 2852.82 | 2852.82 | 1.3468 | 1.3468 | 1.3468 | 1.3468 | 435 | 435 | 435 | 435 | 75 | 75 | 75 | 75 | 0.03666 | 0.03666 | 0.03666 | 0.03666 | 0.0002083 | 1.724 | 2 | 0.00046183 | [15 empty] | 1.8
26519515 |  |  | 2 | 65 | 195 | 15 | 15.9 |  |  |  |  | 3205.02 | 3205.02 | 3205.02 | 3205.02 | 1.3468 | 1.3468 | 1.3468 | 1.3468 | 489 | 489 | 489 | 489 | 84 | 84 | 84 | 84 | 0.04725 | 0.04725 | 0.04725 | 0.04725 | 0.0002083 | 1.724 | 2 | 0.00046183 | [15 empty] | 2
26521515 |  |  | 2 | 65 | 215 | 15 | 15.9 |  |  |  |  | 3557.22 | 3557.22 | 3557.22 | 3557.22 | 1.3468 | 1.3468 | 1.3468 | 1.3468 | 542 | 542 | 542 | 542 | 93 | 93 | 93 | 93 | 0.059419 | 0.059419 | 0.059419 | 0.059419 | 0.0002083 | 1.724 | 2 | 0.00046183 | [15 empty] | 2.2
26523515 |  |  | 2 | 65 | 235 | 15 | 15.9 |  |  |  |  | 3909.42 | 3909.42 | 3909.42 | 3909.42 | 1.3468 | 1.3468 | 1.3468 | 1.3468 | 596 | 596 | 596 | 596 | 103 | 103 | 103 | 103 | 0.074603 | 0.074603 | 0.074603 | 0.074603 | 0.0002083 | 1.724 | 2 | 0.00046183 | [15 empty] | 2.4
2705515 |  |  | 2 | 70 | 55 | 15 | 15.9 |  |  |  |  | 756.84 | 756.84 | 756.84 | 756.84 | 1.3358 | 1.3358 | 1.3358 | 1.3358 | 117 | 117 | 117 | 117 | 20 | 20 | 20 | 20 | 0.0021004 | 0.0021004 | 0.0021004 | 0.0021004 | 0.0002083 | 1.724 | 2 | 0.00046183 | [15 empty] | 0.6
2706515 |  |  | 2 | 70 | 65 | 15 | 15.9 |  |  |  |  | 937.04 | 937.04 | 937.04 | 937.04 | 1.3358 | 1.3358 | 1.3358 | 1.3358 | 145 | 145 | 145 | 145 | 25 | 25 | 25 | 25 | 0.0033598 | 0.0033598 | 0.0033598 | 0.0033598 | 0.0002083 | 1.724 | 2 | 0.00046183 | [15 empty] | 0.7
2707515 |  |  | 2 | 70 | 75 | 15 | 15.9 |  |  |  |  | 1117.24 | 1117.24 | 1117.24 | 1117.24 | 1.3358 | 1.3358 | 1.3358 | 1.3358 | 173 | 173 | 173 | 173 | 30 | 30 | 30 | 30 | 0.0049442 | 0.0049442 | 0.0049442 | 0.0049442 | 0.0002083 | 1.724 | 2 | 0.00046183 | [15 empty] | 0.8
2708515 |  |  | 2 | 70 | 85 | 15 | 15.9 |  |  |  |  | 1297.44 | 1297.44 | 1297.44 | 1297.44 | 1.3358 | 1.3358 | 1.3358 | 1.3358 | 201 | 201 | 201 | 201 | 35 | 35 | 35 | 35 | 0.0068678 | 0.0068678 | 0.0068678 | 0.0068678 | 0.0002083 | 1.724 | 2 | 0.00046183 | [15 empty] | 0.9
2709515 |  |  | 2 | 70 | 95 | 15 | 15.9 |  |  |  |  | 1477.64 | 1477.64 | 1477.64 | 1477.64 | 1.3358 | 1.3358 | 1.3358 | 1.3358 | 229 | 229 | 229 | 229 | 39 | 39 | 39 | 39 | 0.0087048 | 0.0087048 | 0.0087048 | 0.0087048 | 0.0002083 | 1.724 | 2 | 0.00046183 | [15 empty] | 1
27010515 |  |  | 2 | 70 | 105 | 15 | 15.9 |  |  |  |  | 1657.84 | 1657.84 | 1657.84 | 1657.84 | 1.3358 | 1.3358 | 1.3358 | 1.3358 | 257 | 257 | 257 | 257 | 44 | 44 | 44 | 44 | 0.011282 | 0.011282 | 0.011282 | 0.011282 | 0.0002083 | 1.724 | 2 | 0.00046183 | [15 empty] | 1.1
27011515 |  |  | 2 | 70 | 115 | 15 | 15.9 |  |  |  |  | 1838.04 | 1838.04 | 1838.04 | 1838.04 | 1.3358 | 1.3358 | 1.3358 | 1.3358 | 285 | 285 | 285 | 285 | 49 | 49 | 49 | 49 | 0.014235 | 0.014235 | 0.014235 | 0.014235 | 0.0002083 | 1.724 | 2 | 0.00046183 | [15 empty] | 1.2
27013515 |  |  | 2 | 70 | 135 | 15 | 15.9 |  |  |  |  | 2198.44 | 2198.44 | 2198.44 | 2198.44 | 1.3358 | 1.3358 | 1.3358 | 1.3358 | 340 | 340 | 340 | 340 | 58 | 58 | 58 | 58 | 0.020626 | 0.020626 | 0.020626 | 0.020626 | 0.0002083 | 1.724 | 2 | 0.00046183 | [15 empty] | 1.4
27015515 |  |  | 2 | 70 | 155 | 15 | 15.9 |  |  |  |  | 2558.84 | 2558.84 | 2558.84 | 2558.84 | 1.3358 | 1.3358 | 1.3358 | 1.3358 | 396 | 396 | 396 | 396 | 68 | 68 | 68 | 68 | 0.029211 | 0.029211 | 0.029211 | 0.029211 | 0.0002083 | 1.724 | 2 | 0.00046183 | [15 empty] | 1.6
27017515 |  |  | 2 | 70 | 175 | 15 | 15.9 |  |  |  |  | 2919.24 | 2919.24 | 2919.24 | 2919.24 | 1.3358 | 1.3358 | 1.3358 | 1.3358 | 452 | 452 | 452 | 452 | 78 | 78 | 78 | 78 | 0.039521 | 0.039521 | 0.039521 | 0.039521 | 0.0002083 | 1.724 | 2 | 0.00046183 | [15 empty] | 1.8
27019515 |  |  | 2 | 70 | 195 | 15 | 15.9 |  |  |  |  | 3279.64 | 3279.64 | 3279.64 | 3279.64 | 1.3358 | 1.3358 | 1.3358 | 1.3358 | 508 | 508 | 508 | 508 | 87 | 87 | 87 | 87 | 0.050527 | 0.050527 | 0.050527 | 0.050527 | 0.0002083 | 1.724 | 2 | 0.00046183 | [15 empty] | 2
27021515 |  |  | 2 | 70 | 215 | 15 | 15.9 |  |  |  |  | 3640.04 | 3640.04 | 3640.04 | 3640.04 | 1.3358 | 1.3358 | 1.3358 | 1.3358 | 564 | 564 | 564 | 564 | 97 | 97 | 97 | 97 | 0.064385 | 0.064385 | 0.064385 | 0.064385 | 0.0002083 | 1.724 | 2 | 0.00046183 | [15 empty] | 2.2
27023515 |  |  | 2 | 70 | 235 | 15 | 15.9 |  |  |  |  | 4000.44 | 4000.44 | 4000.44 | 4000.44 | 1.3358 | 1.3358 | 1.3358 | 1.3358 | 619 | 619 | 619 | 619 | 106 | 106 | 106 | 106 | 0.07879 | 0.07879 | 0.07879 | 0.07879 | 0.0002083 | 1.724 | 2 | 0.00046183 | [15 empty] | 2.4
2755515 |  |  | 2 | 75 | 55 | 15 | 15.9 |  |  |  |  | 771.96 | 771.96 | 771.96 | 771.96 | 1.3295 | 1.3295 | 1.3295 | 1.3295 | 121 | 121 | 121 | 121 | 21 | 21 | 21 | 21 | 0.0023114 | 0.0023114 | 0.0023114 | 0.0023114 | 0.0002083 | 1.724 | 2 | 0.00046183 | [15 empty] | 0.6
2756515 |  |  | 2 | 75 | 65 | 15 | 15.9 |  |  |  |  | 955.76 | 955.76 | 955.76 | 955.76 | 1.3295 | 1.3295 | 1.3295 | 1.3295 | 149 | 149 | 149 | 149 | 26 | 26 | 26 | 26 | 0.0036277 | 0.0036277 | 0.0036277 | 0.0036277 | 0.0002083 | 1.724 | 2 | 0.00046183 | [15 empty] | 0.7
2757515 |  |  | 2 | 75 | 75 | 15 | 15.9 |  |  |  |  | 1139.56 | 1139.56 | 1139.56 | 1139.56 | 1.3295 | 1.3295 | 1.3295 | 1.3295 | 178 | 178 | 178 | 178 | 31 | 31 | 31 | 31 | 0.005271 | 0.005271 | 0.005271 | 0.005271 | 0.0002083 | 1.724 | 2 | 0.00046183 | [15 empty] | 0.8
2758515 |  |  | 2 | 75 | 85 | 15 | 15.9 |  |  |  |  | 1323.36 | 1323.36 | 1323.36 | 1323.36 | 1.3295 | 1.3295 | 1.3295 | 1.3295 | 207 | 207 | 207 | 207 | 36 | 36 | 36 | 36 | 0.007255 | 0.007255 | 0.007255 | 0.007255 | 0.0002083 | 1.724 | 2 | 0.00046183 | [15 empty] | 0.9
2759515 |  |  | 2 | 75 | 95 | 15 | 15.9 |  |  |  |  | 1507.16 | 1507.16 | 1507.16 | 1507.16 | 1.3295 | 1.3295 | 1.3295 | 1.3295 | 235 | 235 | 235 | 235 | 40 | 40 | 40 | 40 | 0.0091436 | 0.0091436 | 0.0091436 | 0.0091436 | 0.0002083 | 1.724 | 2 | 0.00046183 | [15 empty] | 1
27510515 |  |  | 2 | 75 | 105 | 15 | 15.9 |  |  |  |  | 1690.96 | 1690.96 | 1690.96 | 1690.96 | 1.3295 | 1.3295 | 1.3295 | 1.3295 | 264 | 264 | 264 | 264 | 45 | 45 | 45 | 45 | 0.011784 | 0.011784 | 0.011784 | 0.011784 | 0.0002083 | 1.724 | 2 | 0.00046183 | [15 empty] | 1.1
27511515 |  |  | 2 | 75 | 115 | 15 | 15.9 |  |  |  |  | 1874.76 | 1874.76 | 1874.76 | 1874.76 | 1.3295 | 1.3295 | 1.3295 | 1.3295 | 293 | 293 | 293 | 293 | 50 | 50 | 50 | 50 | 0.014803 | 0.014803 | 0.014803 | 0.014803 | 0.0002083 | 1.724 | 2 | 0.00046183 | [15 empty] | 1.2
27513515 |  |  | 2 | 75 | 135 | 15 | 15.9 |  |  |  |  | 2242.36 | 2242.36 | 2242.36 | 2242.36 | 1.3295 | 1.3295 | 1.3295 | 1.3295 | 350 | 350 | 350 | 350 | 60 | 60 | 60 | 60 | 0.022019 | 0.022019 | 0.022019 | 0.022019 | 0.0002083 | 1.724 | 2 | 0.00046183 | [15 empty] | 1.4
27515515 |  |  | 2 | 75 | 155 | 15 | 15.9 |  |  |  |  | 2609.96 | 2609.96 | 2609.96 | 2609.96 | 1.3295 | 1.3295 | 1.3295 | 1.3295 | 408 | 408 | 408 | 408 | 70 | 70 | 70 | 70 | 0.030884 | 0.030884 | 0.030884 | 0.030884 | 0.0002083 | 1.724 | 2 | 0.00046183 | [15 empty] | 1.6
27517515 |  |  | 2 | 75 | 175 | 15 | 15.9 |  |  |  |  | 2977.56 | 2977.56 | 2977.56 | 2977.56 | 1.3295 | 1.3295 | 1.3295 | 1.3295 | 465 | 465 | 465 | 465 | 80 | 80 | 80 | 80 | 0.041486 | 0.041486 | 0.041486 | 0.041486 | 0.0002083 | 1.724 | 2 | 0.00046183 | [15 empty] | 1.8
27519515 |  |  | 2 | 75 | 195 | 15 | 15.9 |  |  |  |  | 3345.16 | 3345.16 | 3345.16 | 3345.16 | 1.3295 | 1.3295 | 1.3295 | 1.3295 | 522 | 522 | 522 | 522 | 90 | 90 | 90 | 90 | 0.05391 | 0.05391 | 0.05391 | 0.05391 | 0.0002083 | 1.724 | 2 | 0.00046183 | [15 empty] | 2
27521515 |  |  | 2 | 75 | 215 | 15 | 15.9 |  |  |  |  | 3712.76 | 3712.76 | 3712.76 | 3712.76 | 1.3295 | 1.3295 | 1.3295 | 1.3295 | 580 | 580 | 580 | 580 | 100 | 100 | 100 | 100 | 0.068235 | 0.068235 | 0.068235 | 0.068235 | 0.0002083 | 1.724 | 2 | 0.00046183 | [15 empty] | 2.2
27523515 |  |  | 2 | 75 | 235 | 15 | 15.9 |  |  |  |  | 4080.36 | 4080.36 | 4080.36 | 4080.36 | 1.3295 | 1.3295 | 1.3295 | 1.3295 | 637 | 637 | 637 | 637 | 110 | 110 | 110 | 110 | 0.084543 | 0.084543 | 0.084543 | 0.084543 | 0.0002083 | 1.724 | 2 | 0.00046183 | [15 empty] | 2.4
2805515 |  |  | 2 | 80 | 55 | 15 | 15.9 |  |  |  |  | 785.4 | 785.4 | 785.4 | 785.4 | 1.3232 | 1.3232 | 1.3232 | 1.3232 | 124 | 124 | 124 | 124 | 21 | 21 | 21 | 21 | 0.0023114 | 0.0023114 | 0.0023114 | 0.0023114 | 0.0002083 | 1.724 | 2 | 0.00046183 | [15 empty] | 0.6
2806515 |  |  | 2 | 80 | 65 | 15 | 15.9 |  |  |  |  | 972.4 | 972.4 | 972.4 | 972.4 | 1.3232 | 1.3232 | 1.3232 | 1.3232 | 153 | 153 | 153 | 153 | 26 | 26 | 26 | 26 | 0.0036277 | 0.0036277 | 0.0036277 | 0.0036277 | 0.0002083 | 1.724 | 2 | 0.00046183 | [15 empty] | 0.7
2807515 |  |  | 2 | 80 | 75 | 15 | 15.9 |  |  |  |  | 1159.4 | 1159.4 | 1159.4 | 1159.4 | 1.3232 | 1.3232 | 1.3232 | 1.3232 | 183 | 183 | 183 | 183 | 31 | 31 | 31 | 31 | 0.005271 | 0.005271 | 0.005271 | 0.005271 | 0.0002083 | 1.724 | 2 | 0.00046183 | [15 empty] | 0.8
2808515 |  |  | 2 | 80 | 85 | 15 | 15.9 |  |  |  |  | 1346.4 | 1346.4 | 1346.4 | 1346.4 | 1.3232 | 1.3232 | 1.3232 | 1.3232 | 212 | 212 | 212 | 212 | 36 | 36 | 36 | 36 | 0.007255 | 0.007255 | 0.007255 | 0.007255 | 0.0002083 | 1.724 | 2 | 0.00046183 | [15 empty] | 0.9
2809515 |  |  | 2 | 80 | 95 | 15 | 15.9 |  |  |  |  | 1533.4 | 1533.4 | 1533.4 | 1533.4 | 1.3232 | 1.3232 | 1.3232 | 1.3232 | 242 | 242 | 242 | 242 | 42 | 42 | 42 | 42 | 0.010053 | 0.010053 | 0.010053 | 0.010053 | 0.0002083 | 1.724 | 2 | 0.00046183 | [15 empty] | 1
28010515 |  |  | 2 | 80 | 105 | 15 | 15.9 |  |  |  |  | 1720.4 | 1720.4 | 1720.4 | 1720.4 | 1.3232 | 1.3232 | 1.3232 | 1.3232 | 271 | 271 | 271 | 271 | 47 | 47 | 47 | 47 | 0.012821 | 0.012821 | 0.012821 | 0.012821 | 0.0002083 | 1.724 | 2 | 0.00046183 | [15 empty] | 1.1
28011515 |  |  | 2 | 80 | 115 | 15 | 15.9 |  |  |  |  | 1907.4 | 1907.4 | 1907.4 | 1907.4 | 1.3232 | 1.3232 | 1.3232 | 1.3232 | 301 | 301 | 301 | 301 | 52 | 52 | 52 | 52 | 0.01597 | 0.01597 | 0.01597 | 0.01597 | 0.0002083 | 1.724 | 2 | 0.00046183 | [15 empty] | 1.2
28013515 |  |  | 2 | 80 | 135 | 15 | 15.9 |  |  |  |  | 2281.4 | 2281.4 | 2281.4 | 2281.4 | 1.3232 | 1.3232 | 1.3232 | 1.3232 | 359 | 359 | 359 | 359 | 62 | 62 | 62 | 62 | 0.023456 | 0.023456 | 0.023456 | 0.023456 | 0.0002083 | 1.724 | 2 | 0.00046183 | [15 empty] | 1.4
28015515 |  |  | 2 | 80 | 155 | 15 | 15.9 |  |  |  |  | 2655.4 | 2655.4 | 2655.4 | 2655.4 | 1.3232 | 1.3232 | 1.3232 | 1.3232 | 418 | 418 | 418 | 418 | 72 | 72 | 72 | 72 | 0.032603 | 0.032603 | 0.032603 | 0.032603 | 0.0002083 | 1.724 | 2 | 0.00046183 | [15 empty] | 1.6
28017515 |  |  | 2 | 80 | 175 | 15 | 15.9 |  |  |  |  | 3029.4 | 3029.4 | 3029.4 | 3029.4 | 1.3232 | 1.3232 | 1.3232 | 1.3232 | 477 | 477 | 477 | 477 | 82 | 82 | 82 | 82 | 0.043497 | 0.043497 | 0.043497 | 0.043497 | 0.0002083 | 1.724 | 2 | 0.00046183 | [15 empty] | 1.8
28019515 |  |  | 2 | 80 | 195 | 15 | 15.9 |  |  |  |  | 3403.4 | 3403.4 | 3403.4 | 3403.4 | 1.3232 | 1.3232 | 1.3232 | 1.3232 | 536 | 536 | 536 | 536 | 92 | 92 | 92 | 92 | 0.056223 | 0.056223 | 0.056223 | 0.056223 | 0.0002083 | 1.724 | 2 | 0.00046183 | [15 empty] | 2
28021515 |  |  | 2 | 80 | 215 | 15 | 15.9 |  |  |  |  | 3777.4 | 3777.4 | 3777.4 | 3777.4 | 1.3232 | 1.3232 | 1.3232 | 1.3232 | 595 | 595 | 595 | 595 | 102 | 102 | 102 | 102 | 0.070862 | 0.070862 | 0.070862 | 0.070862 | 0.0002083 | 1.724 | 2 | 0.00046183 | [15 empty] | 2.2
28023515 |  |  | 2 | 80 | 235 | 15 | 15.9 |  |  |  |  | 4151.4 | 4151.4 | 4151.4 | 4151.4 | 1.3232 | 1.3232 | 1.3232 | 1.3232 | 654 | 654 | 654 | 654 | 112 | 112 | 112 | 112 | 0.087492 | 0.087492 | 0.087492 | 0.087492 | 0.0002083 | 1.724 | 2 | 0.00046183 | [15 empty] | 2.4
2855515 |  |  | 2 | 85 | 55 | 15 | 15.9 |  |  |  |  | 797.58 | 797.58 | 797.58 | 797.58 | 1.317 | 1.317 | 1.317 | 1.317 | 127 | 127 | 127 | 127 | 22 | 22 | 22 | 22 | 0.0025324 | 0.0025324 | 0.0025324 | 0.0025324 | 0.0002083 | 1.724 | 2 | 0.00046183 | [15 empty] | 0.6
2856515 |  |  | 2 | 85 | 65 | 15 | 15.9 |  |  |  |  | 987.48 | 987.48 | 987.48 | 987.48 | 1.317 | 1.317 | 1.317 | 1.317 | 157 | 157 | 157 | 157 | 27 | 27 | 27 | 27 | 0.0039058 | 0.0039058 | 0.0039058 | 0.0039058 | 0.0002083 | 1.724 | 2 | 0.00046183 | [15 empty] | 0.7
2857515 |  |  | 2 | 85 | 75 | 15 | 15.9 |  |  |  |  | 1177.38 | 1177.38 | 1177.38 | 1177.38 | 1.317 | 1.317 | 1.317 | 1.317 | 187 | 187 | 187 | 187 | 32 | 32 | 32 | 32 | 0.005608 | 0.005608 | 0.005608 | 0.005608 | 0.0002083 | 1.724 | 2 | 0.00046183 | [15 empty] | 0.8
2858515 |  |  | 2 | 85 | 85 | 15 | 15.9 |  |  |  |  | 1367.28 | 1367.28 | 1367.28 | 1367.28 | 1.317 | 1.317 | 1.317 | 1.317 | 217 | 217 | 217 | 217 | 37 | 37 | 37 | 37 | 0.0076526 | 0.0076526 | 0.0076526 | 0.0076526 | 0.0002083 | 1.724 | 2 | 0.00046183 | [15 empty] | 0.9
2859515 |  |  | 2 | 85 | 95 | 15 | 15.9 |  |  |  |  | 1557.18 | 1557.18 | 1557.18 | 1557.18 | 1.317 | 1.317 | 1.317 | 1.317 | 248 | 248 | 248 | 248 | 43 | 43 | 43 | 43 | 0.010523 | 0.010523 | 0.010523 | 0.010523 | 0.0002083 | 1.724 | 2 | 0.00046183 | [15 empty] | 1
28510515 |  |  | 2 | 85 | 105 | 15 | 15.9 |  |  |  |  | 1747.08 | 1747.08 | 1747.08 | 1747.08 | 1.317 | 1.317 | 1.317 | 1.317 | 278 | 278 | 278 | 278 | 48 | 48 | 48 | 48 | 0.013355 | 0.013355 | 0.013355 | 0.013355 | 0.0002083 | 1.724 | 2 | 0.00046183 | [15 empty] | 1.1
28511515 |  |  | 2 | 85 | 115 | 15 | 15.9 |  |  |  |  | 1936.98 | 1936.98 | 1936.98 | 1936.98 | 1.317 | 1.317 | 1.317 | 1.317 | 308 | 308 | 308 | 308 | 53 | 53 | 53 | 53 | 0.01657 | 0.01657 | 0.01657 | 0.01657 | 0.0002083 | 1.724 | 2 | 0.00046183 | [15 empty] | 1.2
28513515 |  |  | 2 | 85 | 135 | 15 | 15.9 |  |  |  |  | 2316.78 | 2316.78 | 2316.78 | 2316.78 | 1.317 | 1.317 | 1.317 | 1.317 | 368 | 368 | 368 | 368 | 63 | 63 | 63 | 63 | 0.024191 | 0.024191 | 0.024191 | 0.024191 | 0.0002083 | 1.724 | 2 | 0.00046183 | [15 empty] | 1.4
28515515 |  |  | 2 | 85 | 155 | 15 | 15.9 |  |  |  |  | 2696.58 | 2696.58 | 2696.58 | 2696.58 | 1.317 | 1.317 | 1.317 | 1.317 | 429 | 429 | 429 | 429 | 74 | 74 | 74 | 74 | 0.034367 | 0.034367 | 0.034367 | 0.034367 | 0.0002083 | 1.724 | 2 | 0.00046183 | [15 empty] | 1.6
28517515 |  |  | 2 | 85 | 175 | 15 | 15.9 |  |  |  |  | 3076.38 | 3076.38 | 3076.38 | 3076.38 | 1.317 | 1.317 | 1.317 | 1.317 | 489 | 489 | 489 | 489 | 84 | 84 | 84 | 84 | 0.045554 | 0.045554 | 0.045554 | 0.045554 | 0.0002083 | 1.724 | 2 | 0.00046183 | [15 empty] | 1.8
28519515 |  |  | 2 | 85 | 195 | 15 | 15.9 |  |  |  |  | 3456.18 | 3456.18 | 3456.18 | 3456.18 | 1.317 | 1.317 | 1.317 | 1.317 | 549 | 549 | 549 | 549 | 94 | 94 | 94 | 94 | 0.058583 | 0.058583 | 0.058583 | 0.058583 | 0.0002083 | 1.724 | 2 | 0.00046183 | [15 empty] | 2
28521515 |  |  | 2 | 85 | 215 | 15 | 15.9 |  |  |  |  | 3835.98 | 3835.98 | 3835.98 | 3835.98 | 1.317 | 1.317 | 1.317 | 1.317 | 610 | 610 | 610 | 610 | 105 | 105 | 105 | 105 | 0.074891 | 0.074891 | 0.074891 | 0.074891 | 0.0002083 | 1.724 | 2 | 0.00046183 | [15 empty] | 2.2
28523515 |  |  | 2 | 85 | 235 | 15 | 15.9 |  |  |  |  | 4215.78 | 4215.78 | 4215.78 | 4215.78 | 1.317 | 1.317 | 1.317 | 1.317 | 670 | 670 | 670 | 670 | 115 | 115 | 115 | 115 | 0.092006 | 0.092006 | 0.092006 | 0.092006 | 0.0002083 | 1.724 | 2 | 0.00046183 | [15 empty] | 2.4
2905515 |  |  | 2 | 90 | 55 | 15 | 15.9 |  |  |  |  | 808.08 | 808.08 | 808.08 | 808.08 | 1.3107 | 1.3107 | 1.3107 | 1.3107 | 130 | 130 | 130 | 130 | 22 | 22 | 22 | 22 | 0.0025324 | 0.0025324 | 0.0025324 | 0.0025324 | 0.0002083 | 1.724 | 2 | 0.00046183 | [15 empty] | 0.6
2906515 |  |  | 2 | 90 | 65 | 15 | 15.9 |  |  |  |  | 1000.48 | 1000.48 | 1000.48 | 1000.48 | 1.3107 | 1.3107 | 1.3107 | 1.3107 | 160 | 160 | 160 | 160 | 28 | 28 | 28 | 28 | 0.004194 | 0.004194 | 0.004194 | 0.004194 | 0.0002083 | 1.724 | 2 | 0.00046183 | [15 empty] | 0.7
2907515 |  |  | 2 | 90 | 75 | 15 | 15.9 |  |  |  |  | 1192.88 | 1192.88 | 1192.88 | 1192.88 | 1.3107 | 1.3107 | 1.3107 | 1.3107 | 191 | 191 | 191 | 191 | 33 | 33 | 33 | 33 | 0.0059552 | 0.0059552 | 0.0059552 | 0.0059552 | 0.0002083 | 1.724 | 2 | 0.00046183 | [15 empty] | 0.8
2908515 |  |  | 2 | 90 | 85 | 15 | 15.9 |  |  |  |  | 1385.28 | 1385.28 | 1385.28 | 1385.28 | 1.3107 | 1.3107 | 1.3107 | 1.3107 | 222 | 222 | 222 | 222 | 38 | 38 | 38 | 38 | 0.0080605 | 0.0080605 | 0.0080605 | 0.0080605 | 0.0002083 | 1.724 | 2 | 0.00046183 | [15 empty] | 0.9
2909515 |  |  | 2 | 90 | 95 | 15 | 15.9 |  |  |  |  | 1577.68 | 1577.68 | 1577.68 | 1577.68 | 1.3107 | 1.3107 | 1.3107 | 1.3107 | 253 | 253 | 253 | 253 | 44 | 44 | 44 | 44 | 0.011004 | 0.011004 | 0.011004 | 0.011004 | 0.0002083 | 1.724 | 2 | 0.00046183 | [15 empty] | 1
29010515 |  |  | 2 | 90 | 105 | 15 | 15.9 |  |  |  |  | 1770.08 | 1770.08 | 1770.08 | 1770.08 | 1.3107 | 1.3107 | 1.3107 | 1.3107 | 284 | 284 | 284 | 284 | 49 | 49 | 49 | 49 | 0.0139 | 0.0139 | 0.0139 | 0.0139 | 0.0002083 | 1.724 | 2 | 0.00046183 | [15 empty] | 1.1
29011515 |  |  | 2 | 90 | 115 | 15 | 15.9 |  |  |  |  | 1962.48 | 1962.48 | 1962.48 | 1962.48 | 1.3107 | 1.3107 | 1.3107 | 1.3107 | 315 | 315 | 315 | 315 | 54 | 54 | 54 | 54 | 0.01718 | 0.01718 | 0.01718 | 0.01718 | 0.0002083 | 1.724 | 2 | 0.00046183 | [15 empty] | 1.2
29013515 |  |  | 2 | 90 | 135 | 15 | 15.9 |  |  |  |  | 2347.28 | 2347.28 | 2347.28 | 2347.28 | 1.3107 | 1.3107 | 1.3107 | 1.3107 | 376 | 376 | 376 | 376 | 65 | 65 | 65 | 65 | 0.025695 | 0.025695 | 0.025695 | 0.025695 | 0.0002083 | 1.724 | 2 | 0.00046183 | [15 empty] | 1.4
29015515 |  |  | 2 | 90 | 155 | 15 | 15.9 |  |  |  |  | 2732.08 | 2732.08 | 2732.08 | 2732.08 | 1.3107 | 1.3107 | 1.3107 | 1.3107 | 438 | 438 | 438 | 438 | 75 | 75 | 75 | 75 | 0.035265 | 0.035265 | 0.035265 | 0.035265 | 0.0002083 | 1.724 | 2 | 0.00046183 | [15 empty] | 1.6
29017515 |  |  | 2 | 90 | 175 | 15 | 15.9 |  |  |  |  | 3116.88 | 3116.88 | 3116.88 | 3116.88 | 1.3107 | 1.3107 | 1.3107 | 1.3107 | 500 | 500 | 500 | 500 | 86 | 86 | 86 | 86 | 0.047657 | 0.047657 | 0.047657 | 0.047657 | 0.0002083 | 1.724 | 2 | 0.00046183 | [15 empty] | 1.8
29019515 |  |  | 2 | 90 | 195 | 15 | 15.9 |  |  |  |  | 3501.68 | 3501.68 | 3501.68 | 3501.68 | 1.3107 | 1.3107 | 1.3107 | 1.3107 | 561 | 561 | 561 | 561 | 96 | 96 | 96 | 96 | 0.060991 | 0.060991 | 0.060991 | 0.060991 | 0.0002083 | 1.724 | 2 | 0.00046183 | [15 empty] | 2
29021515 |  |  | 2 | 90 | 215 | 15 | 15.9 |  |  |  |  | 3886.48 | 3886.48 | 3886.48 | 3886.48 | 1.3107 | 1.3107 | 1.3107 | 1.3107 | 623 | 623 | 623 | 623 | 107 | 107 | 107 | 107 | 0.077636 | 0.077636 | 0.077636 | 0.077636 | 0.0002083 | 1.724 | 2 | 0.00046183 | [15 empty] | 2.2
29023515 |  |  | 2 | 90 | 235 | 15 | 15.9 |  |  |  |  | 4271.28 | 4271.28 | 4271.28 | 4271.28 | 1.3107 | 1.3107 | 1.3107 | 1.3107 | 685 | 685 | 685 | 685 | 118 | 118 | 118 | 118 | 0.09663 | 0.09663 | 0.09663 | 0.09663 | 0.0002083 | 1.724 | 2 | 0.00046183 | [15 empty] | 2.4
2955515 |  |  | 2 | 95 | 55 | 15 | 15.9 |  |  |  |  | 817.32 | 817.32 | 817.32 | 817.32 | 1.3044 | 1.3044 | 1.3044 | 1.3044 | 132 | 132 | 132 | 132 | 23 | 23 | 23 | 23 | 0.0027633 | 0.0027633 | 0.0027633 | 0.0027633 | 0.0002083 | 1.724 | 2 | 0.00046183 | [15 empty] | 0.6
2956515 |  |  | 2 | 95 | 65 | 15 | 15.9 |  |  |  |  | 1011.92 | 1011.92 | 1011.92 | 1011.92 | 1.3044 | 1.3044 | 1.3044 | 1.3044 | 164 | 164 | 164 | 164 | 28 | 28 | 28 | 28 | 0.004194 | 0.004194 | 0.004194 | 0.004194 | 0.0002083 | 1.724 | 2 | 0.00046183 | [15 empty] | 0.7
2957515 |  |  | 2 | 95 | 75 | 15 | 15.9 |  |  |  |  | 1206.52 | 1206.52 | 1206.52 | 1206.52 | 1.3044 | 1.3044 | 1.3044 | 1.3044 | 195 | 195 | 195 | 195 | 34 | 34 | 34 | 34 | 0.0063126 | 0.0063126 | 0.0063126 | 0.0063126 | 0.0002083 | 1.724 | 2 | 0.00046183 | [15 empty] | 0.8
2958515 |  |  | 2 | 95 | 85 | 15 | 15.9 |  |  |  |  | 1401.12 | 1401.12 | 1401.12 | 1401.12 | 1.3044 | 1.3044 | 1.3044 | 1.3044 | 227 | 227 | 227 | 227 | 39 | 39 | 39 | 39 | 0.0084789 | 0.0084789 | 0.0084789 | 0.0084789 | 0.0002083 | 1.724 | 2 | 0.00046183 | [15 empty] | 0.9
2959515 |  |  | 2 | 95 | 95 | 15 | 15.9 |  |  |  |  | 1595.72 | 1595.72 | 1595.72 | 1595.72 | 1.3044 | 1.3044 | 1.3044 | 1.3044 | 258 | 258 | 258 | 258 | 44 | 44 | 44 | 44 | 0.011004 | 0.011004 | 0.011004 | 0.011004 | 0.0002083 | 1.724 | 2 | 0.00046183 | [15 empty] | 1
29510515 |  |  | 2 | 95 | 105 | 15 | 15.9 |  |  |  |  | 1790.32 | 1790.32 | 1790.32 | 1790.32 | 1.3044 | 1.3044 | 1.3044 | 1.3044 | 290 | 290 | 290 | 290 | 50 | 50 | 50 | 50 | 0.014456 | 0.014456 | 0.014456 | 0.014456 | 0.0002083 | 1.724 | 2 | 0.00046183 | [15 empty] | 1.1
29511515 |  |  | 2 | 95 | 115 | 15 | 15.9 |  |  |  |  | 1984.92 | 1984.92 | 1984.92 | 1984.92 | 1.3044 | 1.3044 | 1.3044 | 1.3044 | 321 | 321 | 321 | 321 | 55 | 55 | 55 | 55 | 0.017802 | 0.017802 | 0.017802 | 0.017802 | 0.0002083 | 1.724 | 2 | 0.00046183 | [15 empty] | 1.2
29513515 |  |  | 2 | 95 | 135 | 15 | 15.9 |  |  |  |  | 2374.12 | 2374.12 | 2374.12 | 2374.12 | 1.3044 | 1.3044 | 1.3044 | 1.3044 | 384 | 384 | 384 | 384 | 66 | 66 | 66 | 66 | 0.026463 | 0.026463 | 0.026463 | 0.026463 | 0.0002083 | 1.724 | 2 | 0.00046183 | [15 empty] | 1.4
29515515 |  |  | 2 | 95 | 155 | 15 | 15.9 |  |  |  |  | 2763.32 | 2763.32 | 2763.32 | 2763.32 | 1.3044 | 1.3044 | 1.3044 | 1.3044 | 447 | 447 | 447 | 447 | 77 | 77 | 77 | 77 | 0.037096 | 0.037096 | 0.037096 | 0.037096 | 0.0002083 | 1.724 | 2 | 0.00046183 | [15 empty] | 1.6
29517515 |  |  | 2 | 95 | 175 | 15 | 15.9 |  |  |  |  | 3152.52 | 3152.52 | 3152.52 | 3152.52 | 1.3044 | 1.3044 | 1.3044 | 1.3044 | 510 | 510 | 510 | 510 | 88 | 88 | 88 | 88 | 0.049805 | 0.049805 | 0.049805 | 0.049805 | 0.0002083 | 1.724 | 2 | 0.00046183 | [15 empty] | 1.8
29519515 |  |  | 2 | 95 | 195 | 15 | 15.9 |  |  |  |  | 3541.72 | 3541.72 | 3541.72 | 3541.72 | 1.3044 | 1.3044 | 1.3044 | 1.3044 | 573 | 573 | 573 | 573 | 99 | 99 | 99 | 99 | 0.064689 | 0.064689 | 0.064689 | 0.064689 | 0.0002083 | 1.724 | 2 | 0.00046183 | [15 empty] | 2
29521515 |  |  | 2 | 95 | 215 | 15 | 15.9 |  |  |  |  | 3930.92 | 3930.92 | 3930.92 | 3930.92 | 1.3044 | 1.3044 | 1.3044 | 1.3044 | 636 | 636 | 636 | 636 | 109 | 109 | 109 | 109 | 0.080429 | 0.080429 | 0.080429 | 0.080429 | 0.0002083 | 1.724 | 2 | 0.00046183 | [15 empty] | 2.2
29523515 |  |  | 2 | 95 | 235 | 15 | 15.9 |  |  |  |  | 4320.12 | 4320.12 | 4320.12 | 4320.12 | 1.3044 | 1.3044 | 1.3044 | 1.3044 | 699 | 699 | 699 | 699 | 120 | 120 | 120 | 120 | 0.099772 | 0.099772 | 0.099772 | 0.099772 | 0.0002083 | 1.724 | 2 | 0.00046183 | [15 empty] | 2.4
21005515 |  |  | 2 | 100 | 55 | 15 | 15.9 |  |  |  |  | 825.3 | 825.3 | 825.3 | 825.3 | 1.2981 | 1.2981 | 1.2981 | 1.2981 | 135 | 135 | 135 | 135 | 23 | 23 | 23 | 23 | 0.0027633 | 0.0027633 | 0.0027633 | 0.0027633 | 0.0002083 | 1.724 | 2 | 0.00046183 | [15 empty] | 0.6
21006515 |  |  | 2 | 100 | 65 | 15 | 15.9 |  |  |  |  | 1021.8 | 1021.8 | 1021.8 | 1021.8 | 1.2981 | 1.2981 | 1.2981 | 1.2981 | 167 | 167 | 167 | 167 | 29 | 29 | 29 | 29 | 0.0044922 | 0.0044922 | 0.0044922 | 0.0044922 | 0.0002083 | 1.724 | 2 | 0.00046183 | [15 empty] | 0.7
21007515 |  |  | 2 | 100 | 75 | 15 | 15.9 |  |  |  |  | 1218.3 | 1218.3 | 1218.3 | 1218.3 | 1.2981 | 1.2981 | 1.2981 | 1.2981 | 199 | 199 | 199 | 199 | 34 | 34 | 34 | 34 | 0.0063126 | 0.0063126 | 0.0063126 | 0.0063126 | 0.0002083 | 1.724 | 2 | 0.00046183 | [15 empty] | 0.8
21008515 |  |  | 2 | 100 | 85 | 15 | 15.9 |  |  |  |  | 1414.8 | 1414.8 | 1414.8 | 1414.8 | 1.2981 | 1.2981 | 1.2981 | 1.2981 | 231 | 231 | 231 | 231 | 40 | 40 | 40 | 40 | 0.0089076 | 0.0089076 | 0.0089076 | 0.0089076 | 0.0002083 | 1.724 | 2 | 0.00046183 | [15 empty] | 0.9
21009515 |  |  | 2 | 100 | 95 | 15 | 15.9 |  |  |  |  | 1611.3 | 1611.3 | 1611.3 | 1611.3 | 1.2981 | 1.2981 | 1.2981 | 1.2981 | 263 | 263 | 263 | 263 | 45 | 45 | 45 | 45 | 0.011495 | 0.011495 | 0.011495 | 0.011495 | 0.0002083 | 1.724 | 2 | 0.00046183 | [15 empty] | 1
210010515 |  |  | 2 | 100 | 105 | 15 | 15.9 |  |  |  |  | 1807.8 | 1807.8 | 1807.8 | 1807.8 | 1.2981 | 1.2981 | 1.2981 | 1.2981 | 295 | 295 | 295 | 295 | 51 | 51 | 51 | 51 | 0.015022 | 0.015022 | 0.015022 | 0.015022 | 0.0002083 | 1.724 | 2 | 0.00046183 | [15 empty] | 1.1
210011515 |  |  | 2 | 100 | 115 | 15 | 15.9 |  |  |  |  | 2004.3 | 2004.3 | 2004.3 | 2004.3 | 1.2981 | 1.2981 | 1.2981 | 1.2981 | 327 | 327 | 327 | 327 | 56 | 56 | 56 | 56 | 0.018434 | 0.018434 | 0.018434 | 0.018434 | 0.0002083 | 1.724 | 2 | 0.00046183 | [15 empty] | 1.2
210013515 |  |  | 2 | 100 | 135 | 15 | 15.9 |  |  |  |  | 2397.3 | 2397.3 | 2397.3 | 2397.3 | 1.2981 | 1.2981 | 1.2981 | 1.2981 | 391 | 391 | 391 | 391 | 67 | 67 | 67 | 67 | 0.027242 | 0.027242 | 0.027242 | 0.027242 | 0.0002083 | 1.724 | 2 | 0.00046183 | [15 empty] | 1.4
210015515 |  |  | 2 | 100 | 155 | 15 | 15.9 |  |  |  |  | 2790.3 | 2790.3 | 2790.3 | 2790.3 | 1.2981 | 1.2981 | 1.2981 | 1.2981 | 455 | 455 | 455 | 455 | 78 | 78 | 78 | 78 | 0.038029 | 0.038029 | 0.038029 | 0.038029 | 0.0002083 | 1.724 | 2 | 0.00046183 | [15 empty] | 1.6
210017515 |  |  | 2 | 100 | 175 | 15 | 15.9 |  |  |  |  | 3183.3 | 3183.3 | 3183.3 | 3183.3 | 1.2981 | 1.2981 | 1.2981 | 1.2981 | 519 | 519 | 519 | 519 | 89 | 89 | 89 | 89 | 0.050896 | 0.050896 | 0.050896 | 0.050896 | 0.0002083 | 1.724 | 2 | 0.00046183 | [15 empty] | 1.8
210019515 |  |  | 2 | 100 | 195 | 15 | 15.9 |  |  |  |  | 3576.3 | 3576.3 | 3576.3 | 3576.3 | 1.2981 | 1.2981 | 1.2981 | 1.2981 | 584 | 584 | 584 | 584 | 100 | 100 | 100 | 100 | 0.065945 | 0.065945 | 0.065945 | 0.065945 | 0.0002083 | 1.724 | 2 | 0.00046183 | [15 empty] | 2
210021515 |  |  | 2 | 100 | 215 | 15 | 15.9 |  |  |  |  | 3969.3 | 3969.3 | 3969.3 | 3969.3 | 1.2981 | 1.2981 | 1.2981 | 1.2981 | 648 | 648 | 648 | 648 | 111 | 111 | 111 | 111 | 0.083269 | 0.083269 | 0.083269 | 0.083269 | 0.0002083 | 1.724 | 2 | 0.00046183 | [15 empty] | 2.2
210023515 |  |  | 2 | 100 | 235 | 15 | 15.9 |  |  |  |  | 4362.3 | 4362.3 | 4362.3 | 4362.3 | 1.2981 | 1.2981 | 1.2981 | 1.2981 | 712 | 712 | 712 | 712 | 122 | 122 | 122 | 122 | 0.10296 | 0.10296 | 0.10296 | 0.10296 | 0.0002083 | 1.724 | 2 | 0.00046183 | [15 empty] | 2.4
2405520 |  |  | 2 | 40 | 55 | 20 | 20.9 |  |  |  |  | 832.02 | 832.02 | 832.02 | 832.02 | 1.397 | 1.397 | 1.397 | 1.397 | 118 | 118 | 118 | 118 | 20 | 20 | 20 | 20 | 0.0016529 | 0.0016529 | 0.0016529 | 0.0016529 | 0.0001276 | 1.7219 | 2 | 0.00037661 | [15 empty] | 0.7
2406520 |  |  | 2 | 40 | 65 | 20 | 20.9 |  |  |  |  | 1030.12 | 1030.12 | 1030.12 | 1030.12 | 1.397 | 1.397 | 1.397 | 1.397 | 146 | 146 | 146 | 146 | 25 | 25 | 25 | 25 | 0.0026299 | 0.0026299 | 0.0026299 | 0.0026299 | 0.0001276 | 1.7219 | 2 | 0.00037661 | [15 empty] | 0.9
2407520 |  |  | 2 | 40 | 75 | 20 | 20.9 |  |  |  |  | 1228.22 | 1228.22 | 1228.22 | 1228.22 | 1.397 | 1.397 | 1.397 | 1.397 | 175 | 175 | 175 | 175 | 30 | 30 | 30 | 30 | 0.0038514 | 0.0038514 | 0.0038514 | 0.0038514 | 0.0001276 | 1.7219 | 2 | 0.00037661 | [15 empty] | 1
2408520 |  |  | 2 | 40 | 85 | 20 | 20.9 |  |  |  |  | 1426.32 | 1426.32 | 1426.32 | 1426.32 | 1.397 | 1.397 | 1.397 | 1.397 | 203 | 203 | 203 | 203 | 35 | 35 | 35 | 35 | 0.0053259 | 0.0053259 | 0.0053259 | 0.0053259 | 0.0001276 | 1.7219 | 2 | 0.00037661 | [15 empty] | 1.1
2409520 |  |  | 2 | 40 | 95 | 20 | 20.9 |  |  |  |  | 1624.42 | 1624.42 | 1624.42 | 1624.42 | 1.397 | 1.397 | 1.397 | 1.397 | 231 | 231 | 231 | 231 | 40 | 40 | 40 | 40 | 0.0070614 | 0.0070614 | 0.0070614 | 0.0070614 | 0.0001276 | 1.7219 | 2 | 0.00037661 | [15 empty] | 1.3
24010520 |  |  | 2 | 40 | 105 | 20 | 20.9 |  |  |  |  | 1822.52 | 1822.52 | 1822.52 | 1822.52 | 1.397 | 1.397 | 1.397 | 1.397 | 259 | 259 | 259 | 259 | 45 | 45 | 45 | 45 | 0.0090657 | 0.0090657 | 0.0090657 | 0.0090657 | 0.0001276 | 1.7219 | 2 | 0.00037661 | [15 empty] | 1.4
24011520 |  |  | 2 | 40 | 115 | 20 | 20.9 |  |  |  |  | 2020.62 | 2020.62 | 2020.62 | 2020.62 | 1.397 | 1.397 | 1.397 | 1.397 | 287 | 287 | 287 | 287 | 49 | 49 | 49 | 49 | 0.010908 | 0.010908 | 0.010908 | 0.010908 | 0.0001276 | 1.7219 | 2 | 0.00037661 | [15 empty] | 1.5
24013520 |  |  | 2 | 40 | 135 | 20 | 20.9 |  |  |  |  | 2416.82 | 2416.82 | 2416.82 | 2416.82 | 1.397 | 1.397 | 1.397 | 1.397 | 344 | 344 | 344 | 344 | 59 | 59 | 59 | 59 | 0.016226 | 0.016226 | 0.016226 | 0.016226 | 0.0001276 | 1.7219 | 2 | 0.00037661 | [15 empty] | 1.8
24015520 |  |  | 2 | 40 | 155 | 20 | 20.9 |  |  |  |  | 2813.02 | 2813.02 | 2813.02 | 2813.02 | 1.397 | 1.397 | 1.397 | 1.397 | 400 | 400 | 400 | 400 | 69 | 69 | 69 | 69 | 0.022729 | 0.022729 | 0.022729 | 0.022729 | 0.0001276 | 1.7219 | 2 | 0.00037661 | [15 empty] | 2.1
24017520 |  |  | 2 | 40 | 175 | 20 | 20.9 |  |  |  |  | 3209.22 | 3209.22 | 3209.22 | 3209.22 | 1.397 | 1.397 | 1.397 | 1.397 | 456 | 456 | 456 | 456 | 78 | 78 | 78 | 78 | 0.02973 | 0.02973 | 0.02973 | 0.02973 | 0.0001276 | 1.7219 | 2 | 0.00037661 | [15 empty] | 2.3
24019520 |  |  | 2 | 40 | 195 | 20 | 20.9 |  |  |  |  | 3605.42 | 3605.42 | 3605.42 | 3605.42 | 1.397 | 1.397 | 1.397 | 1.397 | 512 | 512 | 512 | 512 | 88 | 88 | 88 | 88 | 0.038651 | 0.038651 | 0.038651 | 0.038651 | 0.0001276 | 1.7219 | 2 | 0.00037661 | [15 empty] | 2.6
24021520 |  |  | 2 | 40 | 215 | 20 | 20.9 |  |  |  |  | 4001.62 | 4001.62 | 4001.62 | 4001.62 | 1.397 | 1.397 | 1.397 | 1.397 | 569 | 569 | 569 | 569 | 98 | 98 | 98 | 98 | 0.048909 | 0.048909 | 0.048909 | 0.048909 | 0.0001276 | 1.7219 | 2 | 0.00037661 | [15 empty] | 2.9
24023520 |  |  | 2 | 40 | 235 | 20 | 20.9 |  |  |  |  | 4397.82 | 4397.82 | 4397.82 | 4397.82 | 1.397 | 1.397 | 1.397 | 1.397 | 625 | 625 | 625 | 625 | 108 | 108 | 108 | 108 | 0.06055 | 0.06055 | 0.06055 | 0.06055 | 0.0001276 | 1.7219 | 2 | 0.00037661 | [15 empty] | 3.1
2455520 |  |  | 2 | 45 | 55 | 20 | 20.9 |  |  |  |  | 870.66 | 870.66 | 870.66 | 870.66 | 1.3839 | 1.3839 | 1.3839 | 1.3839 | 126 | 126 | 126 | 126 | 22 | 22 | 22 | 22 | 0.0019944 | 0.0019944 | 0.0019944 | 0.0019944 | 0.0001276 | 1.7219 | 2 | 0.00037661 | [15 empty] | 0.7
2456520 |  |  | 2 | 45 | 65 | 20 | 20.9 |  |  |  |  | 1077.96 | 1077.96 | 1077.96 | 1077.96 | 1.3839 | 1.3839 | 1.3839 | 1.3839 | 156 | 156 | 156 | 156 | 27 | 27 | 27 | 27 | 0.0030595 | 0.0030595 | 0.0030595 | 0.0030595 | 0.0001276 | 1.7219 | 2 | 0.00037661 | [15 empty] | 0.9
2457520 |  |  | 2 | 45 | 75 | 20 | 20.9 |  |  |  |  | 1285.26 | 1285.26 | 1285.26 | 1285.26 | 1.3839 | 1.3839 | 1.3839 | 1.3839 | 186 | 186 | 186 | 186 | 32 | 32 | 32 | 32 | 0.0043713 | 0.0043713 | 0.0043713 | 0.0043713 | 0.0001276 | 1.7219 | 2 | 0.00037661 | [15 empty] | 1
2458520 |  |  | 2 | 45 | 85 | 20 | 20.9 |  |  |  |  | 1492.56 | 1492.56 | 1492.56 | 1492.56 | 1.3839 | 1.3839 | 1.3839 | 1.3839 | 216 | 216 | 216 | 216 | 37 | 37 | 37 | 37 | 0.0059382 | 0.0059382 | 0.0059382 | 0.0059382 | 0.0001276 | 1.7219 | 2 | 0.00037661 | [15 empty] | 1.1
2459520 |  |  | 2 | 45 | 95 | 20 | 20.9 |  |  |  |  | 1699.86 | 1699.86 | 1699.86 | 1699.86 | 1.3839 | 1.3839 | 1.3839 | 1.3839 | 246 | 246 | 246 | 246 | 42 | 42 | 42 | 42 | 0.0077681 | 0.0077681 | 0.0077681 | 0.0077681 | 0.0001276 | 1.7219 | 2 | 0.00037661 | [15 empty] | 1.3
24510520 |  |  | 2 | 45 | 105 | 20 | 20.9 |  |  |  |  | 1907.16 | 1907.16 | 1907.16 | 1907.16 | 1.3839 | 1.3839 | 1.3839 | 1.3839 | 276 | 276 | 276 | 276 | 47 | 47 | 47 | 47 | 0.0098686 | 0.0098686 | 0.0098686 | 0.0098686 | 0.0001276 | 1.7219 | 2 | 0.00037661 | [15 empty] | 1.4
24511520 |  |  | 2 | 45 | 115 | 20 | 20.9 |  |  |  |  | 2114.46 | 2114.46 | 2114.46 | 2114.46 | 1.3839 | 1.3839 | 1.3839 | 1.3839 | 306 | 306 | 306 | 306 | 53 | 53 | 53 | 53 | 0.01271 | 0.01271 | 0.01271 | 0.01271 | 0.0001276 | 1.7219 | 2 | 0.00037661 | [15 empty] | 1.5
24513520 |  |  | 2 | 45 | 135 | 20 | 20.9 |  |  |  |  | 2529.06 | 2529.06 | 2529.06 | 2529.06 | 1.3839 | 1.3839 | 1.3839 | 1.3839 | 366 | 366 | 366 | 366 | 63 | 63 | 63 | 63 | 0.018431 | 0.018431 | 0.018431 | 0.018431 | 0.0001276 | 1.7219 | 2 | 0.00037661 | [15 empty] | 1.8
24515520 |  |  | 2 | 45 | 155 | 20 | 20.9 |  |  |  |  | 2943.66 | 2943.66 | 2943.66 | 2943.66 | 1.3839 | 1.3839 | 1.3839 | 1.3839 | 426 | 426 | 426 | 426 | 73 | 73 | 73 | 73 | 0.025351 | 0.025351 | 0.025351 | 0.025351 | 0.0001276 | 1.7219 | 2 | 0.00037661 | [15 empty] | 2.1
24517520 |  |  | 2 | 45 | 175 | 20 | 20.9 |  |  |  |  | 3358.26 | 3358.26 | 3358.26 | 3358.26 | 1.3839 | 1.3839 | 1.3839 | 1.3839 | 486 | 486 | 486 | 486 | 84 | 84 | 84 | 84 | 0.034308 | 0.034308 | 0.034308 | 0.034308 | 0.0001276 | 1.7219 | 2 | 0.00037661 | [15 empty] | 2.3
24519520 |  |  | 2 | 45 | 195 | 20 | 20.9 |  |  |  |  | 3772.86 | 3772.86 | 3772.86 | 3772.86 | 1.3839 | 1.3839 | 1.3839 | 1.3839 | 546 | 546 | 546 | 546 | 94 | 94 | 94 | 94 | 0.043893 | 0.043893 | 0.043893 | 0.043893 | 0.0001276 | 1.7219 | 2 | 0.00037661 | [15 empty] | 2.6
24521520 |  |  | 2 | 45 | 215 | 20 | 20.9 |  |  |  |  | 4187.46 | 4187.46 | 4187.46 | 4187.46 | 1.3839 | 1.3839 | 1.3839 | 1.3839 | 606 | 606 | 606 | 606 | 104 | 104 | 104 | 104 | 0.054833 | 0.054833 | 0.054833 | 0.054833 | 0.0001276 | 1.7219 | 2 | 0.00037661 | [15 empty] | 2.9
24523520 |  |  | 2 | 45 | 235 | 20 | 20.9 |  |  |  |  | 4602.06 | 4602.06 | 4602.06 | 4602.06 | 1.3839 | 1.3839 | 1.3839 | 1.3839 | 666 | 666 | 666 | 666 | 115 | 115 | 115 | 115 | 0.06831 | 0.06831 | 0.06831 | 0.06831 | 0.0001276 | 1.7219 | 2 | 0.00037661 | [15 empty] | 3.1
2505520 |  |  | 2 | 50 | 55 | 20 | 20.9 |  |  |  |  | 904.68 | 904.68 | 904.68 | 904.68 | 1.3707 | 1.3707 | 1.3707 | 1.3707 | 133 | 133 | 133 | 133 | 23 | 23 | 23 | 23 | 0.002177 | 0.002177 | 0.002177 | 0.002177 | 0.0001276 | 1.7219 | 2 | 0.00037661 | [15 empty] | 0.7
2506520 |  |  | 2 | 50 | 65 | 20 | 20.9 |  |  |  |  | 1120.08 | 1120.08 | 1120.08 | 1120.08 | 1.3707 | 1.3707 | 1.3707 | 1.3707 | 165 | 165 | 165 | 165 | 28 | 28 | 28 | 28 | 0.0032863 | 0.0032863 | 0.0032863 | 0.0032863 | 0.0001276 | 1.7219 | 2 | 0.00037661 | [15 empty] | 0.9
2507520 |  |  | 2 | 50 | 75 | 20 | 20.9 |  |  |  |  | 1335.48 | 1335.48 | 1335.48 | 1335.48 | 1.3707 | 1.3707 | 1.3707 | 1.3707 | 197 | 197 | 197 | 197 | 34 | 34 | 34 | 34 | 0.0049237 | 0.0049237 | 0.0049237 | 0.0049237 | 0.0001276 | 1.7219 | 2 | 0.00037661 | [15 empty] | 1
2508520 |  |  | 2 | 50 | 85 | 20 | 20.9 |  |  |  |  | 1550.88 | 1550.88 | 1550.88 | 1550.88 | 1.3707 | 1.3707 | 1.3707 | 1.3707 | 229 | 229 | 229 | 229 | 39 | 39 | 39 | 39 | 0.0065832 | 0.0065832 | 0.0065832 | 0.0065832 | 0.0001276 | 1.7219 | 2 | 0.00037661 | [15 empty] | 1.1
2509520 |  |  | 2 | 50 | 95 | 20 | 20.9 |  |  |  |  | 1766.28 | 1766.28 | 1766.28 | 1766.28 | 1.3707 | 1.3707 | 1.3707 | 1.3707 | 260 | 260 | 260 | 260 | 45 | 45 | 45 | 45 | 0.00889 | 0.00889 | 0.00889 | 0.00889 | 0.0001276 | 1.7219 | 2 | 0.00037661 | [15 empty] | 1.3
25010520 |  |  | 2 | 50 | 105 | 20 | 20.9 |  |  |  |  | 1981.68 | 1981.68 | 1981.68 | 1981.68 | 1.3707 | 1.3707 | 1.3707 | 1.3707 | 292 | 292 | 292 | 292 | 50 | 50 | 50 | 50 | 0.011135 | 0.011135 | 0.011135 | 0.011135 | 0.0001276 | 1.7219 | 2 | 0.00037661 | [15 empty] | 1.4
25011520 |  |  | 2 | 50 | 115 | 20 | 20.9 |  |  |  |  | 2197.08 | 2197.08 | 2197.08 | 2197.08 | 1.3707 | 1.3707 | 1.3707 | 1.3707 | 324 | 324 | 324 | 324 | 56 | 56 | 56 | 56 | 0.01415 | 0.01415 | 0.01415 | 0.01415 | 0.0001276 | 1.7219 | 2 | 0.00037661 | [15 empty] | 1.5
25013520 |  |  | 2 | 50 | 135 | 20 | 20.9 |  |  |  |  | 2627.88 | 2627.88 | 2627.88 | 2627.88 | 1.3707 | 1.3707 | 1.3707 | 1.3707 | 388 | 388 | 388 | 388 | 67 | 67 | 67 | 67 | 0.020773 | 0.020773 | 0.020773 | 0.020773 | 0.0001276 | 1.7219 | 2 | 0.00037661 | [15 empty] | 1.8
25015520 |  |  | 2 | 50 | 155 | 20 | 20.9 |  |  |  |  | 3058.68 | 3058.68 | 3058.68 | 3058.68 | 1.3707 | 1.3707 | 1.3707 | 1.3707 | 451 | 451 | 451 | 451 | 78 | 78 | 78 | 78 | 0.028824 | 0.028824 | 0.028824 | 0.028824 | 0.0001276 | 1.7219 | 2 | 0.00037661 | [15 empty] | 2.1
25017520 |  |  | 2 | 50 | 175 | 20 | 20.9 |  |  |  |  | 3489.48 | 3489.48 | 3489.48 | 3489.48 | 1.3707 | 1.3707 | 1.3707 | 1.3707 | 515 | 515 | 515 | 515 | 89 | 89 | 89 | 89 | 0.038365 | 0.038365 | 0.038365 | 0.038365 | 0.0001276 | 1.7219 | 2 | 0.00037661 | [15 empty] | 2.3
25019520 |  |  | 2 | 50 | 195 | 20 | 20.9 |  |  |  |  | 3920.28 | 3920.28 | 3920.28 | 3920.28 | 1.3707 | 1.3707 | 1.3707 | 1.3707 | 578 | 578 | 578 | 578 | 99 | 99 | 99 | 99 | 0.048508 | 0.048508 | 0.048508 | 0.048508 | 0.0001276 | 1.7219 | 2 | 0.00037661 | [15 empty] | 2.6
25021520 |  |  | 2 | 50 | 215 | 20 | 20.9 |  |  |  |  | 4351.08 | 4351.08 | 4351.08 | 4351.08 | 1.3707 | 1.3707 | 1.3707 | 1.3707 | 642 | 642 | 642 | 642 | 110 | 110 | 110 | 110 | 0.061084 | 0.061084 | 0.061084 | 0.061084 | 0.0001276 | 1.7219 | 2 | 0.00037661 | [15 empty] | 2.9
25023520 |  |  | 2 | 50 | 235 | 20 | 20.9 |  |  |  |  | 4781.88 | 4781.88 | 4781.88 | 4781.88 | 1.3707 | 1.3707 | 1.3707 | 1.3707 | 705 | 705 | 705 | 705 | 121 | 121 | 121 | 121 | 0.075321 | 0.075321 | 0.075321 | 0.075321 | 0.0001276 | 1.7219 | 2 | 0.00037661 | [15 empty] | 3.1
2555520 |  |  | 2 | 55 | 55 | 20 | 20.9 |  |  |  |  | 934.5 | 934.5 | 934.5 | 934.5 | 1.3575 | 1.3575 | 1.3575 | 1.3575 | 140 | 140 | 140 | 140 | 24 | 24 | 24 | 24 | 0.0023676 | 0.0023676 | 0.0023676 | 0.0023676 | 0.0001276 | 1.7219 | 2 | 0.00037661 | [15 empty] | 0.7
2556520 |  |  | 2 | 55 | 65 | 20 | 20.9 |  |  |  |  | 1157 | 1157 | 1157 | 1157 | 1.3575 | 1.3575 | 1.3575 | 1.3575 | 174 | 174 | 174 | 174 | 30 | 30 | 30 | 30 | 0.003764 | 0.003764 | 0.003764 | 0.003764 | 0.0001276 | 1.7219 | 2 | 0.00037661 | [15 empty] | 0.9
2557520 |  |  | 2 | 55 | 75 | 20 | 20.9 |  |  |  |  | 1379.5 | 1379.5 | 1379.5 | 1379.5 | 1.3575 | 1.3575 | 1.3575 | 1.3575 | 207 | 207 | 207 | 207 | 36 | 36 | 36 | 36 | 0.0055083 | 0.0055083 | 0.0055083 | 0.0055083 | 0.0001276 | 1.7219 | 2 | 0.00037661 | [15 empty] | 1
2558520 |  |  | 2 | 55 | 85 | 20 | 20.9 |  |  |  |  | 1602 | 1602 | 1602 | 1602 | 1.3575 | 1.3575 | 1.3575 | 1.3575 | 241 | 241 | 241 | 241 | 41 | 41 | 41 | 41 | 0.0072609 | 0.0072609 | 0.0072609 | 0.0072609 | 0.0001276 | 1.7219 | 2 | 0.00037661 | [15 empty] | 1.1
2559520 |  |  | 2 | 55 | 95 | 20 | 20.9 |  |  |  |  | 1824.5 | 1824.5 | 1824.5 | 1824.5 | 1.3575 | 1.3575 | 1.3575 | 1.3575 | 274 | 274 | 274 | 274 | 47 | 47 | 47 | 47 | 0.0096792 | 0.0096792 | 0.0096792 | 0.0096792 | 0.0001276 | 1.7219 | 2 | 0.00037661 | [15 empty] | 1.3
25510520 |  |  | 2 | 55 | 105 | 20 | 20.9 |  |  |  |  | 2047 | 2047 | 2047 | 2047 | 1.3575 | 1.3575 | 1.3575 | 1.3575 | 307 | 307 | 307 | 307 | 53 | 53 | 53 | 53 | 0.012477 | 0.012477 | 0.012477 | 0.012477 | 0.0001276 | 1.7219 | 2 | 0.00037661 | [15 empty] | 1.4
25511520 |  |  | 2 | 55 | 115 | 20 | 20.9 |  |  |  |  | 2269.5 | 2269.5 | 2269.5 | 2269.5 | 1.3575 | 1.3575 | 1.3575 | 1.3575 | 341 | 341 | 341 | 341 | 59 | 59 | 59 | 59 | 0.015666 | 0.015666 | 0.015666 | 0.015666 | 0.0001276 | 1.7219 | 2 | 0.00037661 | [15 empty] | 1.5
25513520 |  |  | 2 | 55 | 135 | 20 | 20.9 |  |  |  |  | 2714.5 | 2714.5 | 2714.5 | 2714.5 | 1.3575 | 1.3575 | 1.3575 | 1.3575 | 408 | 408 | 408 | 408 | 70 | 70 | 70 | 70 | 0.022619 | 0.022619 | 0.022619 | 0.022619 | 0.0001276 | 1.7219 | 2 | 0.00037661 | [15 empty] | 1.8
25515520 |  |  | 2 | 55 | 155 | 20 | 20.9 |  |  |  |  | 3159.5 | 3159.5 | 3159.5 | 3159.5 | 1.3575 | 1.3575 | 1.3575 | 1.3575 | 475 | 475 | 475 | 475 | 82 | 82 | 82 | 82 | 0.031759 | 0.031759 | 0.031759 | 0.031759 | 0.0001276 | 1.7219 | 2 | 0.00037661 | [15 empty] | 2.1
25517520 |  |  | 2 | 55 | 175 | 20 | 20.9 |  |  |  |  | 3604.5 | 3604.5 | 3604.5 | 3604.5 | 1.3575 | 1.3575 | 1.3575 | 1.3575 | 541 | 541 | 541 | 541 | 93 | 93 | 93 | 93 | 0.04177 | 0.04177 | 0.04177 | 0.04177 | 0.0001276 | 1.7219 | 2 | 0.00037661 | [15 empty] | 2.3
25519520 |  |  | 2 | 55 | 195 | 20 | 20.9 |  |  |  |  | 4049.5 | 4049.5 | 4049.5 | 4049.5 | 1.3575 | 1.3575 | 1.3575 | 1.3575 | 608 | 608 | 608 | 608 | 105 | 105 | 105 | 105 | 0.05434 | 0.05434 | 0.05434 | 0.05434 | 0.0001276 | 1.7219 | 2 | 0.00037661 | [15 empty] | 2.6
25521520 |  |  | 2 | 55 | 215 | 20 | 20.9 |  |  |  |  | 4494.5 | 4494.5 | 4494.5 | 4494.5 | 1.3575 | 1.3575 | 1.3575 | 1.3575 | 675 | 675 | 675 | 675 | 116 | 116 | 116 | 116 | 0.067661 | 0.067661 | 0.067661 | 0.067661 | 0.0001276 | 1.7219 | 2 | 0.00037661 | [15 empty] | 2.9
25523520 |  |  | 2 | 55 | 235 | 20 | 20.9 |  |  |  |  | 4939.5 | 4939.5 | 4939.5 | 4939.5 | 1.3575 | 1.3575 | 1.3575 | 1.3575 | 742 | 742 | 742 | 742 | 128 | 128 | 128 | 128 | 0.083918 | 0.083918 | 0.083918 | 0.083918 | 0.0001276 | 1.7219 | 2 | 0.00037661 | [15 empty] | 3.1
2605520 |  |  | 2 | 60 | 55 | 20 | 20.9 |  |  |  |  | 960.54 | 960.54 | 960.54 | 960.54 | 1.3443 | 1.3443 | 1.3443 | 1.3443 | 147 | 147 | 147 | 147 | 25 | 25 | 25 | 25 | 0.002566 | 0.002566 | 0.002566 | 0.002566 | 0.0001276 | 1.7219 | 2 | 0.00037661 | [15 empty] | 0.7
2606520 |  |  | 2 | 60 | 65 | 20 | 20.9 |  |  |  |  | 1189.24 | 1189.24 | 1189.24 | 1189.24 | 1.3443 | 1.3443 | 1.3443 | 1.3443 | 182 | 182 | 182 | 182 | 31 | 31 | 31 | 31 | 0.0040148 | 0.0040148 | 0.0040148 | 0.0040148 | 0.0001276 | 1.7219 | 2 | 0.00037661 | [15 empty] | 0.9
2607520 |  |  | 2 | 60 | 75 | 20 | 20.9 |  |  |  |  | 1417.94 | 1417.94 | 1417.94 | 1417.94 | 1.3443 | 1.3443 | 1.3443 | 1.3443 | 217 | 217 | 217 | 217 | 37 | 37 | 37 | 37 | 0.0058128 | 0.0058128 | 0.0058128 | 0.0058128 | 0.0001276 | 1.7219 | 2 | 0.00037661 | [15 empty] | 1
2608520 |  |  | 2 | 60 | 85 | 20 | 20.9 |  |  |  |  | 1646.64 | 1646.64 | 1646.64 | 1646.64 | 1.3443 | 1.3443 | 1.3443 | 1.3443 | 252 | 252 | 252 | 252 | 43 | 43 | 43 | 43 | 0.0079713 | 0.0079713 | 0.0079713 | 0.0079713 | 0.0001276 | 1.7219 | 2 | 0.00037661 | [15 empty] | 1.1
2609520 |  |  | 2 | 60 | 95 | 20 | 20.9 |  |  |  |  | 1875.34 | 1875.34 | 1875.34 | 1875.34 | 1.3443 | 1.3443 | 1.3443 | 1.3443 | 287 | 287 | 287 | 287 | 49 | 49 | 49 | 49 | 0.010501 | 0.010501 | 0.010501 | 0.010501 | 0.0001276 | 1.7219 | 2 | 0.00037661 | [15 empty] | 1.3
26010520 |  |  | 2 | 60 | 105 | 20 | 20.9 |  |  |  |  | 2104.04 | 2104.04 | 2104.04 | 2104.04 | 1.3443 | 1.3443 | 1.3443 | 1.3443 | 322 | 322 | 322 | 322 | 55 | 55 | 55 | 55 | 0.013414 | 0.013414 | 0.013414 | 0.013414 | 0.0001276 | 1.7219 | 2 | 0.00037661 | [15 empty] | 1.4
26011520 |  |  | 2 | 60 | 115 | 20 | 20.9 |  |  |  |  | 2332.74 | 2332.74 | 2332.74 | 2332.74 | 1.3443 | 1.3443 | 1.3443 | 1.3443 | 357 | 357 | 357 | 357 | 61 | 61 | 61 | 61 | 0.016718 | 0.016718 | 0.016718 | 0.016718 | 0.0001276 | 1.7219 | 2 | 0.00037661 | [15 empty] | 1.5
26013520 |  |  | 2 | 60 | 135 | 20 | 20.9 |  |  |  |  | 2790.14 | 2790.14 | 2790.14 | 2790.14 | 1.3443 | 1.3443 | 1.3443 | 1.3443 | 427 | 427 | 427 | 427 | 73 | 73 | 73 | 73 | 0.024542 | 0.024542 | 0.024542 | 0.024542 | 0.0001276 | 1.7219 | 2 | 0.00037661 | [15 empty] | 1.8
26015520 |  |  | 2 | 60 | 155 | 20 | 20.9 |  |  |  |  | 3247.54 | 3247.54 | 3247.54 | 3247.54 | 1.3443 | 1.3443 | 1.3443 | 1.3443 | 497 | 497 | 497 | 497 | 85 | 85 | 85 | 85 | 0.034051 | 0.034051 | 0.034051 | 0.034051 | 0.0001276 | 1.7219 | 2 | 0.00037661 | [15 empty] | 2.1
26017520 |  |  | 2 | 60 | 175 | 20 | 20.9 |  |  |  |  | 3704.94 | 3704.94 | 3704.94 | 3704.94 | 1.3443 | 1.3443 | 1.3443 | 1.3443 | 567 | 567 | 567 | 567 | 98 | 98 | 98 | 98 | 0.046224 | 0.046224 | 0.046224 | 0.046224 | 0.0001276 | 1.7219 | 2 | 0.00037661 | [15 empty] | 2.3
26019520 |  |  | 2 | 60 | 195 | 20 | 20.9 |  |  |  |  | 4162.34 | 4162.34 | 4162.34 | 4162.34 | 1.3443 | 1.3443 | 1.3443 | 1.3443 | 637 | 637 | 637 | 637 | 110 | 110 | 110 | 110 | 0.059446 | 0.059446 | 0.059446 | 0.059446 | 0.0001276 | 1.7219 | 2 | 0.00037661 | [15 empty] | 2.6
26021520 |  |  | 2 | 60 | 215 | 20 | 20.9 |  |  |  |  | 4619.74 | 4619.74 | 4619.74 | 4619.74 | 1.3443 | 1.3443 | 1.3443 | 1.3443 | 707 | 707 | 707 | 707 | 122 | 122 | 122 | 122 | 0.074565 | 0.074565 | 0.074565 | 0.074565 | 0.0001276 | 1.7219 | 2 | 0.00037661 | [15 empty] | 2.9
26023520 |  |  | 2 | 60 | 235 | 20 | 20.9 |  |  |  |  | 5077.14 | 5077.14 | 5077.14 | 5077.14 | 1.3443 | 1.3443 | 1.3443 | 1.3443 | 777 | 777 | 777 | 777 | 134 | 134 | 134 | 134 | 0.091645 | 0.091645 | 0.091645 | 0.091645 | 0.0001276 | 1.7219 | 2 | 0.00037661 | [15 empty] | 3.1
2655520 |  |  | 2 | 65 | 55 | 20 | 20.9 |  |  |  |  | 982.8 | 982.8 | 982.8 | 982.8 | 1.3312 | 1.3312 | 1.3312 | 1.3312 | 153 | 153 | 153 | 153 | 26 | 26 | 26 | 26 | 0.0027724 | 0.0027724 | 0.0027724 | 0.0027724 | 0.0001276 | 1.7219 | 2 | 0.00037661 | [15 empty] | 0.7
2656520 |  |  | 2 | 65 | 65 | 20 | 20.9 |  |  |  |  | 1216.8 | 1216.8 | 1216.8 | 1216.8 | 1.3312 | 1.3312 | 1.3312 | 1.3312 | 190 | 190 | 190 | 190 | 33 | 33 | 33 | 33 | 0.0045404 | 0.0045404 | 0.0045404 | 0.0045404 | 0.0001276 | 1.7219 | 2 | 0.00037661 | [15 empty] | 0.9
2657520 |  |  | 2 | 65 | 75 | 20 | 20.9 |  |  |  |  | 1450.8 | 1450.8 | 1450.8 | 1450.8 | 1.3312 | 1.3312 | 1.3312 | 1.3312 | 226 | 226 | 226 | 226 | 39 | 39 | 39 | 39 | 0.0064459 | 0.0064459 | 0.0064459 | 0.0064459 | 0.0001276 | 1.7219 | 2 | 0.00037661 | [15 empty] | 1
2658520 |  |  | 2 | 65 | 85 | 20 | 20.9 |  |  |  |  | 1684.8 | 1684.8 | 1684.8 | 1684.8 | 1.3312 | 1.3312 | 1.3312 | 1.3312 | 263 | 263 | 263 | 263 | 45 | 45 | 45 | 45 | 0.0087143 | 0.0087143 | 0.0087143 | 0.0087143 | 0.0001276 | 1.7219 | 2 | 0.00037661 | [15 empty] | 1.1
2659520 |  |  | 2 | 65 | 95 | 20 | 20.9 |  |  |  |  | 1918.8 | 1918.8 | 1918.8 | 1918.8 | 1.3312 | 1.3312 | 1.3312 | 1.3312 | 299 | 299 | 299 | 299 | 51 | 51 | 51 | 51 | 0.011356 | 0.011356 | 0.011356 | 0.011356 | 0.0001276 | 1.7219 | 2 | 0.00037661 | [15 empty] | 1.3
26510520 |  |  | 2 | 65 | 105 | 20 | 20.9 |  |  |  |  | 2152.8 | 2152.8 | 2152.8 | 2152.8 | 1.3312 | 1.3312 | 1.3312 | 1.3312 | 335 | 335 | 335 | 335 | 58 | 58 | 58 | 58 | 0.01488 | 0.01488 | 0.01488 | 0.01488 | 0.0001276 | 1.7219 | 2 | 0.00037661 | [15 empty] | 1.4
26511520 |  |  | 2 | 65 | 115 | 20 | 20.9 |  |  |  |  | 2386.8 | 2386.8 | 2386.8 | 2386.8 | 1.3312 | 1.3312 | 1.3312 | 1.3312 | 372 | 372 | 372 | 372 | 64 | 64 | 64 | 64 | 0.018359 | 0.018359 | 0.018359 | 0.018359 | 0.0001276 | 1.7219 | 2 | 0.00037661 | [15 empty] | 1.5
26513520 |  |  | 2 | 65 | 135 | 20 | 20.9 |  |  |  |  | 2854.8 | 2854.8 | 2854.8 | 2854.8 | 1.3312 | 1.3312 | 1.3312 | 1.3312 | 445 | 445 | 445 | 445 | 77 | 77 | 77 | 77 | 0.027226 | 0.027226 | 0.027226 | 0.027226 | 0.0001276 | 1.7219 | 2 | 0.00037661 | [15 empty] | 1.8
26515520 |  |  | 2 | 65 | 155 | 20 | 20.9 |  |  |  |  | 3322.8 | 3322.8 | 3322.8 | 3322.8 | 1.3312 | 1.3312 | 1.3312 | 1.3312 | 518 | 518 | 518 | 518 | 89 | 89 | 89 | 89 | 0.037228 | 0.037228 | 0.037228 | 0.037228 | 0.0001276 | 1.7219 | 2 | 0.00037661 | [15 empty] | 2.1
26517520 |  |  | 2 | 65 | 175 | 20 | 20.9 |  |  |  |  | 3790.8 | 3790.8 | 3790.8 | 3790.8 | 1.3312 | 1.3312 | 1.3312 | 1.3312 | 591 | 591 | 591 | 591 | 102 | 102 | 102 | 102 | 0.049946 | 0.049946 | 0.049946 | 0.049946 | 0.0001276 | 1.7219 | 2 | 0.00037661 | [15 empty] | 2.3
26519520 |  |  | 2 | 65 | 195 | 20 | 20.9 |  |  |  |  | 4258.8 | 4258.8 | 4258.8 | 4258.8 | 1.3312 | 1.3312 | 1.3312 | 1.3312 | 664 | 664 | 664 | 664 | 114 | 114 | 114 | 114 | 0.063691 | 0.063691 | 0.063691 | 0.063691 | 0.0001276 | 1.7219 | 2 | 0.00037661 | [15 empty] | 2.6
26521520 |  |  | 2 | 65 | 215 | 20 | 20.9 |  |  |  |  | 4726.8 | 4726.8 | 4726.8 | 4726.8 | 1.3312 | 1.3312 | 1.3312 | 1.3312 | 737 | 737 | 737 | 737 | 127 | 127 | 127 | 127 | 0.080565 | 0.080565 | 0.080565 | 0.080565 | 0.0001276 | 1.7219 | 2 | 0.00037661 | [15 empty] | 2.9
26523520 |  |  | 2 | 65 | 235 | 20 | 20.9 |  |  |  |  | 5194.8 | 5194.8 | 5194.8 | 5194.8 | 1.3312 | 1.3312 | 1.3312 | 1.3312 | 809 | 809 | 809 | 809 | 139 | 139 | 139 | 139 | 0.098335 | 0.098335 | 0.098335 | 0.098335 | 0.0001276 | 1.7219 | 2 | 0.00037661 | [15 empty] | 3.1
2705520 |  |  | 2 | 70 | 55 | 20 | 20.9 |  |  |  |  | 1002.54 | 1002.54 | 1002.54 | 1002.54 | 1.318 | 1.318 | 1.318 | 1.318 | 159 | 159 | 159 | 159 | 27 | 27 | 27 | 27 | 0.0029866 | 0.0029866 | 0.0029866 | 0.0029866 | 0.0001276 | 1.7219 | 2 | 0.00037661 | [15 empty] | 0.7
2706520 |  |  | 2 | 70 | 65 | 20 | 20.9 |  |  |  |  | 1241.24 | 1241.24 | 1241.24 | 1241.24 | 1.318 | 1.318 | 1.318 | 1.318 | 197 | 197 | 197 | 197 | 34 | 34 | 34 | 34 | 0.0048152 | 0.0048152 | 0.0048152 | 0.0048152 | 0.0001276 | 1.7219 | 2 | 0.00037661 | [15 empty] | 0.9
2707520 |  |  | 2 | 70 | 75 | 20 | 20.9 |  |  |  |  | 1479.94 | 1479.94 | 1479.94 | 1479.94 | 1.318 | 1.318 | 1.318 | 1.318 | 235 | 235 | 235 | 235 | 40 | 40 | 40 | 40 | 0.0067746 | 0.0067746 | 0.0067746 | 0.0067746 | 0.0001276 | 1.7219 | 2 | 0.00037661 | [15 empty] | 1
2708520 |  |  | 2 | 70 | 85 | 20 | 20.9 |  |  |  |  | 1718.64 | 1718.64 | 1718.64 | 1718.64 | 1.318 | 1.318 | 1.318 | 1.318 | 273 | 273 | 273 | 273 | 47 | 47 | 47 | 47 | 0.0094898 | 0.0094898 | 0.0094898 | 0.0094898 | 0.0001276 | 1.7219 | 2 | 0.00037661 | [15 empty] | 1.1
2709520 |  |  | 2 | 70 | 95 | 20 | 20.9 |  |  |  |  | 1957.34 | 1957.34 | 1957.34 | 1957.34 | 1.318 | 1.318 | 1.318 | 1.318 | 311 | 311 | 311 | 311 | 53 | 53 | 53 | 53 | 0.012244 | 0.012244 | 0.012244 | 0.012244 | 0.0001276 | 1.7219 | 2 | 0.00037661 | [15 empty] | 1.3
27010520 |  |  | 2 | 70 | 105 | 20 | 20.9 |  |  |  |  | 2196.04 | 2196.04 | 2196.04 | 2196.04 | 1.318 | 1.318 | 1.318 | 1.318 | 349 | 349 | 349 | 349 | 60 | 60 | 60 | 60 | 0.015899 | 0.015899 | 0.015899 | 0.015899 | 0.0001276 | 1.7219 | 2 | 0.00037661 | [15 empty] | 1.4
27011520 |  |  | 2 | 70 | 115 | 20 | 20.9 |  |  |  |  | 2434.74 | 2434.74 | 2434.74 | 2434.74 | 1.318 | 1.318 | 1.318 | 1.318 | 386 | 386 | 386 | 386 | 66 | 66 | 66 | 66 | 0.019495 | 0.019495 | 0.019495 | 0.019495 | 0.0001276 | 1.7219 | 2 | 0.00037661 | [15 empty] | 1.5
27013520 |  |  | 2 | 70 | 135 | 20 | 20.9 |  |  |  |  | 2912.14 | 2912.14 | 2912.14 | 2912.14 | 1.318 | 1.318 | 1.318 | 1.318 | 462 | 462 | 462 | 462 | 79 | 79 | 79 | 79 | 0.028619 | 0.028619 | 0.028619 | 0.028619 | 0.0001276 | 1.7219 | 2 | 0.00037661 | [15 empty] | 1.8
27015520 |  |  | 2 | 70 | 155 | 20 | 20.9 |  |  |  |  | 3389.54 | 3389.54 | 3389.54 | 3389.54 | 1.318 | 1.318 | 1.318 | 1.318 | 538 | 538 | 538 | 538 | 93 | 93 | 93 | 93 | 0.040544 | 0.040544 | 0.040544 | 0.040544 | 0.0001276 | 1.7219 | 2 | 0.00037661 | [15 empty] | 2.1
27017520 |  |  | 2 | 70 | 175 | 20 | 20.9 |  |  |  |  | 3866.94 | 3866.94 | 3866.94 | 3866.94 | 1.318 | 1.318 | 1.318 | 1.318 | 614 | 614 | 614 | 614 | 106 | 106 | 106 | 106 | 0.053807 | 0.053807 | 0.053807 | 0.053807 | 0.0001276 | 1.7219 | 2 | 0.00037661 | [15 empty] | 2.3
27019520 |  |  | 2 | 70 | 195 | 20 | 20.9 |  |  |  |  | 4344.34 | 4344.34 | 4344.34 | 4344.34 | 1.318 | 1.318 | 1.318 | 1.318 | 690 | 690 | 690 | 690 | 119 | 119 | 119 | 119 | 0.069197 | 0.069197 | 0.069197 | 0.069197 | 0.0001276 | 1.7219 | 2 | 0.00037661 | [15 empty] | 2.6
27021520 |  |  | 2 | 70 | 215 | 20 | 20.9 |  |  |  |  | 4821.74 | 4821.74 | 4821.74 | 4821.74 | 1.318 | 1.318 | 1.318 | 1.318 | 765 | 765 | 765 | 765 | 132 | 132 | 132 | 132 | 0.086791 | 0.086791 | 0.086791 | 0.086791 | 0.0001276 | 1.7219 | 2 | 0.00037661 | [15 empty] | 2.9
27023520 |  |  | 2 | 70 | 235 | 20 | 20.9 |  |  |  |  | 5299.14 | 5299.14 | 5299.14 | 5299.14 | 1.318 | 1.318 | 1.318 | 1.318 | 841 | 841 | 841 | 841 | 145 | 145 | 145 | 145 | 0.10666 | 0.10666 | 0.10666 | 0.10666 | 0.0001276 | 1.7219 | 2 | 0.00037661 | [15 empty] | 3.1
2755520 |  |  | 2 | 75 | 55 | 20 | 20.9 |  |  |  |  | 1019.34 | 1019.34 | 1019.34 | 1019.34 | 1.3141 | 1.3141 | 1.3141 | 1.3141 | 163 | 163 | 163 | 163 | 28 | 28 | 28 | 28 | 0.0032087 | 0.0032087 | 0.0032087 | 0.0032087 | 0.0001276 | 1.7219 | 2 | 0.00037661 | [15 empty] | 0.7
2756520 |  |  | 2 | 75 | 65 | 20 | 20.9 |  |  |  |  | 1262.04 | 1262.04 | 1262.04 | 1262.04 | 1.3141 | 1.3141 | 1.3141 | 1.3141 | 201 | 201 | 201 | 201 | 35 | 35 | 35 | 35 | 0.005098 | 0.005098 | 0.005098 | 0.005098 | 0.0001276 | 1.7219 | 2 | 0.00037661 | [15 empty] | 0.9
2757520 |  |  | 2 | 75 | 75 | 20 | 20.9 |  |  |  |  | 1504.74 | 1504.74 | 1504.74 | 1504.74 | 1.3141 | 1.3141 | 1.3141 | 1.3141 | 240 | 240 | 240 | 240 | 41 | 41 | 41 | 41 | 0.0071113 | 0.0071113 | 0.0071113 | 0.0071113 | 0.0001276 | 1.7219 | 2 | 0.00037661 | [15 empty] | 1
2758520 |  |  | 2 | 75 | 85 | 20 | 20.9 |  |  |  |  | 1747.44 | 1747.44 | 1747.44 | 1747.44 | 1.3141 | 1.3141 | 1.3141 | 1.3141 | 279 | 279 | 279 | 279 | 48 | 48 | 48 | 48 | 0.0098898 | 0.0098898 | 0.0098898 | 0.0098898 | 0.0001276 | 1.7219 | 2 | 0.00037661 | [15 empty] | 1.1
2759520 |  |  | 2 | 75 | 95 | 20 | 20.9 |  |  |  |  | 1990.14 | 1990.14 | 1990.14 | 1990.14 | 1.3141 | 1.3141 | 1.3141 | 1.3141 | 318 | 318 | 318 | 318 | 55 | 55 | 55 | 55 | 0.013165 | 0.013165 | 0.013165 | 0.013165 | 0.0001276 | 1.7219 | 2 | 0.00037661 | [15 empty] | 1.3
27510520 |  |  | 2 | 75 | 105 | 20 | 20.9 |  |  |  |  | 2232.84 | 2232.84 | 2232.84 | 2232.84 | 1.3141 | 1.3141 | 1.3141 | 1.3141 | 356 | 356 | 356 | 356 | 61 | 61 | 61 | 61 | 0.016421 | 0.016421 | 0.016421 | 0.016421 | 0.0001276 | 1.7219 | 2 | 0.00037661 | [15 empty] | 1.4
27511520 |  |  | 2 | 75 | 115 | 20 | 20.9 |  |  |  |  | 2475.54 | 2475.54 | 2475.54 | 2475.54 | 1.3141 | 1.3141 | 1.3141 | 1.3141 | 395 | 395 | 395 | 395 | 68 | 68 | 68 | 68 | 0.020665 | 0.020665 | 0.020665 | 0.020665 | 0.0001276 | 1.7219 | 2 | 0.00037661 | [15 empty] | 1.5
27513520 |  |  | 2 | 75 | 135 | 20 | 20.9 |  |  |  |  | 2960.94 | 2960.94 | 2960.94 | 2960.94 | 1.3141 | 1.3141 | 1.3141 | 1.3141 | 473 | 473 | 473 | 473 | 81 | 81 | 81 | 81 | 0.030045 | 0.030045 | 0.030045 | 0.030045 | 0.0001276 | 1.7219 | 2 | 0.00037661 | [15 empty] | 1.8
27515520 |  |  | 2 | 75 | 155 | 20 | 20.9 |  |  |  |  | 3446.34 | 3446.34 | 3446.34 | 3446.34 | 1.3141 | 1.3141 | 1.3141 | 1.3141 | 550 | 550 | 550 | 550 | 95 | 95 | 95 | 95 | 0.042253 | 0.042253 | 0.042253 | 0.042253 | 0.0001276 | 1.7219 | 2 | 0.00037661 | [15 empty] | 2.1
27517520 |  |  | 2 | 75 | 175 | 20 | 20.9 |  |  |  |  | 3931.74 | 3931.74 | 3931.74 | 3931.74 | 1.3141 | 1.3141 | 1.3141 | 1.3141 | 627 | 627 | 627 | 627 | 108 | 108 | 108 | 108 | 0.05579 | 0.05579 | 0.05579 | 0.05579 | 0.0001276 | 1.7219 | 2 | 0.00037661 | [15 empty] | 2.3
27519520 |  |  | 2 | 75 | 195 | 20 | 20.9 |  |  |  |  | 4417.14 | 4417.14 | 4417.14 | 4417.14 | 1.3141 | 1.3141 | 1.3141 | 1.3141 | 705 | 705 | 705 | 705 | 121 | 121 | 121 | 121 | 0.071462 | 0.071462 | 0.071462 | 0.071462 | 0.0001276 | 1.7219 | 2 | 0.00037661 | [15 empty] | 2.6
27521520 |  |  | 2 | 75 | 215 | 20 | 20.9 |  |  |  |  | 4902.54 | 4902.54 | 4902.54 | 4902.54 | 1.3141 | 1.3141 | 1.3141 | 1.3141 | 782 | 782 | 782 | 782 | 135 | 135 | 135 | 135 | 0.090635 | 0.090635 | 0.090635 | 0.090635 | 0.0001276 | 1.7219 | 2 | 0.00037661 | [15 empty] | 2.9
27523520 |  |  | 2 | 75 | 235 | 20 | 20.9 |  |  |  |  | 5387.94 | 5387.94 | 5387.94 | 5387.94 | 1.3141 | 1.3141 | 1.3141 | 1.3141 | 860 | 860 | 860 | 860 | 148 | 148 | 148 | 148 | 0.11095 | 0.11095 | 0.11095 | 0.11095 | 0.0001276 | 1.7219 | 2 | 0.00037661 | [15 empty] | 3.1
2805520 |  |  | 2 | 80 | 55 | 20 | 20.9 |  |  |  |  | 1034.04 | 1034.04 | 1034.04 | 1034.04 | 1.3101 | 1.3101 | 1.3101 | 1.3101 | 166 | 166 | 166 | 166 | 29 | 29 | 29 | 29 | 0.0034387 | 0.0034387 | 0.0034387 | 0.0034387 | 0.0001276 | 1.7219 | 2 | 0.00037661 | [15 empty] | 0.7
2806520 |  |  | 2 | 80 | 65 | 20 | 20.9 |  |  |  |  | 1280.24 | 1280.24 | 1280.24 | 1280.24 | 1.3101 | 1.3101 | 1.3101 | 1.3101 | 205 | 205 | 205 | 205 | 35 | 35 | 35 | 35 | 0.005098 | 0.005098 | 0.005098 | 0.005098 | 0.0001276 | 1.7219 | 2 | 0.00037661 | [15 empty] | 0.9
2807520 |  |  | 2 | 80 | 75 | 20 | 20.9 |  |  |  |  | 1526.44 | 1526.44 | 1526.44 | 1526.44 | 1.3101 | 1.3101 | 1.3101 | 1.3101 | 245 | 245 | 245 | 245 | 42 | 42 | 42 | 42 | 0.007456 | 0.007456 | 0.007456 | 0.007456 | 0.0001276 | 1.7219 | 2 | 0.00037661 | [15 empty] | 1
2808520 |  |  | 2 | 80 | 85 | 20 | 20.9 |  |  |  |  | 1772.64 | 1772.64 | 1772.64 | 1772.64 | 1.3101 | 1.3101 | 1.3101 | 1.3101 | 284 | 284 | 284 | 284 | 49 | 49 | 49 | 49 | 0.010298 | 0.010298 | 0.010298 | 0.010298 | 0.0001276 | 1.7219 | 2 | 0.00037661 | [15 empty] | 1.1
2809520 |  |  | 2 | 80 | 95 | 20 | 20.9 |  |  |  |  | 2018.84 | 2018.84 | 2018.84 | 2018.84 | 1.3101 | 1.3101 | 1.3101 | 1.3101 | 324 | 324 | 324 | 324 | 56 | 56 | 56 | 56 | 0.013638 | 0.013638 | 0.013638 | 0.013638 | 0.0001276 | 1.7219 | 2 | 0.00037661 | [15 empty] | 1.3
28010520 |  |  | 2 | 80 | 105 | 20 | 20.9 |  |  |  |  | 2265.04 | 2265.04 | 2265.04 | 2265.04 | 1.3101 | 1.3101 | 1.3101 | 1.3101 | 363 | 363 | 363 | 363 | 62 | 62 | 62 | 62 | 0.016951 | 0.016951 | 0.016951 | 0.016951 | 0.0001276 | 1.7219 | 2 | 0.00037661 | [15 empty] | 1.4
28011520 |  |  | 2 | 80 | 115 | 20 | 20.9 |  |  |  |  | 2511.24 | 2511.24 | 2511.24 | 2511.24 | 1.3101 | 1.3101 | 1.3101 | 1.3101 | 403 | 403 | 403 | 403 | 69 | 69 | 69 | 69 | 0.021262 | 0.021262 | 0.021262 | 0.021262 | 0.0001276 | 1.7219 | 2 | 0.00037661 | [15 empty] | 1.5
28013520 |  |  | 2 | 80 | 135 | 20 | 20.9 |  |  |  |  | 3003.64 | 3003.64 | 3003.64 | 3003.64 | 1.3101 | 1.3101 | 1.3101 | 1.3101 | 482 | 482 | 482 | 482 | 83 | 83 | 83 | 83 | 0.031506 | 0.031506 | 0.031506 | 0.031506 | 0.0001276 | 1.7219 | 2 | 0.00037661 | [15 empty] | 1.8
28015520 |  |  | 2 | 80 | 155 | 20 | 20.9 |  |  |  |  | 3496.04 | 3496.04 | 3496.04 | 3496.04 | 1.3101 | 1.3101 | 1.3101 | 1.3101 | 561 | 561 | 561 | 561 | 96 | 96 | 96 | 96 | 0.043121 | 0.043121 | 0.043121 | 0.043121 | 0.0001276 | 1.7219 | 2 | 0.00037661 | [15 empty] | 2.1
28017520 |  |  | 2 | 80 | 175 | 20 | 20.9 |  |  |  |  | 3988.44 | 3988.44 | 3988.44 | 3988.44 | 1.3101 | 1.3101 | 1.3101 | 1.3101 | 640 | 640 | 640 | 640 | 110 | 110 | 110 | 110 | 0.057809 | 0.057809 | 0.057809 | 0.057809 | 0.0001276 | 1.7219 | 2 | 0.00037661 | [15 empty] | 2.3
28019520 |  |  | 2 | 80 | 195 | 20 | 20.9 |  |  |  |  | 4480.84 | 4480.84 | 4480.84 | 4480.84 | 1.3101 | 1.3101 | 1.3101 | 1.3101 | 719 | 719 | 719 | 719 | 124 | 124 | 124 | 124 | 0.074925 | 0.074925 | 0.074925 | 0.074925 | 0.0001276 | 1.7219 | 2 | 0.00037661 | [15 empty] | 2.6
28021520 |  |  | 2 | 80 | 215 | 20 | 20.9 |  |  |  |  | 4973.24 | 4973.24 | 4973.24 | 4973.24 | 1.3101 | 1.3101 | 1.3101 | 1.3101 | 798 | 798 | 798 | 798 | 137 | 137 | 137 | 137 | 0.093242 | 0.093242 | 0.093242 | 0.093242 | 0.0001276 | 1.7219 | 2 | 0.00037661 | [15 empty] | 2.9
28023520 |  |  | 2 | 80 | 235 | 20 | 20.9 |  |  |  |  | 5465.64 | 5465.64 | 5465.64 | 5465.64 | 1.3101 | 1.3101 | 1.3101 | 1.3101 | 877 | 877 | 877 | 877 | 151 | 151 | 151 | 151 | 0.11532 | 0.11532 | 0.11532 | 0.11532 | 0.0001276 | 1.7219 | 2 | 0.00037661 | [15 empty] | 3.1
2855520 |  |  | 2 | 85 | 55 | 20 | 20.9 |  |  |  |  | 1046.22 | 1046.22 | 1046.22 | 1046.22 | 1.3062 | 1.3062 | 1.3062 | 1.3062 | 169 | 169 | 169 | 169 | 29 | 29 | 29 | 29 | 0.0034387 | 0.0034387 | 0.0034387 | 0.0034387 | 0.0001276 | 1.7219 | 2 | 0.00037661 | [15 empty] | 0.7
2856520 |  |  | 2 | 85 | 65 | 20 | 20.9 |  |  |  |  | 1295.32 | 1295.32 | 1295.32 | 1295.32 | 1.3062 | 1.3062 | 1.3062 | 1.3062 | 209 | 209 | 209 | 209 | 36 | 36 | 36 | 36 | 0.0053887 | 0.0053887 | 0.0053887 | 0.0053887 | 0.0001276 | 1.7219 | 2 | 0.00037661 | [15 empty] | 0.9
2857520 |  |  | 2 | 85 | 75 | 20 | 20.9 |  |  |  |  | 1544.42 | 1544.42 | 1544.42 | 1544.42 | 1.3062 | 1.3062 | 1.3062 | 1.3062 | 249 | 249 | 249 | 249 | 43 | 43 | 43 | 43 | 0.0078088 | 0.0078088 | 0.0078088 | 0.0078088 | 0.0001276 | 1.7219 | 2 | 0.00037661 | [15 empty] | 1
2858520 |  |  | 2 | 85 | 85 | 20 | 20.9 |  |  |  |  | 1793.52 | 1793.52 | 1793.52 | 1793.52 | 1.3062 | 1.3062 | 1.3062 | 1.3062 | 289 | 289 | 289 | 289 | 50 | 50 | 50 | 50 | 0.010714 | 0.010714 | 0.010714 | 0.010714 | 0.0001276 | 1.7219 | 2 | 0.00037661 | [15 empty] | 1.1
2859520 |  |  | 2 | 85 | 95 | 20 | 20.9 |  |  |  |  | 2042.62 | 2042.62 | 2042.62 | 2042.62 | 1.3062 | 1.3062 | 1.3062 | 1.3062 | 330 | 330 | 330 | 330 | 57 | 57 | 57 | 57 | 0.014119 | 0.014119 | 0.014119 | 0.014119 | 0.0001276 | 1.7219 | 2 | 0.00037661 | [15 empty] | 1.3
28510520 |  |  | 2 | 85 | 105 | 20 | 20.9 |  |  |  |  | 2291.72 | 2291.72 | 2291.72 | 2291.72 | 1.3062 | 1.3062 | 1.3062 | 1.3062 | 370 | 370 | 370 | 370 | 64 | 64 | 64 | 64 | 0.018037 | 0.018037 | 0.018037 | 0.018037 | 0.0001276 | 1.7219 | 2 | 0.00037661 | [15 empty] | 1.4
28511520 |  |  | 2 | 85 | 115 | 20 | 20.9 |  |  |  |  | 2540.82 | 2540.82 | 2540.82 | 2540.82 | 1.3062 | 1.3062 | 1.3062 | 1.3062 | 410 | 410 | 410 | 410 | 71 | 71 | 71 | 71 | 0.022481 | 0.022481 | 0.022481 | 0.022481 | 0.0001276 | 1.7219 | 2 | 0.00037661 | [15 empty] | 1.5
28513520 |  |  | 2 | 85 | 135 | 20 | 20.9 |  |  |  |  | 3039.02 | 3039.02 | 3039.02 | 3039.02 | 1.3062 | 1.3062 | 1.3062 | 1.3062 | 490 | 490 | 490 | 490 | 84 | 84 | 84 | 84 | 0.032249 | 0.032249 | 0.032249 | 0.032249 | 0.0001276 | 1.7219 | 2 | 0.00037661 | [15 empty] | 1.8
28515520 |  |  | 2 | 85 | 155 | 20 | 20.9 |  |  |  |  | 3537.22 | 3537.22 | 3537.22 | 3537.22 | 1.3062 | 1.3062 | 1.3062 | 1.3062 | 571 | 571 | 571 | 571 | 98 | 98 | 98 | 98 | 0.044882 | 0.044882 | 0.044882 | 0.044882 | 0.0001276 | 1.7219 | 2 | 0.00037661 | [15 empty] | 2.1
28517520 |  |  | 2 | 85 | 175 | 20 | 20.9 |  |  |  |  | 4035.42 | 4035.42 | 4035.42 | 4035.42 | 1.3062 | 1.3062 | 1.3062 | 1.3062 | 651 | 651 | 651 | 651 | 112 | 112 | 112 | 112 | 0.059862 | 0.059862 | 0.059862 | 0.059862 | 0.0001276 | 1.7219 | 2 | 0.00037661 | [15 empty] | 2.3
28519520 |  |  | 2 | 85 | 195 | 20 | 20.9 |  |  |  |  | 4533.62 | 4533.62 | 4533.62 | 4533.62 | 1.3062 | 1.3062 | 1.3062 | 1.3062 | 732 | 732 | 732 | 732 | 126 | 126 | 126 | 126 | 0.077278 | 0.077278 | 0.077278 | 0.077278 | 0.0001276 | 1.7219 | 2 | 0.00037661 | [15 empty] | 2.6
28521520 |  |  | 2 | 85 | 215 | 20 | 20.9 |  |  |  |  | 5031.82 | 5031.82 | 5031.82 | 5031.82 | 1.3062 | 1.3062 | 1.3062 | 1.3062 | 812 | 812 | 812 | 812 | 140 | 140 | 140 | 140 | 0.09722 | 0.09722 | 0.09722 | 0.09722 | 0.0001276 | 1.7219 | 2 | 0.00037661 | [15 empty] | 2.9
28523520 |  |  | 2 | 85 | 235 | 20 | 20.9 |  |  |  |  | 5530.02 | 5530.02 | 5530.02 | 5530.02 | 1.3062 | 1.3062 | 1.3062 | 1.3062 | 892 | 892 | 892 | 892 | 153 | 153 | 153 | 153 | 0.11828 | 0.11828 | 0.11828 | 0.11828 | 0.0001276 | 1.7219 | 2 | 0.00037661 | [15 empty] | 3.1
2905520 |  |  | 2 | 90 | 55 | 20 | 20.9 |  |  |  |  | 1056.3 | 1056.3 | 1056.3 | 1056.3 | 1.3023 | 1.3023 | 1.3023 | 1.3023 | 171 | 171 | 171 | 171 | 29 | 29 | 29 | 29 | 0.0034387 | 0.0034387 | 0.0034387 | 0.0034387 | 0.0001276 | 1.7219 | 2 | 0.00037661 | [15 empty] | 0.7
2906520 |  |  | 2 | 90 | 65 | 20 | 20.9 |  |  |  |  | 1307.8 | 1307.8 | 1307.8 | 1307.8 | 1.3023 | 1.3023 | 1.3023 | 1.3023 | 212 | 212 | 212 | 212 | 36 | 36 | 36 | 36 | 0.0053887 | 0.0053887 | 0.0053887 | 0.0053887 | 0.0001276 | 1.7219 | 2 | 0.00037661 | [15 empty] | 0.9
2907520 |  |  | 2 | 90 | 75 | 20 | 20.9 |  |  |  |  | 1559.3 | 1559.3 | 1559.3 | 1559.3 | 1.3023 | 1.3023 | 1.3023 | 1.3023 | 253 | 253 | 253 | 253 | 44 | 44 | 44 | 44 | 0.0081697 | 0.0081697 | 0.0081697 | 0.0081697 | 0.0001276 | 1.7219 | 2 | 0.00037661 | [15 empty] | 1
2908520 |  |  | 2 | 90 | 85 | 20 | 20.9 |  |  |  |  | 1810.8 | 1810.8 | 1810.8 | 1810.8 | 1.3023 | 1.3023 | 1.3023 | 1.3023 | 294 | 294 | 294 | 294 | 51 | 51 | 51 | 51 | 0.011139 | 0.011139 | 0.011139 | 0.011139 | 0.0001276 | 1.7219 | 2 | 0.00037661 | [15 empty] | 1.1
2909520 |  |  | 2 | 90 | 95 | 20 | 20.9 |  |  |  |  | 2062.3 | 2062.3 | 2062.3 | 2062.3 | 1.3023 | 1.3023 | 1.3023 | 1.3023 | 335 | 335 | 335 | 335 | 58 | 58 | 58 | 58 | 0.014608 | 0.014608 | 0.014608 | 0.014608 | 0.0001276 | 1.7219 | 2 | 0.00037661 | [15 empty] | 1.3
29010520 |  |  | 2 | 90 | 105 | 20 | 20.9 |  |  |  |  | 2313.8 | 2313.8 | 2313.8 | 2313.8 | 1.3023 | 1.3023 | 1.3023 | 1.3023 | 375 | 375 | 375 | 375 | 65 | 65 | 65 | 65 | 0.018592 | 0.018592 | 0.018592 | 0.018592 | 0.0001276 | 1.7219 | 2 | 0.00037661 | [15 empty] | 1.4
29011520 |  |  | 2 | 90 | 115 | 20 | 20.9 |  |  |  |  | 2565.3 | 2565.3 | 2565.3 | 2565.3 | 1.3023 | 1.3023 | 1.3023 | 1.3023 | 416 | 416 | 416 | 416 | 72 | 72 | 72 | 72 | 0.023104 | 0.023104 | 0.023104 | 0.023104 | 0.0001276 | 1.7219 | 2 | 0.00037661 | [15 empty] | 1.5
29013520 |  |  | 2 | 90 | 135 | 20 | 20.9 |  |  |  |  | 3068.3 | 3068.3 | 3068.3 | 3068.3 | 1.3023 | 1.3023 | 1.3023 | 1.3023 | 498 | 498 | 498 | 498 | 86 | 86 | 86 | 86 | 0.033761 | 0.033761 | 0.033761 | 0.033761 | 0.0001276 | 1.7219 | 2 | 0.00037661 | [15 empty] | 1.8
29015520 |  |  | 2 | 90 | 155 | 20 | 20.9 |  |  |  |  | 3571.3 | 3571.3 | 3571.3 | 3571.3 | 1.3023 | 1.3023 | 1.3023 | 1.3023 | 579 | 579 | 579 | 579 | 100 | 100 | 100 | 100 | 0.046678 | 0.046678 | 0.046678 | 0.046678 | 0.0001276 | 1.7219 | 2 | 0.00037661 | [15 empty] | 2.1
29017520 |  |  | 2 | 90 | 175 | 20 | 20.9 |  |  |  |  | 4074.3 | 4074.3 | 4074.3 | 4074.3 | 1.3023 | 1.3023 | 1.3023 | 1.3023 | 661 | 661 | 661 | 661 | 114 | 114 | 114 | 114 | 0.06195 | 0.06195 | 0.06195 | 0.06195 | 0.0001276 | 1.7219 | 2 | 0.00037661 | [15 empty] | 2.3
29019520 |  |  | 2 | 90 | 195 | 20 | 20.9 |  |  |  |  | 4577.3 | 4577.3 | 4577.3 | 4577.3 | 1.3023 | 1.3023 | 1.3023 | 1.3023 | 743 | 743 | 743 | 743 | 128 | 128 | 128 | 128 | 0.079667 | 0.079667 | 0.079667 | 0.079667 | 0.0001276 | 1.7219 | 2 | 0.00037661 | [15 empty] | 2.6
29021520 |  |  | 2 | 90 | 215 | 20 | 20.9 |  |  |  |  | 5080.3 | 5080.3 | 5080.3 | 5080.3 | 1.3023 | 1.3023 | 1.3023 | 1.3023 | 824 | 824 | 824 | 824 | 142 | 142 | 142 | 142 | 0.099917 | 0.099917 | 0.099917 | 0.099917 | 0.0001276 | 1.7219 | 2 | 0.00037661 | [15 empty] | 2.9
29023520 |  |  | 2 | 90 | 235 | 20 | 20.9 |  |  |  |  | 5583.3 | 5583.3 | 5583.3 | 5583.3 | 1.3023 | 1.3023 | 1.3023 | 1.3023 | 906 | 906 | 906 | 906 | 156 | 156 | 156 | 156 | 0.12278 | 0.12278 | 0.12278 | 0.12278 | 0.0001276 | 1.7219 | 2 | 0.00037661 | [15 empty] | 3.1
2955520 |  |  | 2 | 95 | 55 | 20 | 20.9 |  |  |  |  | 1064.28 | 1064.28 | 1064.28 | 1064.28 | 1.2983 | 1.2983 | 1.2983 | 1.2983 | 174 | 174 | 174 | 174 | 30 | 30 | 30 | 30 | 0.0036766 | 0.0036766 | 0.0036766 | 0.0036766 | 0.0001276 | 1.7219 | 2 | 0.00037661 | [15 empty] | 0.7
2956520 |  |  | 2 | 95 | 65 | 20 | 20.9 |  |  |  |  | 1317.68 | 1317.68 | 1317.68 | 1317.68 | 1.2983 | 1.2983 | 1.2983 | 1.2983 | 215 | 215 | 215 | 215 | 37 | 37 | 37 | 37 | 0.0056874 | 0.0056874 | 0.0056874 | 0.0056874 | 0.0001276 | 1.7219 | 2 | 0.00037661 | [15 empty] | 0.9
2957520 |  |  | 2 | 95 | 75 | 20 | 20.9 |  |  |  |  | 1571.08 | 1571.08 | 1571.08 | 1571.08 | 1.2983 | 1.2983 | 1.2983 | 1.2983 | 256 | 256 | 256 | 256 | 44 | 44 | 44 | 44 | 0.0081697 | 0.0081697 | 0.0081697 | 0.0081697 | 0.0001276 | 1.7219 | 2 | 0.00037661 | [15 empty] | 1
2958520 |  |  | 2 | 95 | 85 | 20 | 20.9 |  |  |  |  | 1824.48 | 1824.48 | 1824.48 | 1824.48 | 1.2983 | 1.2983 | 1.2983 | 1.2983 | 298 | 298 | 298 | 298 | 51 | 51 | 51 | 51 | 0.011139 | 0.011139 | 0.011139 | 0.011139 | 0.0001276 | 1.7219 | 2 | 0.00037661 | [15 empty] | 1.1
2959520 |  |  | 2 | 95 | 95 | 20 | 20.9 |  |  |  |  | 2077.88 | 2077.88 | 2077.88 | 2077.88 | 1.2983 | 1.2983 | 1.2983 | 1.2983 | 339 | 339 | 339 | 339 | 58 | 58 | 58 | 58 | 0.014608 | 0.014608 | 0.014608 | 0.014608 | 0.0001276 | 1.7219 | 2 | 0.00037661 | [15 empty] | 1.3
29510520 |  |  | 2 | 95 | 105 | 20 | 20.9 |  |  |  |  | 2331.28 | 2331.28 | 2331.28 | 2331.28 | 1.2983 | 1.2983 | 1.2983 | 1.2983 | 380 | 380 | 380 | 380 | 65 | 65 | 65 | 65 | 0.018592 | 0.018592 | 0.018592 | 0.018592 | 0.0001276 | 1.7219 | 2 | 0.00037661 | [15 empty] | 1.4
29511520 |  |  | 2 | 95 | 115 | 20 | 20.9 |  |  |  |  | 2584.68 | 2584.68 | 2584.68 | 2584.68 | 1.2983 | 1.2983 | 1.2983 | 1.2983 | 422 | 422 | 422 | 422 | 73 | 73 | 73 | 73 | 0.023734 | 0.023734 | 0.023734 | 0.023734 | 0.0001276 | 1.7219 | 2 | 0.00037661 | [15 empty] | 1.5
29513520 |  |  | 2 | 95 | 135 | 20 | 20.9 |  |  |  |  | 3091.48 | 3091.48 | 3091.48 | 3091.48 | 1.2983 | 1.2983 | 1.2983 | 1.2983 | 504 | 504 | 504 | 504 | 87 | 87 | 87 | 87 | 0.034529 | 0.034529 | 0.034529 | 0.034529 | 0.0001276 | 1.7219 | 2 | 0.00037661 | [15 empty] | 1.8
29515520 |  |  | 2 | 95 | 155 | 20 | 20.9 |  |  |  |  | 3598.28 | 3598.28 | 3598.28 | 3598.28 | 1.2983 | 1.2983 | 1.2983 | 1.2983 | 587 | 587 | 587 | 587 | 101 | 101 | 101 | 101 | 0.047589 | 0.047589 | 0.047589 | 0.047589 | 0.0001276 | 1.7219 | 2 | 0.00037661 | [15 empty] | 2.1
29517520 |  |  | 2 | 95 | 175 | 20 | 20.9 |  |  |  |  | 4105.08 | 4105.08 | 4105.08 | 4105.08 | 1.2983 | 1.2983 | 1.2983 | 1.2983 | 670 | 670 | 670 | 670 | 115 | 115 | 115 | 115 | 0.063007 | 0.063007 | 0.063007 | 0.063007 | 0.0001276 | 1.7219 | 2 | 0.00037661 | [15 empty] | 2.3
29519520 |  |  | 2 | 95 | 195 | 20 | 20.9 |  |  |  |  | 4611.88 | 4611.88 | 4611.88 | 4611.88 | 1.2983 | 1.2983 | 1.2983 | 1.2983 | 752 | 752 | 752 | 752 | 129 | 129 | 129 | 129 | 0.080874 | 0.080874 | 0.080874 | 0.080874 | 0.0001276 | 1.7219 | 2 | 0.00037661 | [15 empty] | 2.6
29521520 |  |  | 2 | 95 | 215 | 20 | 20.9 |  |  |  |  | 5118.68 | 5118.68 | 5118.68 | 5118.68 | 1.2983 | 1.2983 | 1.2983 | 1.2983 | 835 | 835 | 835 | 835 | 144 | 144 | 144 | 144 | 0.10265 | 0.10265 | 0.10265 | 0.10265 | 0.0001276 | 1.7219 | 2 | 0.00037661 | [15 empty] | 2.9
29523520 |  |  | 2 | 95 | 235 | 20 | 20.9 |  |  |  |  | 5625.48 | 5625.48 | 5625.48 | 5625.48 | 1.2983 | 1.2983 | 1.2983 | 1.2983 | 918 | 918 | 918 | 918 | 158 | 158 | 158 | 158 | 0.12583 | 0.12583 | 0.12583 | 0.12583 | 0.0001276 | 1.7219 | 2 | 0.00037661 | [15 empty] | 3.1
21005520 |  |  | 2 | 100 | 55 | 20 | 20.9 |  |  |  |  | 1071 | 1071 | 1071 | 1071 | 1.2944 | 1.2944 | 1.2944 | 1.2944 | 176 | 176 | 176 | 176 | 30 | 30 | 30 | 30 | 0.0036766 | 0.0036766 | 0.0036766 | 0.0036766 | 0.0001276 | 1.7219 | 2 | 0.00037661 | [15 empty] | 0.7
21006520 |  |  | 2 | 100 | 65 | 20 | 20.9 |  |  |  |  | 1326 | 1326 | 1326 | 1326 | 1.2944 | 1.2944 | 1.2944 | 1.2944 | 218 | 218 | 218 | 218 | 37 | 37 | 37 | 37 | 0.0056874 | 0.0056874 | 0.0056874 | 0.0056874 | 0.0001276 | 1.7219 | 2 | 0.00037661 | [15 empty] | 0.9
21007520 |  |  | 2 | 100 | 75 | 20 | 20.9 |  |  |  |  | 1581 | 1581 | 1581 | 1581 | 1.2944 | 1.2944 | 1.2944 | 1.2944 | 259 | 259 | 259 | 259 | 45 | 45 | 45 | 45 | 0.0085386 | 0.0085386 | 0.0085386 | 0.0085386 | 0.0001276 | 1.7219 | 2 | 0.00037661 | [15 empty] | 1
21008520 |  |  | 2 | 100 | 85 | 20 | 20.9 |  |  |  |  | 1836 | 1836 | 1836 | 1836 | 1.2944 | 1.2944 | 1.2944 | 1.2944 | 301 | 301 | 301 | 301 | 52 | 52 | 52 | 52 | 0.011571 | 0.011571 | 0.011571 | 0.011571 | 0.0001276 | 1.7219 | 2 | 0.00037661 | [15 empty] | 1.1
21009520 |  |  | 2 | 100 | 95 | 20 | 20.9 |  |  |  |  | 2091 | 2091 | 2091 | 2091 | 1.2944 | 1.2944 | 1.2944 | 1.2944 | 343 | 343 | 343 | 343 | 59 | 59 | 59 | 59 | 0.015105 | 0.015105 | 0.015105 | 0.015105 | 0.0001276 | 1.7219 | 2 | 0.00037661 | [15 empty] | 1.3
210010520 |  |  | 2 | 100 | 105 | 20 | 20.9 |  |  |  |  | 2346 | 2346 | 2346 | 2346 | 1.2944 | 1.2944 | 1.2944 | 1.2944 | 385 | 385 | 385 | 385 | 66 | 66 | 66 | 66 | 0.019155 | 0.019155 | 0.019155 | 0.019155 | 0.0001276 | 1.7219 | 2 | 0.00037661 | [15 empty] | 1.4
210011520 |  |  | 2 | 100 | 115 | 20 | 20.9 |  |  |  |  | 2601 | 2601 | 2601 | 2601 | 1.2944 | 1.2944 | 1.2944 | 1.2944 | 427 | 427 | 427 | 427 | 73 | 73 | 73 | 73 | 0.023734 | 0.023734 | 0.023734 | 0.023734 | 0.0001276 | 1.7219 | 2 | 0.00037661 | [15 empty] | 1.5
210013520 |  |  | 2 | 100 | 135 | 20 | 20.9 |  |  |  |  | 3111 | 3111 | 3111 | 3111 | 1.2944 | 1.2944 | 1.2944 | 1.2944 | 510 | 510 | 510 | 510 | 88 | 88 | 88 | 88 | 0.035306 | 0.035306 | 0.035306 | 0.035306 | 0.0001276 | 1.7219 | 2 | 0.00037661 | [15 empty] | 1.8
210015520 |  |  | 2 | 100 | 155 | 20 | 20.9 |  |  |  |  | 3621 | 3621 | 3621 | 3621 | 1.2944 | 1.2944 | 1.2944 | 1.2944 | 594 | 594 | 594 | 594 | 102 | 102 | 102 | 102 | 0.048508 | 0.048508 | 0.048508 | 0.048508 | 0.0001276 | 1.7219 | 2 | 0.00037661 | [15 empty] | 2.1
210017520 |  |  | 2 | 100 | 175 | 20 | 20.9 |  |  |  |  | 4131 | 4131 | 4131 | 4131 | 1.2944 | 1.2944 | 1.2944 | 1.2944 | 678 | 678 | 678 | 678 | 117 | 117 | 117 | 117 | 0.065147 | 0.065147 | 0.065147 | 0.065147 | 0.0001276 | 1.7219 | 2 | 0.00037661 | [15 empty] | 2.3
210019520 |  |  | 2 | 100 | 195 | 20 | 20.9 |  |  |  |  | 4641 | 4641 | 4641 | 4641 | 1.2944 | 1.2944 | 1.2944 | 1.2944 | 761 | 761 | 761 | 761 | 131 | 131 | 131 | 131 | 0.083316 | 0.083316 | 0.083316 | 0.083316 | 0.0001276 | 1.7219 | 2 | 0.00037661 | [15 empty] | 2.6
210021520 |  |  | 2 | 100 | 215 | 20 | 20.9 |  |  |  |  | 5151 | 5151 | 5151 | 5151 | 1.2944 | 1.2944 | 1.2944 | 1.2944 | 845 | 845 | 845 | 845 | 145 | 145 | 145 | 145 | 0.10403 | 0.10403 | 0.10403 | 0.10403 | 0.0001276 | 1.7219 | 2 | 0.00037661 | [15 empty] | 2.9
210023520 |  |  | 2 | 100 | 235 | 20 | 20.9 |  |  |  |  | 5661 | 5661 | 5661 | 5661 | 1.2944 | 1.2944 | 1.2944 | 1.2944 | 929 | 929 | 929 | 929 | 160 | 160 | 160 | 160 | 0.12892 | 0.12892 | 0.12892 | 0.12892 | 0.0001276 | 1.7219 | 2 | 0.00037661 | [15 empty] | 3.1
Note on D4: Thomas Henson: Strada = 1 Linea = 2 Tempo = 3 Built_in = 4
∆𝑝= 𝑘_1∗𝑞^𝑛∗((𝐿−144)∗𝑡)/1000+𝑘_2∗𝑞^2

## NL (hidden)
Selectiontool Strada Hybrid
| Lengte |  | mm | Invulformulier | Statisch toestel | rel. vocht. | Unit | Kopieer alle data
| Hoogte |  | mm | Uitvoering | Hybrid toestel | Eenheidsstelsel | DBH set | SI-eenheden
| Type |  |  | Temperaturen | DBH rail type | Toestel |  | Imperiale-eenheden
| Diepte |  | mm | Indien de ventilatoren uitgeschakeld zijn, is de afgifte een indicatieve waarde. | Waterzijdig drukverlies
| Verwarmen: |  |  |  |  | Koelen:
| Water aanvoer |  |  | Water aanvoer |  |  |  | 0
| Water retour |  | 0 | Water retour |  |  |  | 0
| Ruimte (droge bol) |  | 0 | Ruimte (droge bol) |  |  |  | 0
|  | Verwarmen: // |  | Koelen: // |  | Watervolume | Elektrisch verbruik [W] | Geluidsdrukniveau [dB(A)]**** | Geluidsvermogen [dB(A)]****
|  | Verwarmvermogen | Waterdebiet | Koelvermogen | Waterdebiet
Statisch (indicatieve waarde)
EN16430 | Ventilatorsnelheid
Ventilatorsnelheid 2
Ventilatorsnelheid 3
Stuurspanning [v]
* | Koelvermogen is berekend volgens EN16430 met de ventilatoren naar boven blazend voor alle types.
** | Wanneer het watervolume in gallons wordt gegeven, zijn dit imperial gallons.
*** | Geluidsvermogen volgens ISO 3741:2010, Voor het geluidsdrukniveau is er een aangenomen kamerdemping van 8 dB(A).

## EN (hidden)
Selectiontool Strada Hybrid
| Length |  | mm | Formulary | Static device | rel. humid. | Unit | Copy all data
| Heigth |  | mm | Version | Hybrid device | Unit conversion | DBH set | SI-units
| Type |  |  | Temperatures | DBH rail type | Device |  | Imperial-units
| Depth |  | mm | If the fans are switched off, the output is an indicative value. | Water side pressure loss
| Heating: |  |  |  |  | Cooling:
| Supply water |  |  | Supply water |  |  |  | 0
| Return water |  | 0 | Return water |  |  |  | 0
| Entering air (dry bulb) |  | 0 | Entering air (dry bulb) |  |  |  | 0
|  | Heating: // |  | Cooling: // |  | Water volume | Electrical consumption [W] | Sound pressure level [dB(A)]**** | Sound power [dB(A)]****
|  | Heating capacity | Water flow | Cooling capacity | Water flow
Fans off (indicative value)
EN16430 | Fan speed
Fan speed selection 2
Fan speed selection 3
Fan voltage [V]
* | Cooling power is calcullated according EN16430 with fans blowing up for all heights.
** | When the water volume is given in gallons, the units are specifically imperial gallons.
*** | Soundpower according to ISO 3741:2010, sound pressure level with assumed room damping of 8 dB(A).

## FR (hidden)
Selectiontool Strada Hybrid
| Longeur |  | mm | Formulaire | Appareil statique | hum. rel. | Unité | Copier toutes des données
| Hauteur |  | mm | Version | Appareil Hybrid | Système unitaire | DBH set | Unités-SI
| Type |  |  | Températures | DBH rail type | Appareil |  | Unités-Impériales
| Profondeur |  | mm | Si les ventilateurs sont éteints, la sortie est une valeur indicative. | Perte de charge
| Chauffer: |  |  |  |  | Refroidir:
| Entrée de l'eau |  |  | Entrée de l'eau |  |  |  | 0
| Retour de l'eau |  | 0 | Retour de l'eau |  |  |  | 0
| Ambiante (bulbe sec) |  | 0 | Ambiante (bulbe sec) |  |  |  | 0
|  | Chauffer: // |  | Refroidir: // |  | Volume d'eau | Puissance absorbée elec. [W] | Pression sonore [dB(A)]**** | Puissance sonore [dB(A)]****
|  | Puissance de chauffer | Débit d'eau | Puissance de refroidir | Débit d'eau
Ventilateur éteint (indicative)
EN16430 | Vitesse ventilateur
Vitesse du ventilateur 2
Vitesse du ventilateur 3
Tension ventilateur [V]
* | La puissance de refroidissement est calculée selon EN 16430 avec des ventilateurs qui soufflent pour toutes les hauteurs.
** | Lorsque le volume d'eau est donné en gallons, ce sont des gallons impérial.
*** | Puissance acoustique selon ISO 3741: 2010, niveau de pression acoustique avec un amortissement de la pièce supposé de 8 dB(A).

## DE (hidden)
Selectiontool Strada Hybrid
| Länge |  | mm | Eingabefelder | Statisches Gerät | rel. Luftf. | Unit | Kopieren Sie alle daten
| Höhe |  | mm | Ausführung | Hybrid Gerät | Einheiten | DBH set | SI-einheiten
| Typ |  |  | Temperaturen | DBH rail typ | Gerät |  | Imperiale-einheiten
| Tiefe |  | mm | Wenn die Lüfter ausgeschaltet sind, ist der Ausgang ein Richtwert. | zug. wassers. Druckverlust
| Heizen: |  |  |  |  | Kühlen:
| Vorlauf wasser |  |  | Vorlauf wasser |  |  |  | 0
| Rücklauf wasser |  | 0 | Rücklauf wasser |  |  |  | 0
| Raum (trocken) |  | 0 | Raum (trocken) |  |  |  | 0
|  | Heizen: // |  | Kühlen: // |  | Wasservolumen | Elektr. Leistung [W] | Schalldruckpegel [dB(A)]**** | Schallleistungspegel [dB(A)]****
|  | Heizleistung | Heizmittelstrom | Kühlleistung | Kühlmittelstrom
Lüfter aus (richtwert)
EN16430 | Auslegungsstufe
Auslegungsstufe 2
Auslegungsstufe 3
Lufterspannung [V]
* | Die Kühlleistung wird nach EN 16430 berechnet, wobei die Lüfter für alle Höhen hochgehen.
** | Wenn das Wasservolumen in Gallonen angegeben ist, sind dies imperiale Gallonen.
*** | Schallleistung nach ISO 3741: 2010, Schalldruckpegel bei angenommener Raumdämpfung von 8 dB(A).

## NR (hidden)
Selectiontool Strada Hybrid
| Lengde |  | mm | Inngangsskjema | Statisk modell | rel. fuktighet | Unit | Kopier alle data
| Høyde |  | mm | Versjon | Hybrid modell | Enhetssystem | DBH set | SI-enheter
| Type |  |  | Temperaturer | DBH rail type | Modell |  | Imperiale-enheter
| Bredde |  | mm | Hvis viftene er slått av, er utgangen en indikativ verdi. | Trykktap
| Varme: |  |  |  |  | Kjøling:
| Tur vann |  |  | Tur vann |  |  |  | 0
| Retur vann |  | 0 | Retur vann |  |  |  | 0
| Rom (tørr pære) |  | 0 | Rom (tørr pære) |  |  |  | 0
|  | Varme: // |  | Kjøling: // |  | Vannvolum | Elektrisk effekt [W] | Lydtrykk [dB(A)]**** | Lydeffekt [dB(A)]****
|  | Varme effekt | Vannmengde | Kjøle effekt | Vannmengde
Lüfter aus (richtwert)
EN16430 | Styresignal
Auslegungsstufe 2
Auslegungsstufe 3
Viftespenning [V]
* | Kjølekapasitet beregnes i henhold til EN16430 med viftene som blåser oppover for alle typer.
** | Når vannvolumet er gitt i gallon, er dette imperial gallons.
*** | Lydeffekt i henhold til ISO 3741: 2010. For lydtrykknivået er det en antatt romdemping på 8 dB (A).

## SP (hidden)
Selectiontool Strada Hybrid
| Longitud |  | mm | Formulary | Dispositivo estático | Hum. Relativa | Unit | Copiar todos los datos
| Altura |  | mm | Versión | Dispositivo Hybrid | Convers. de unidades | DBH set | Unidades-SI
| Tipo |  |  | Temperaturas | tipo de riel DBH | Despositivo |  | Unidades-Imperial
| Profund. |  | mm | La velocidad del ventilador en "0" tiene una emisión indicativa. | Pérdida de carga del agua
| Calefacción: |  |  |  |  | Enfriamiento:
| Agua impulsión |  |  | Agua impulsión |  |  |  | 0
| Agua retorno |  | 0 | Agua retorno |  |  |  | 0
| Ambiente (bulbo seco) |  | 0 | Ambiente (bulbo seco) |  |  |  | 0
|  | Calefacción: // |  | Enfriamiento: // |  | Volumen de agua | Potencia eléctrica absorbida [W] | Presión sonora [dB(A)]**** | Potencia sonora [dB(A)]****
|  | Emisión calefacción | Caudal de agua, calefacción | Emisión sensible Frío | Caudal de agua, calefacción
Fans off (indicative value)
EN16430 | Velocidad del ventilador
Fan speed selection 2
Fan speed selection 3
Voltaje control [V]
* | La potencia de enfriamiento se calcula según la norma EN 16430 con ventiladores de todas las alturas.
** | Cuando el volumen de agua se da en galones, las unidades son específicamente galones imperiales.
*** | Potencia sonora según ISO 3741: 2010, nivel de presión acústica con una amortiguación ambiental supuesta de 8 dB (A).

## SW (hidden)
Selectiontool Strada Hybrid
| Längd |  | mm | Inngangsskjema | Statisk modell | rel. Fuktighet | Unit | Kopiera all data
| Höjd |  | mm | Storlek | Hybrid modell | Enhetssystem | DBH set | SI-enheter
| Typ |  |  | Temperaturer | DBH rail typ | Modell |  | Imperiella-enheter
| Djup |  | mm | Om fläktarna är avstängda är utgången ett indikationsvärde. | Tryckfall, vatten
| Värme: |  |  |  |  | Kyla:
| Tillopp |  |  | Tillopp |  |  |  | 0
| Retur |  | 0 | Retur |  |  |  | 0
| Rum (torr) |  | 0 | Rum (torr) |  |  |  | 0
|  | Värme: // |  | Kyla: // |  | Vattenvolym | Effektförbrukning [W] | Ljudtryck [dB(A)]**** | Ljudeffekt [dB(A)]****
|  | Effekt | Vattenflöde | Kyleffekt | Vattenflöde
Fans off (indicative value)
EN16430 | Fläkthastighet
Fan speed selection 2
Fan speed selection 3
Spänning, Fläkt [V]
* | Kyleffekt är beräknad enligt EN16430 med fläktar blåsandes i riktning uppåt för alla höjder
** | När vattenvolymen är given i gallon avser det Imperiella gallon.
*** | Ljudeffekt enligt ISO 3741:2010 ljudtryck med antagen ljudreduktion från rummet på 8 dB(A)

## TS (hidden)
Selectiontool Strada Hybrid
| Délka |  | mm | Formulary | Statická jednotka | Relativní vlhkost | Jednotka | Kopírovat všechna data
| Výška |  | mm | Verze | Hybridní jednotka | Převod jednotek | DBH sada | Mezinárodní (Sl)
| Typ |  |  | Teploty | DBH rail type | Device |  | Imperiální
| Hloubka |  | mm | Pokud jsou ventilátory vypnuté, je výkon pouze orientační. | Tlaková ztráta
| Topení: |  |  |  |  | Chlazení:
| Voda na přívodu |  |  | Voda na přívodu |  |  |  | 0
| Voda na zpátečce |  | 0 | Voda na zpátečce |  |  |  | 0
| "Suchá" teplota vzduchu |  | 0 | "Suchá" teplota vzduchu |  |  |  | 0
|  | Topení: // |  | Chlazení: // |  | Objem vody | Elektrický výkon [W] | Akustický tlak [dB(A)]**** | Akustický výkon [dB(A)]****
|  | Výkon Topení | Průtok vody | Výkon Chlazení | Průtok vody
Fans off (indicative value)
EN16430 | Rychlost otáček ventilátoru
Fan speed selection 2
Fan speed selection 3
Napětí ventilárotu [V]
* | Chladicí výkon vypočítán podle EN 16430 s ventilátory, které u všech typů - výšek foukají nahoru.
** | Když je objem vody uveden v galonech, jednotky jsou konkrétně imperiální galony.
*** | Akustický výkon podle ISO 3741: 2010, hladina akustického tlaku s předpokládaným útlumem místnosti o 8 dB (A).

## ExtraTaal1 (hidden)
Selectiontool Strada Hybrid
| Length |  | mm | Formulary | Static device | rel. humid. | Unit | Copy all data
| Heigth |  | mm | Version | Hybrid device | Unit conversion | DBH set | SI-units
| Type |  |  | Temperatures | DBH rail type | Device |  | Imperial-units
| Depth |  | mm | If the fans are switched off, the output is an indicative value. | Water side pressure loss
| Heating: |  |  |  |  | Cooling:
| Supply water |  |  | Supply water |  |  |  | 0
| Return water |  | 0 | Return water |  |  |  | 0
| Entering air (dry bulb) |  | 0 | Entering air (dry bulb) |  |  |  | 0
|  | Heating: // |  | Cooling: // |  | Water volume | Electrical consumption [W] | Sound pressure level [dB(A)]**** | Sound power [dB(A)]****
|  | Heating capacity | Water flow | Cooling capacity | Water flow
Fans off (indicative value)
EN16430 | Fan speed
Fan speed selection 2
Fan speed selection 3
Fan voltage [V]
* | Cooling power is calcullated according EN16430 with fans blowing up for all heights.
** | When the water volume is given in gallons, the units are specifically imperial gallons.
*** | Soundpower according to ISO 3741:2010, sound pressure level with assumed room damping of 8 dB(A).

## ExtraTaal2 (hidden)
Selectiontool Strada Hybrid
| Length |  | mm | Formulary | Static device | rel. humid. | Unit | Copy all data
| Heigth |  | mm | Version | Hybrid device | Unit conversion | DBH set | SI-units
| Type |  |  | Temperatures | DBH rail type | Device |  | Imperial-units
| Depth |  | mm | If the fans are switched off, the output is an indicative value. | Water side pressure loss
| Heating: |  |  |  |  | Cooling:
| Supply water |  |  | Supply water |  |  |  | 0
| Return water |  | 0 | Return water |  |  |  | 0
| Entering air (dry bulb) |  | 0 | Entering air (dry bulb) |  |  |  | 0
|  | Heating: // |  | Cooling: // |  | Water volume | Electrical consumption [W] | Sound pressure level [dB(A)]**** | Sound power [dB(A)]****
|  | Heating capacity | Water flow | Cooling capacity | Water flow
Fans off (indicative value)
EN16430 | Fan speed
Fan speed selection 2
Fan speed selection 3
Fan voltage [V]
* | Cooling power is calcullated according EN16430 with fans blowing up for all heights.
** | When the water volume is given in gallons, the units are specifically imperial gallons.
*** | Soundpower according to ISO 3741:2010, sound pressure level with assumed room damping of 8 dB(A).

## ExtraTaal3 (hidden)
Selectiontool Strada Hybrid
| Length |  | mm | Formulary | Static device | rel. humid. | Unit | Copy all data
| Heigth |  | mm | Version | Hybrid device | Unit conversion | DBH set | SI-units
| Type |  |  | Temperatures | DBH rail type | Device |  | Imperial-units
| Depth |  | mm | If the fans are switched off, the output is an indicative value. | Water side pressure loss
| Heating: |  |  |  |  | Cooling:
| Supply water |  |  | Supply water |  |  |  | 0
| Return water |  | 0 | Return water |  |  |  | 0
| Entering air (dry bulb) |  | 0 | Entering air (dry bulb) |  |  |  | 0
|  | Heating: // |  | Cooling: // |  | Water volume | Electrical consumption [W] | Sound pressure level [dB(A)]**** | Sound power [dB(A)]****
|  | Heating capacity | Water flow | Cooling capacity | Water flow
Fans off (indicative value)
EN16430 | Fan speed
Fan speed selection 2
Fan speed selection 3
Fan voltage [V]
* | Cooling power is calcullated according EN16430 with fans blowing up for all heights.
** | When the water volume is given in gallons, the units are specifically imperial gallons.
*** | Soundpower according to ISO 3741:2010, sound pressure level with assumed room damping of 8 dB(A).