{"text_format":"3","workbook":"xlsx","n_sheets":13,"sheets":["LowH2O DBH","data","NL","EN","FR","DE","NR","SP","SW","TS","ExtraTaal1","ExtraTaal2","ExtraTaal3"],"not_rendered":{"images":7,"macros":1,"defined_names":21,"comments":1},"read":"whole","date_system":"1900"}

{"sheet":"LowH2O DBH","index":0,"n_rows":39,"n_cols":13,"rows_kept":39,"merged":[[1,1,1,10],[3,5,3,8],[3,9,3,10],[3,11,3,12],[4,1,4,2],[4,5,4,8],[4,9,4,10],[5,5,5,8],[6,7,7,9],[6,10,7,10],[6,11,7,11],[6,12,7,12],[9,1,9,3],[9,6,9,8],[9,11,9,12],[10,1,10,3],[10,6,10,8],[10,11,13,12],[11,1,11,3],[11,6,11,8],[12,6,12,8],[15,1,15,2],[16,1,16,12],[17,1,17,2],[18,1,18,2],[19,1,19,2],[20,1,20,2],[21,1,21,2],[22,1,22,2],[23,1,23,2],[24,1,24,2],[25,1,25,2],[26,1,26,2],[27,1,27,2],[28,1,28,2],[29,1,29,2],[30,1,30,2],[31,1,31,2],[32,1,32,2],[33,1,33,2]]}
[]
[null,{"$f":"IF(data!$CC$17=7,\"Effektsimulering Hybridmodeller\",\"Selectiontool LowH2O Hybrids\")","v":"Selectiontool LowH2O Hybrids"}]
[]
[{"$nulls":5},"Taal/Language/Sprache/Språk/Jazyk",{"$nulls":3},"English"]
[{"$nulls":5},{"$f":"IF(data!$CC$17=1,NL!F4,IF(data!$CC$17=2,EN!F4,IF(data!$CC$17=3,FR!F4,IF(data!$CC$17=4,DE!F4,IF(data!$CC$17=5,NR!F4,IF(data!$CC$17=6,SP!F4,IF(data!$CC$17=7,SW!F4,IF(data!$CC$17=8,TS!F4,IF(data!$CC$17=9,ExtraTaal1!F4,IF(data!$CC$17=10,ExtraTaal2!F4,IF(data!$CC$17=11,ExtraTaal3!F4,)))))))))))","v":"Hybrid device"},{"$nulls":3},"Strada Hybrid MM"]
[{"$nulls":5},{"$f":"IF(data!$CC$17=1,NL!E4,IF(data!$CC$17=2,EN!E4,IF(data!$CC$17=3,FR!E4,IF(data!$CC$17=4,DE!E4,IF(data!$CC$17=5,NR!E4,IF(data!$CC$17=6,SP!E4,IF(data!$CC$17=7,SW!E4,IF(data!$CC$17=8,TS!E4,IF(data!$CC$17=9,ExtraTaal1!E4,IF(data!$CC$17=10,ExtraTaal2!E4,IF(data!$CC$17=11,ExtraTaal38E4,)))))))))))&IF(data!$CC$17=8,\" [centimetr]\",\" [centimeter]\")","v":"Version [centimeter]"},{"$nulls":3},"30dB(A)",50,21,{"$f":"data!H6","v":21.5}]
[{"$nulls":6},{"$f":"IF($J$4=data!$CC$3,NL!B3,IF($J$4=data!$CC$4,EN!B3,IF($J$4=data!$CC$5,FR!B3,IF($J$4=data!$CC$6,DE!B3,IF($J$4=data!$CC$7,NR!B3,IF($J$4=data!$CC$8,SP!B3,IF($J$4=data!$CC$9,SW!B3,)))))))","v":"Length"},{"$f":"IF(data!$CC$17=1,NL!B16,IF(data!$CC$17=2,EN!B16,IF(data!$CC$17=3,FR!B16,IF(data!$CC$17=4,DE!B16,IF(data!$CC$17=5,NR!B16,IF(data!$CC$17=6,SP!B16,IF(data!$CC$17=7,SW!B16,IF(data!$CC$17=8,TS!B16,IF(data!$CC$17=9,ExtraTaal1!B16,IF(data!$CC$17=10,ExtraTaal2!B16,IF(data!$CC$17=11,ExtraTaal3!B16,)))))))))))","v":"Fan speed"},null,null,{"$f":"IF(data!$CC$17=1,NL!B4,IF(data!$CC$17=2,EN!B4,IF(data!$CC$17=3,FR!B4,IF(data!$CC$17=4,DE!B4,IF(data!$CC$17=5,NR!B4,IF(data!$CC$17=6,SP!B4,IF(data!$CC$17=7,SW!B4,IF(data!$CC$17=8,TS!B4,IF(data!$CC$17=9,ExtraTaal1!B4,IF(data!$CC$17=10,ExtraTaal2!B4,IF(data!$CC$17=11,ExtraTaal3!B4,)))))))))))","v":"Heigth"},{"$f":"IF(data!$CC$17=1,NL!B5,IF(data!$CC$17=2,EN!B5,IF(data!$CC$17=3,FR!B5,IF(data!$CC$17=4,DE!B5,IF(data!$CC$17=5,NR!B5,IF(data!$CC$17=6,SP!B5,IF(data!$CC$17=7,SW!B5,IF(data!$CC$17=8,TS!B5,IF(data!$CC$17=9,ExtraTaal1!B5,IF(data!$CC$17=10,ExtraTaal2!B5,IF(data!$CC$17=11,ExtraTaal3!B5,)))))))))))","v":"Type"},{"$f":"IF(data!$CC$17=1,NL!B6,IF(data!$CC$17=2,EN!B6,IF(data!$CC$17=3,FR!B6,IF(data!$CC$17=4,DE!B6,IF(data!$CC$17=5,NR!B6,IF(data!$CC$17=6,SP!B6,IF(data!$CC$17=7,SW!B6,IF(data!$CC$17=8,TS!B6,IF(data!$CC$17=9,ExtraTaal1!B6,IF(data!$CC$17=10,ExtraTaal2!B6,IF(data!$CC$17=11,ExtraTaal3!B6,)))))))))))","v":"Depth"}]
[null,{"$f":"IF(data!$CC$17=1,NL!E5,IF(data!$CC$17=2,EN!E5,IF(data!$CC$17=3,FR!E5,IF(data!$CC$17=4,DE!E5,IF(data!$CC$17=5,NR!E5,IF(data!$CC$17=6,SP!E5,IF(data!$CC$17=7,SW!E5,IF(data!$CC$17=8,TS!E5,IF(data!$CC$17=9,ExtraTaal1!E5,IF(data!$CC$17=10,ExtraTaal2!E5,IF(data!$CC$17=11,ExtraTaal3!E5,)))))))))))","v":"Temperatures"}]
[null,{"$f":"IF(data!$CC$17=1,NL!B8,IF(data!$CC$17=2,EN!B8,IF(data!$CC$17=3,FR!B8,IF(data!$CC$17=4,DE!B8,IF(data!$CC$17=5,NR!B8,IF(data!$CC$17=6,SP!B8,IF(data!$CC$17=7,SW!B8,IF(data!$CC$17=8,TS!B8,IF(data!$CC$17=9,ExtraTaal1!B8,IF(data!$CC$17=10,ExtraTaal2!B8,IF(data!$CC$17=11,ExtraTaal3!B8,)))))))))))","v":"Heating:"},{"$nulls":4},{"$f":"IF(data!$CC$17=1,NL!G8,IF(data!$CC$17=2,EN!G8,IF(data!$CC$17=3,FR!G8,IF(data!$CC$17=4,DE!G8,IF(data!$CC$17=5,NR!G8,IF(data!$CC$17=6,SP!G8,IF(data!$CC$17=7,SW!G8,IF(data!$CC$17=8,TS!G8,IF(data!$CC$17=9,ExtraTaal1!G8,IF(data!$CC$17=10,ExtraTaal2!G8,IF(data!$CC$17=11,ExtraTaal3!G8,)))))))))))","v":"Cooling:"}]
[null,{"$f":"IF(data!$CC$17=1,NL!B9,IF(data!$CC$17=2,EN!B9,IF(data!$CC$17=3,FR!B9,IF(data!$CC$17=4,DE!B9,IF(data!$CC$17=5,NR!B9,IF(data!$CC$17=6,SP!B9,IF(data!$CC$17=7,SW!B9,IF(data!$CC$17=8,TS!B9,IF(data!$CC$17=9,ExtraTaal1!B9,IF(data!$CC$17=10,ExtraTaal2!B9,IF(data!$CC$17=11,ExtraTaal3!B9,)))))))))))","v":"Supply water"},0,0,75,{"$f":"IF(data!$BZ$2=1,\"°C\",IF(data!$BZ$2=2,\"°F\",))","v":"°C"},{"$f":"B10","v":"Supply water"},0,0,16,{"$f":"F10","v":"°C"},{"$f":"IF(data!$CC$17=1,NL!G4,IF(data!$CC$17=2,EN!G4,IF(data!$CC$17=3,FR!G4,IF(data!$CC$17=4,DE!G4,IF(data!$CC$17=5,NR!G4,IF(data!$CC$17=6,SP!G4,IF(data!$CC$17=7,SW!G4,IF(data!$CC$17=8,TS!G4,IF(data!$CC$17=9,ExtraTaal1!G4,IF(data!$CC$17=10,ExtraTaal2!G4,IF(data!$CC$17=11,ExtraTaal3!G4,)))))))))))","v":"Unit conversion"}]
[null,{"$f":"IF(data!$CC$17=1,NL!B10,IF(data!$CC$17=2,EN!B10,IF(data!$CC$17=3,FR!B10,IF(data!$CC$17=4,DE!B10,IF(data!$CC$17=5,NR!B10,IF(data!$CC$17=6,SP!B10,IF(data!$CC$17=7,SW!B10,IF(data!$CC$17=8,TS!B10,IF(data!$CC$17=9,ExtraTaal1!B10,IF(data!$CC$17=10,ExtraTaal2!B10,IF(data!$CC$17=11,ExtraTaal3!B10,)))))))))))","v":"Return water"},0,0,65,{"$f":"F10","v":"°C"},{"$f":"B11","v":"Return water"},0,0,{"v":18.000000000000004,"d":"18"},{"$f":"F10","v":"°C"}]
[null,{"$f":"IF(data!$CC$17=1,NL!B11,IF(data!$CC$17=2,EN!B11,IF(data!$CC$17=3,FR!B11,IF(data!$CC$17=4,DE!B11,IF(data!$CC$17=5,NR!B11,IF(data!$CC$17=6,SP!B11,IF(data!$CC$17=7,SW!B11,IF(data!$CC$17=8,TS!B11,IF(data!$CC$17=9,ExtraTaal1!B11,IF(data!$CC$17=10,ExtraTaal2!B11,IF(data!$CC$17=11,ExtraTaal3!B11,)))))))))))","v":"Entering air (dry bulb)"},0,0,20,{"$f":"F10","v":"°C"},{"$f":"B12","v":"Entering air (dry bulb)"},0,0,27,{"$f":"F10","v":"°C"}]
[{"$nulls":6},{"$f":"IF(data!$CC$17=1,NL!$G$3,IF(data!$CC$17=2,EN!$G$3,IF(data!$CC$17=3,FR!$G$3,IF(data!$CC$17=4,DE!$G$3,IF(data!$CC$17=5,NR!$G$3,IF(data!$CC$17=6,SP!$G$3,IF(data!$CC$17=7,SW!$G$3,IF(data!$CC$17=8,TS!G3,IF(data!$CC$17=9,ExtraTaal1!G3,IF(data!$CC$17=10,ExtraTaal2!G3,IF(data!$CC$17=11,ExtraTaal3!G3,)))))))))))","v":"rel. humid."},null,null,{"v":0.5,"d":"50%"}]
[]
[]
[null,{"$f":"IF(data!$CC$17=1,NL!B3,IF(data!$CC$17=2,EN!B3,IF(data!$CC$17=3,FR!B3,IF(data!$CC$17=4,DE!B3,IF(data!$CC$17=5,NR!B3,IF(data!$CC$17=6,SP!B3,IF(data!$CC$17=7,SW!B3,IF(data!$CC$17=8,TS!B3,IF(data!$CC$17=9,ExtraTaal1!B3,IF(data!$CC$17=10,ExtraTaal2!B3,IF(data!$CC$17=11,ExtraTaal3!B3,)))))))))))&\" [cm]\"","v":"Length [cm]"},null,{"$f":"IF(data!$CC$17=1,NL!C14,IF(data!$CC$17=2,EN!C14,IF(data!$CC$17=3,FR!C14,IF(data!$CC$17=4,DE!C14,IF(data!$CC$17=5,NR!C14,IF(data!$CC$17=6,SP!C14,IF(data!$CC$17=7,SW!C14,IF(data!$CC$17=8,TS!C14,IF(data!$CC$17=9,ExtraTaal1!C14,IF(data!$CC$17=10,ExtraTaal2!C14,IF(data!$CC$17=11,ExtraTaal3!C14,)))))))))))&IF(data!BZ2=1,\" [W]\",IF(data!BZ2=2,\" [Btu/h]\",))","v":"Heating capacity [W]"},{"$f":"IF(data!$CC$17=1,NL!D14,IF(data!$CC$17=2,EN!D14,IF(data!$CC$17=3,FR!D14,IF(data!$CC$17=4,DE!D14,IF(data!$CC$17=5,NR!D14,IF(data!$CC$17=6,SP!D14,IF(data!$CC$17=7,SW!D14,IF(data!$CC$17=8,TS!D14,IF(data!$CC$17=9,ExtraTaal1!D14,IF(data!$CC$17=10,ExtraTaal2!D14,IF(data!$CC$17=11,ExtraTaal3!D14,)))))))))))&IF(data!BZ2=1,\" [kg/h]\",IF(data!BZ2=2,\" [GPM]**\",))","v":"Water flow [kg/h]"},{"$f":"IF(data!$CC$17=1,NL!F6,IF(data!$CC$17=2,EN!F6,IF(data!$CC$17=3,FR!F6,IF(data!$CC$17=4,DE!F6,IF(data!$CC$17=5,NR!F6,IF(data!$CC$17=6,SP!F6,IF(data!$CC$17=7,SW!F6,IF(data!$CC$17=8,TS!F6,IF(data!$CC$17=9,ExtraTaal1!F6,IF(data!$CC$17=10,ExtraTaal2!F6,IF(data!$CC$17=11,ExtraTaal3!F6,)))))))))))&\" [\"&IF(data!BZ2=1,\"kPa\",IF(data!BZ2=2,\"ftH2O\"))&\"]\"","v":"Water side pressure loss  [kPa]"},{"$f":"IF(data!$CC$17=1,NL!E14,IF(data!$CC$17=2,EN!E14,IF(data!$CC$17=3,FR!E14,IF(data!$CC$17=4,DE!E14,IF(data!$CC$17=5,NR!E14,IF(data!$CC$17=6,SP!E14,IF(data!$CC$17=7,SW!E14,IF(data!$CC$17=8,TS!E14,IF(data!$CC$17=9,ExtraTaal1!E14,IF(data!$CC$17=10,ExtraTaal2!E14,IF(data!$CC$17=11,ExtraTaal3!E14,)))))))))))&IF(data!BZ2=1,\" [W]**\",IF(data!BZ2=2,\" [Btu/h]*\",))","v":"Cooling capacity [W]**"},{"$f":"E16","v":"Water flow [kg/h]"},{"$f":"F16","v":"Water side pressure loss  [kPa]"},{"$f":"IF(data!$CC$17=1,NL!I13,IF(data!$CC$17=2,EN!I13,IF(data!$CC$17=3,FR!I13,IF(data!$CC$17=4,DE!I13,IF(data!$CC$17=5,NR!I13,IF(data!$CC$17=6,SP!I13,IF(data!$CC$17=7,SW!I13,IF(data!$CC$17=8,TS!I13,IF(data!$CC$17=9,ExtraTaal1!I13,IF(data!$CC$17=10,ExtraTaal2!I13,IF(data!$CC$17=11,ExtraTaal3!I13,)))))))))))","v":"Sound pressure level [dB(A)]****"},{"$f":"IF(data!$CC$17=1,NL!J13,IF(data!$CC$17=2,EN!J13,IF(data!$CC$17=3,FR!J13,IF(data!$CC$17=4,DE!J13,IF(data!$CC$17=5,NR!J13,IF(data!$CC$17=6,SP!J13,IF(data!$CC$17=7,SW!J13,IF(data!$CC$17=8,TS!J13,IF(data!$CC$17=9,ExtraTaal1!J13,IF(data!$CC$17=10,ExtraTaal2!J13,IF(data!$CC$17=11,ExtraTaal3!J13,)))))))))))","v":"Sound power [dB(A)]****"},{"$f":"IF(data!$CC$17=1,NL!H13,IF(data!$CC$17=2,EN!H13,IF(data!$CC$17=3,FR!H13,IF(data!$CC$17=4,DE!H13,IF(data!$CC$17=5,NR!H13,IF(data!$CC$17=6,SP!H13,IF(data!$CC$17=7,SW!H13,IF(data!$CC$17=8,TS!H13,IF(data!$CC$17=9,ExtraTaal1!H13,IF(data!$CC$17=10,ExtraTaal2!H13,IF(data!$CC$17=11,ExtraTaal3!H13,)))))))))))","v":"Electrical consumption [W]"},{"$f":"IF(data!$CC$17=1,NL!G13,IF(data!$CC$17=2,EN!G13,IF(data!$CC$17=3,FR!G13,IF(data!$CC$17=4,DE!G13,IF(data!$CC$17=5,NR!G13,IF(data!$CC$17=6,SP!G13,IF(data!$CC$17=7,SW!G13,IF(data!$CC$17=8,TS!G13,IF(data!$CC$17=9,ExtraTaal1!G13,IF(data!$CC$17=10,ExtraTaal2!G13,IF(data!$CC$17=11,ExtraTaal3!G13,)))))))))))&IF(data!BZ2=1,\" [l]\",IF(data!BZ2=2,\" [Gal]**\",))","v":"Water volume [l]"}]
[null,{"$f":"CONCATENATE($J$5,\", \",$K$7, \" \",$K$6,\"cm, \",$L$7, \" \",$L$6)","v":"Strada Hybrid MM, Heigth 50cm, Type 21"},0,0,0,0,0,0,0,0,0,0,0]
[null,{"$f":"IF($J$6=\"OFF\",data!DF18,IF($J$6=\"26dB(A)\",data!DF19,IF($J$6=\"30dB(A)\",data!DF20,IF($J$6=\"MAX\",data!DF21))))","v":50},null,{"$f":"IF($J$6=\"OFF\",data!DH18,IF($J$6=\"26dB(A)\",data!DH19,IF($J$6=\"30dB(A)\",data!DH20,IF($J$6=\"MAX\",data!DH21))))","v":{"$error":"#N/A"}},{"$f":"IF($J$6=\"OFF\",data!DI18,IF($J$6=\"26dB(A)\",data!DI19,IF($J$6=\"30dB(A)\",data!DI20,IF($J$6=\"MAX\",data!DI21))))","v":{"$error":"#N/A"}},{"$f":"IF($J$6=\"OFF\",data!DJ18,IF($J$6=\"26dB(A)\",data!DJ19,IF($J$6=\"30dB(A)\",data!DJ20,IF($J$6=\"MAX\",data!DJ21))))","v":{"$error":"#N/A"}},{"$f":"IF($J$6=\"OFF\",data!DK18,IF($J$6=\"26dB(A)\",data!DK19,IF($J$6=\"30dB(A)\",data!DK20,IF($J$6=\"MAX\",data!DK21))))","v":{"$error":"#N/A"}},{"$f":"IF($J$6=\"OFF\",data!DL18,IF($J$6=\"26dB(A)\",data!DL19,IF($J$6=\"30dB(A)\",data!DL20,IF($J$6=\"MAX\",data!DL21))))","v":{"$error":"#N/A"}},{"$f":"IF($J$6=\"OFF\",data!DM18,IF($J$6=\"26dB(A)\",data!DM19,IF($J$6=\"30dB(A)\",data!DM20,IF($J$6=\"MAX\",data!DM21))))","v":{"$error":"#N/A"}},{"$f":"IF($J$6=\"OFF\",data!DN18,IF($J$6=\"26dB(A)\",data!DN19,IF($J$6=\"30dB(A)\",data!DN20,IF($J$6=\"MAX\",data!DN21))))","v":{"$error":"#N/A"}},{"$f":"IF($J$6=\"OFF\",data!DO18,IF($J$6=\"26dB(A)\",data!DO19,IF($J$6=\"30dB(A)\",data!DO20,IF($J$6=\"MAX\",data!DO21))))","v":{"$error":"#N/A"}},{"$f":"IF($J$6=\"OFF\",data!DP18,IF($J$6=\"26dB(A)\",data!DP19,IF($J$6=\"30dB(A)\",data!DP20,IF($J$6=\"MAX\",data!DP21))))","v":{"$error":"#N/A"}},{"$f":"IF($J$6=\"OFF\",data!DQ18,IF($J$6=\"26dB(A)\",data!DQ19,IF($J$6=\"30dB(A)\",data!DQ20,IF($J$6=\"MAX\",data!DQ21))))","v":{"$error":"#N/A"}}]
[null,{"$f":"IF($J$6=\"OFF\",data!DF22,IF($J$6=\"26dB(A)\",data!DF23,IF($J$6=\"30dB(A)\",data!DF24,IF($J$6=\"MAX\",data!DF25))))","v":60},null,{"$f":"IF($J$6=\"OFF\",data!DH22,IF($J$6=\"26dB(A)\",data!DH23,IF($J$6=\"30dB(A)\",data!DH24,IF($J$6=\"MAX\",data!DH25))))","v":1935},{"$f":"IF($J$6=\"OFF\",data!DI22,IF($J$6=\"26dB(A)\",data!DI23,IF($J$6=\"30dB(A)\",data!DI24,IF($J$6=\"MAX\",data!DI25))))","v":166},{"$f":"IF($J$6=\"OFF\",data!DJ22,IF($J$6=\"26dB(A)\",data!DJ23,IF($J$6=\"30dB(A)\",data!DJ24,IF($J$6=\"MAX\",data!DJ25))))","v":{"v":0.15402657304252074,"d":"0.15"}},{"$f":"IF($J$6=\"OFF\",data!DK22,IF($J$6=\"26dB(A)\",data!DK23,IF($J$6=\"30dB(A)\",data!DK24,IF($J$6=\"MAX\",data!DK25))))","v":251},{"$f":"IF($J$6=\"OFF\",data!DL22,IF($J$6=\"26dB(A)\",data!DL23,IF($J$6=\"30dB(A)\",data!DL24,IF($J$6=\"MAX\",data!DL25))))","v":108},{"$f":"IF($J$6=\"OFF\",data!DM22,IF($J$6=\"26dB(A)\",data!DM23,IF($J$6=\"30dB(A)\",data!DM24,IF($J$6=\"MAX\",data!DM25))))","v":{"v":0.06601213332318584,"d":"0.07"}},{"$f":"IF($J$6=\"OFF\",data!DN22,IF($J$6=\"26dB(A)\",data!DN23,IF($J$6=\"30dB(A)\",data!DN24,IF($J$6=\"MAX\",data!DN25))))","v":{"v":30,"d":"30.0"}},{"$f":"IF($J$6=\"OFF\",data!DO22,IF($J$6=\"26dB(A)\",data!DO23,IF($J$6=\"30dB(A)\",data!DO24,IF($J$6=\"MAX\",data!DO25))))","v":{"v":38,"d":"38.0"}},{"$f":"IF($J$6=\"OFF\",data!DP22,IF($J$6=\"26dB(A)\",data!DP23,IF($J$6=\"30dB(A)\",data!DP24,IF($J$6=\"MAX\",data!DP25))))","v":5.5},{"$f":"IF($J$6=\"OFF\",data!DQ22,IF($J$6=\"26dB(A)\",data!DQ23,IF($J$6=\"30dB(A)\",data!DQ24,IF($J$6=\"MAX\",data!DQ25))))","v":1.6}]
[null,{"$f":"IF($J$6=\"OFF\",data!DF26,IF($J$6=\"26dB(A)\",data!DF27,IF($J$6=\"30dB(A)\",data!DF28,IF($J$6=\"MAX\",data!DF29))))","v":70},null,{"$f":"IF($J$6=\"OFF\",data!DH26,IF($J$6=\"26dB(A)\",data!DH27,IF($J$6=\"30dB(A)\",data!DH28,IF($J$6=\"MAX\",data!DH29))))","v":2123},{"$f":"IF($J$6=\"OFF\",data!DI26,IF($J$6=\"26dB(A)\",data!DI27,IF($J$6=\"30dB(A)\",data!DI28,IF($J$6=\"MAX\",data!DI29))))","v":183},{"$f":"IF($J$6=\"OFF\",data!DJ26,IF($J$6=\"26dB(A)\",data!DJ27,IF($J$6=\"30dB(A)\",data!DJ28,IF($J$6=\"MAX\",data!DJ29))))","v":{"v":0.1906306494771868,"d":"0.19"}},{"$f":"IF($J$6=\"OFF\",data!DK26,IF($J$6=\"26dB(A)\",data!DK27,IF($J$6=\"30dB(A)\",data!DK28,IF($J$6=\"MAX\",data!DK29))))","v":258},{"$f":"IF($J$6=\"OFF\",data!DL26,IF($J$6=\"26dB(A)\",data!DL27,IF($J$6=\"30dB(A)\",data!DL28,IF($J$6=\"MAX\",data!DL29))))","v":111},{"$f":"IF($J$6=\"OFF\",data!DM26,IF($J$6=\"26dB(A)\",data!DM27,IF($J$6=\"30dB(A)\",data!DM28,IF($J$6=\"MAX\",data!DM29))))","v":{"v":0.07133572501153694,"d":"0.07"}},{"$f":"IF($J$6=\"OFF\",data!DN26,IF($J$6=\"26dB(A)\",data!DN27,IF($J$6=\"30dB(A)\",data!DN28,IF($J$6=\"MAX\",data!DN29))))","v":{"v":30,"d":"30.0"}},{"$f":"IF($J$6=\"OFF\",data!DO26,IF($J$6=\"26dB(A)\",data!DO27,IF($J$6=\"30dB(A)\",data!DO28,IF($J$6=\"MAX\",data!DO29))))","v":{"v":38,"d":"38.0"}},{"$f":"IF($J$6=\"OFF\",data!DP26,IF($J$6=\"26dB(A)\",data!DP27,IF($J$6=\"30dB(A)\",data!DP28,IF($J$6=\"MAX\",data!DP29))))","v":5.6},{"$f":"IF($J$6=\"OFF\",data!DQ26,IF($J$6=\"26dB(A)\",data!DQ27,IF($J$6=\"30dB(A)\",data!DQ28,IF($J$6=\"MAX\",data!DQ29))))","v":1.9}]
[null,{"$f":"IF($J$6=\"OFF\",data!DF30,IF($J$6=\"26dB(A)\",data!DF31,IF($J$6=\"30dB(A)\",data!DF32,IF($J$6=\"MAX\",data!DF33))))","v":80},null,{"$f":"IF($J$6=\"OFF\",data!DH30,IF($J$6=\"26dB(A)\",data!DH31,IF($J$6=\"30dB(A)\",data!DH32,IF($J$6=\"MAX\",data!DH33))))","v":2818},{"$f":"IF($J$6=\"OFF\",data!DI30,IF($J$6=\"26dB(A)\",data!DI31,IF($J$6=\"30dB(A)\",data!DI32,IF($J$6=\"MAX\",data!DI33))))","v":242},{"$f":"IF($J$6=\"OFF\",data!DJ30,IF($J$6=\"26dB(A)\",data!DJ31,IF($J$6=\"30dB(A)\",data!DJ32,IF($J$6=\"MAX\",data!DJ33))))","v":{"v":0.3368712257217761,"d":"0.34"}},{"$f":"IF($J$6=\"OFF\",data!DK30,IF($J$6=\"26dB(A)\",data!DK31,IF($J$6=\"30dB(A)\",data!DK32,IF($J$6=\"MAX\",data!DK33))))","v":366},{"$f":"IF($J$6=\"OFF\",data!DL30,IF($J$6=\"26dB(A)\",data!DL31,IF($J$6=\"30dB(A)\",data!DL32,IF($J$6=\"MAX\",data!DL33))))","v":157},{"$f":"IF($J$6=\"OFF\",data!DM30,IF($J$6=\"26dB(A)\",data!DM31,IF($J$6=\"30dB(A)\",data!DM32,IF($J$6=\"MAX\",data!DM33))))","v":{"v":0.14403307699408213,"d":"0.14"}},{"$f":"IF($J$6=\"OFF\",data!DN30,IF($J$6=\"26dB(A)\",data!DN31,IF($J$6=\"30dB(A)\",data!DN32,IF($J$6=\"MAX\",data!DN33))))","v":{"v":30,"d":"30.0"}},{"$f":"IF($J$6=\"OFF\",data!DO30,IF($J$6=\"26dB(A)\",data!DO31,IF($J$6=\"30dB(A)\",data!DO32,IF($J$6=\"MAX\",data!DO33))))","v":{"v":38,"d":"38.0"}},{"$f":"IF($J$6=\"OFF\",data!DP30,IF($J$6=\"26dB(A)\",data!DP31,IF($J$6=\"30dB(A)\",data!DP32,IF($J$6=\"MAX\",data!DP33))))","v":6.7},{"$f":"IF($J$6=\"OFF\",data!DQ30,IF($J$6=\"26dB(A)\",data!DQ31,IF($J$6=\"30dB(A)\",data!DQ32,IF($J$6=\"MAX\",data!DQ33))))","v":2.1}]
[null,{"$f":"IF($J$6=\"OFF\",data!DF34,IF($J$6=\"26dB(A)\",data!DF35,IF($J$6=\"30dB(A)\",data!DF36,IF($J$6=\"MAX\",data!DF37))))","v":90},null,{"$f":"IF($J$6=\"OFF\",data!DH34,IF($J$6=\"26dB(A)\",data!DH35,IF($J$6=\"30dB(A)\",data!DH36,IF($J$6=\"MAX\",data!DH37))))","v":3224},{"$f":"IF($J$6=\"OFF\",data!DI34,IF($J$6=\"26dB(A)\",data!DI35,IF($J$6=\"30dB(A)\",data!DI36,IF($J$6=\"MAX\",data!DI37))))","v":277},{"$f":"IF($J$6=\"OFF\",data!DJ34,IF($J$6=\"26dB(A)\",data!DJ35,IF($J$6=\"30dB(A)\",data!DJ36,IF($J$6=\"MAX\",data!DJ37))))","v":{"v":0.4473750300143957,"d":"0.45"}},{"$f":"IF($J$6=\"OFF\",data!DK34,IF($J$6=\"26dB(A)\",data!DK35,IF($J$6=\"30dB(A)\",data!DK36,IF($J$6=\"MAX\",data!DK37))))","v":418},{"$f":"IF($J$6=\"OFF\",data!DL34,IF($J$6=\"26dB(A)\",data!DL35,IF($J$6=\"30dB(A)\",data!DL36,IF($J$6=\"MAX\",data!DL37))))","v":180},{"$f":"IF($J$6=\"OFF\",data!DM34,IF($J$6=\"26dB(A)\",data!DM35,IF($J$6=\"30dB(A)\",data!DM36,IF($J$6=\"MAX\",data!DM37))))","v":{"v":0.19217671661448937,"d":"0.19"}},{"$f":"IF($J$6=\"OFF\",data!DN34,IF($J$6=\"26dB(A)\",data!DN35,IF($J$6=\"30dB(A)\",data!DN36,IF($J$6=\"MAX\",data!DN37))))","v":{"v":30,"d":"30.0"}},{"$f":"IF($J$6=\"OFF\",data!DO34,IF($J$6=\"26dB(A)\",data!DO35,IF($J$6=\"30dB(A)\",data!DO36,IF($J$6=\"MAX\",data!DO37))))","v":{"v":38,"d":"38.0"}},{"$f":"IF($J$6=\"OFF\",data!DP34,IF($J$6=\"26dB(A)\",data!DP35,IF($J$6=\"30dB(A)\",data!DP36,IF($J$6=\"MAX\",data!DP37))))","v":7.7},{"$f":"IF($J$6=\"OFF\",data!DQ34,IF($J$6=\"26dB(A)\",data!DQ35,IF($J$6=\"30dB(A)\",data!DQ36,IF($J$6=\"MAX\",data!DQ37))))","v":2.4}]
[null,{"$f":"IF($J$6=\"OFF\",data!DF38,IF($J$6=\"26dB(A)\",data!DF39,IF($J$6=\"30dB(A)\",data!DF40,IF($J$6=\"MAX\",data!DF41))))","v":100},null,{"$f":"IF($J$6=\"OFF\",data!DH38,IF($J$6=\"26dB(A)\",data!DH39,IF($J$6=\"30dB(A)\",data!DH40,IF($J$6=\"MAX\",data!DH41))))","v":3627},{"$f":"IF($J$6=\"OFF\",data!DI38,IF($J$6=\"26dB(A)\",data!DI39,IF($J$6=\"30dB(A)\",data!DI40,IF($J$6=\"MAX\",data!DI41))))","v":312},{"$f":"IF($J$6=\"OFF\",data!DJ38,IF($J$6=\"26dB(A)\",data!DJ39,IF($J$6=\"30dB(A)\",data!DJ40,IF($J$6=\"MAX\",data!DJ41))))","v":{"v":0.5749237834149689,"d":"0.57"}},{"$f":"IF($J$6=\"OFF\",data!DK38,IF($J$6=\"26dB(A)\",data!DK39,IF($J$6=\"30dB(A)\",data!DK40,IF($J$6=\"MAX\",data!DK41))))","v":471},{"$f":"IF($J$6=\"OFF\",data!DL38,IF($J$6=\"26dB(A)\",data!DL39,IF($J$6=\"30dB(A)\",data!DL40,IF($J$6=\"MAX\",data!DL41))))","v":203},{"$f":"IF($J$6=\"OFF\",data!DM38,IF($J$6=\"26dB(A)\",data!DM39,IF($J$6=\"30dB(A)\",data!DM40,IF($J$6=\"MAX\",data!DM41))))","v":{"v":0.24792046126884393,"d":"0.25"}},{"$f":"IF($J$6=\"OFF\",data!DN38,IF($J$6=\"26dB(A)\",data!DN39,IF($J$6=\"30dB(A)\",data!DN40,IF($J$6=\"MAX\",data!DN41))))","v":{"v":30,"d":"30.0"}},{"$f":"IF($J$6=\"OFF\",data!DO38,IF($J$6=\"26dB(A)\",data!DO39,IF($J$6=\"30dB(A)\",data!DO40,IF($J$6=\"MAX\",data!DO41))))","v":{"v":38,"d":"38.0"}},{"$f":"IF($J$6=\"OFF\",data!DP38,IF($J$6=\"26dB(A)\",data!DP39,IF($J$6=\"30dB(A)\",data!DP40,IF($J$6=\"MAX\",data!DP41))))","v":7.7},{"$f":"IF($J$6=\"OFF\",data!DQ38,IF($J$6=\"26dB(A)\",data!DQ39,IF($J$6=\"30dB(A)\",data!DQ40,IF($J$6=\"MAX\",data!DQ41))))","v":2.7}]
[null,{"$f":"IF($J$6=\"OFF\",data!DF42,IF($J$6=\"26dB(A)\",data!DF43,IF($J$6=\"30dB(A)\",data!DF44,IF($J$6=\"MAX\",data!DF45))))","v":110},null,{"$f":"IF($J$6=\"OFF\",data!DH42,IF($J$6=\"26dB(A)\",data!DH43,IF($J$6=\"30dB(A)\",data!DH44,IF($J$6=\"MAX\",data!DH45))))","v":3808},{"$f":"IF($J$6=\"OFF\",data!DI42,IF($J$6=\"26dB(A)\",data!DI43,IF($J$6=\"30dB(A)\",data!DI44,IF($J$6=\"MAX\",data!DI45))))","v":327},{"$f":"IF($J$6=\"OFF\",data!DJ42,IF($J$6=\"26dB(A)\",data!DJ43,IF($J$6=\"30dB(A)\",data!DJ44,IF($J$6=\"MAX\",data!DJ45))))","v":{"v":0.6410200956951558,"d":"0.64"}},{"$f":"IF($J$6=\"OFF\",data!DK42,IF($J$6=\"26dB(A)\",data!DK43,IF($J$6=\"30dB(A)\",data!DK44,IF($J$6=\"MAX\",data!DK45))))","v":477},{"$f":"IF($J$6=\"OFF\",data!DL42,IF($J$6=\"26dB(A)\",data!DL43,IF($J$6=\"30dB(A)\",data!DL44,IF($J$6=\"MAX\",data!DL45))))","v":205},{"$f":"IF($J$6=\"OFF\",data!DM42,IF($J$6=\"26dB(A)\",data!DM43,IF($J$6=\"30dB(A)\",data!DM44,IF($J$6=\"MAX\",data!DM45))))","v":{"v":0.25750136415425773,"d":"0.26"}},{"$f":"IF($J$6=\"OFF\",data!DN42,IF($J$6=\"26dB(A)\",data!DN43,IF($J$6=\"30dB(A)\",data!DN44,IF($J$6=\"MAX\",data!DN45))))","v":{"v":30,"d":"30.0"}},{"$f":"IF($J$6=\"OFF\",data!DO42,IF($J$6=\"26dB(A)\",data!DO43,IF($J$6=\"30dB(A)\",data!DO44,IF($J$6=\"MAX\",data!DO45))))","v":{"v":38,"d":"38.0"}},{"$f":"IF($J$6=\"OFF\",data!DP42,IF($J$6=\"26dB(A)\",data!DP43,IF($J$6=\"30dB(A)\",data!DP44,IF($J$6=\"MAX\",data!DP45))))","v":8.8},{"$f":"IF($J$6=\"OFF\",data!DQ42,IF($J$6=\"26dB(A)\",data!DQ43,IF($J$6=\"30dB(A)\",data!DQ44,IF($J$6=\"MAX\",data!DQ45))))","v":2.9}]
[null,{"$f":"IF($J$6=\"OFF\",data!DF46,IF($J$6=\"26dB(A)\",data!DF47,IF($J$6=\"30dB(A)\",data!DF48,IF($J$6=\"MAX\",data!DF49))))","v":120},null,{"$f":"IF($J$6=\"OFF\",data!DH46,IF($J$6=\"26dB(A)\",data!DH47,IF($J$6=\"30dB(A)\",data!DH48,IF($J$6=\"MAX\",data!DH49))))","v":4471},{"$f":"IF($J$6=\"OFF\",data!DI46,IF($J$6=\"26dB(A)\",data!DI47,IF($J$6=\"30dB(A)\",data!DI48,IF($J$6=\"MAX\",data!DI49))))","v":385},{"$f":"IF($J$6=\"OFF\",data!DJ46,IF($J$6=\"26dB(A)\",data!DJ47,IF($J$6=\"30dB(A)\",data!DJ48,IF($J$6=\"MAX\",data!DJ49))))","v":{"v":0.8964530786446918,"d":"0.90"}},{"$f":"IF($J$6=\"OFF\",data!DK46,IF($J$6=\"26dB(A)\",data!DK47,IF($J$6=\"30dB(A)\",data!DK48,IF($J$6=\"MAX\",data!DK49))))","v":580},{"$f":"IF($J$6=\"OFF\",data!DL46,IF($J$6=\"26dB(A)\",data!DL47,IF($J$6=\"30dB(A)\",data!DL48,IF($J$6=\"MAX\",data!DL49))))","v":249},{"$f":"IF($J$6=\"OFF\",data!DM46,IF($J$6=\"26dB(A)\",data!DM47,IF($J$6=\"30dB(A)\",data!DM48,IF($J$6=\"MAX\",data!DM49))))","v":{"v":0.3830354548473364,"d":"0.38"}},{"$f":"IF($J$6=\"OFF\",data!DN46,IF($J$6=\"26dB(A)\",data!DN47,IF($J$6=\"30dB(A)\",data!DN48,IF($J$6=\"MAX\",data!DN49))))","v":{"v":30,"d":"30.0"}},{"$f":"IF($J$6=\"OFF\",data!DO46,IF($J$6=\"26dB(A)\",data!DO47,IF($J$6=\"30dB(A)\",data!DO48,IF($J$6=\"MAX\",data!DO49))))","v":{"v":38,"d":"38.0"}},{"$f":"IF($J$6=\"OFF\",data!DP46,IF($J$6=\"26dB(A)\",data!DP47,IF($J$6=\"30dB(A)\",data!DP48,IF($J$6=\"MAX\",data!DP49))))","v":9.8},{"$f":"IF($J$6=\"OFF\",data!DQ46,IF($J$6=\"26dB(A)\",data!DQ47,IF($J$6=\"30dB(A)\",data!DQ48,IF($J$6=\"MAX\",data!DQ49))))","v":3.2}]
[null,{"$f":"IF($J$6=\"OFF\",data!DF50,IF($J$6=\"26dB(A)\",data!DF51,IF($J$6=\"30dB(A)\",data!DF52,IF($J$6=\"MAX\",data!DF53))))","v":140},null,{"$f":"IF($J$6=\"OFF\",data!DH50,IF($J$6=\"26dB(A)\",data!DH51,IF($J$6=\"30dB(A)\",data!DH52,IF($J$6=\"MAX\",data!DH53))))","v":5302},{"$f":"IF($J$6=\"OFF\",data!DI50,IF($J$6=\"26dB(A)\",data!DI51,IF($J$6=\"30dB(A)\",data!DI52,IF($J$6=\"MAX\",data!DI53))))","v":456},{"$f":"IF($J$6=\"OFF\",data!DJ50,IF($J$6=\"26dB(A)\",data!DJ51,IF($J$6=\"30dB(A)\",data!DJ52,IF($J$6=\"MAX\",data!DJ53))))","v":{"v":1.285836312641885,"d":"1.29"}},{"$f":"IF($J$6=\"OFF\",data!DK50,IF($J$6=\"26dB(A)\",data!DK51,IF($J$6=\"30dB(A)\",data!DK52,IF($J$6=\"MAX\",data!DK53))))","v":688},{"$f":"IF($J$6=\"OFF\",data!DL50,IF($J$6=\"26dB(A)\",data!DL51,IF($J$6=\"30dB(A)\",data!DL52,IF($J$6=\"MAX\",data!DL53))))","v":296},{"$f":"IF($J$6=\"OFF\",data!DM50,IF($J$6=\"26dB(A)\",data!DM51,IF($J$6=\"30dB(A)\",data!DM52,IF($J$6=\"MAX\",data!DM53))))","v":{"v":0.5546069462888593,"d":"0.55"}},{"$f":"IF($J$6=\"OFF\",data!DN50,IF($J$6=\"26dB(A)\",data!DN51,IF($J$6=\"30dB(A)\",data!DN52,IF($J$6=\"MAX\",data!DN53))))","v":{"v":30,"d":"30.0"}},{"$f":"IF($J$6=\"OFF\",data!DO50,IF($J$6=\"26dB(A)\",data!DO51,IF($J$6=\"30dB(A)\",data!DO52,IF($J$6=\"MAX\",data!DO53))))","v":{"v":38,"d":"38.0"}},{"$f":"IF($J$6=\"OFF\",data!DP50,IF($J$6=\"26dB(A)\",data!DP51,IF($J$6=\"30dB(A)\",data!DP52,IF($J$6=\"MAX\",data!DP53))))","v":10.5},{"$f":"IF($J$6=\"OFF\",data!DQ50,IF($J$6=\"26dB(A)\",data!DQ51,IF($J$6=\"30dB(A)\",data!DQ52,IF($J$6=\"MAX\",data!DQ53))))","v":3.7}]
[null,{"$f":"IF($J$6=\"OFF\",data!DF54,IF($J$6=\"26dB(A)\",data!DF55,IF($J$6=\"30dB(A)\",data!DF56,IF($J$6=\"MAX\",data!DF57))))","v":160},null,{"$f":"IF($J$6=\"OFF\",data!DH54,IF($J$6=\"26dB(A)\",data!DH55,IF($J$6=\"30dB(A)\",data!DH56,IF($J$6=\"MAX\",data!DH57))))","v":6075},{"$f":"IF($J$6=\"OFF\",data!DI54,IF($J$6=\"26dB(A)\",data!DI55,IF($J$6=\"30dB(A)\",data!DI56,IF($J$6=\"MAX\",data!DI57))))","v":522},{"$f":"IF($J$6=\"OFF\",data!DJ54,IF($J$6=\"26dB(A)\",data!DJ55,IF($J$6=\"30dB(A)\",data!DJ56,IF($J$6=\"MAX\",data!DJ57))))","v":{"v":1.721314141488552,"d":"1.72"}},{"$f":"IF($J$6=\"OFF\",data!DK54,IF($J$6=\"26dB(A)\",data!DK55,IF($J$6=\"30dB(A)\",data!DK56,IF($J$6=\"MAX\",data!DK57))))","v":788},{"$f":"IF($J$6=\"OFF\",data!DL54,IF($J$6=\"26dB(A)\",data!DL55,IF($J$6=\"30dB(A)\",data!DL56,IF($J$6=\"MAX\",data!DL57))))","v":339},{"$f":"IF($J$6=\"OFF\",data!DM54,IF($J$6=\"26dB(A)\",data!DM55,IF($J$6=\"30dB(A)\",data!DM56,IF($J$6=\"MAX\",data!DM57))))","v":{"v":0.744702102610541,"d":"0.74"}},{"$f":"IF($J$6=\"OFF\",data!DN54,IF($J$6=\"26dB(A)\",data!DN55,IF($J$6=\"30dB(A)\",data!DN56,IF($J$6=\"MAX\",data!DN57))))","v":{"v":30,"d":"30.0"}},{"$f":"IF($J$6=\"OFF\",data!DO54,IF($J$6=\"26dB(A)\",data!DO55,IF($J$6=\"30dB(A)\",data!DO56,IF($J$6=\"MAX\",data!DO57))))","v":{"v":38,"d":"38.0"}},{"$f":"IF($J$6=\"OFF\",data!DP54,IF($J$6=\"26dB(A)\",data!DP55,IF($J$6=\"30dB(A)\",data!DP56,IF($J$6=\"MAX\",data!DP57))))","v":12.8},{"$f":"IF($J$6=\"OFF\",data!DQ54,IF($J$6=\"26dB(A)\",data!DQ55,IF($J$6=\"30dB(A)\",data!DQ56,IF($J$6=\"MAX\",data!DQ57))))","v":4.3}]
[null,{"$f":"IF($J$6=\"OFF\",data!DF58,IF($J$6=\"26dB(A)\",data!DF59,IF($J$6=\"30dB(A)\",data!DF60,IF($J$6=\"MAX\",data!DF61))))","v":180},null,{"$f":"IF($J$6=\"OFF\",data!DH58,IF($J$6=\"26dB(A)\",data!DH59,IF($J$6=\"30dB(A)\",data!DH60,IF($J$6=\"MAX\",data!DH61))))","v":6424},{"$f":"IF($J$6=\"OFF\",data!DI58,IF($J$6=\"26dB(A)\",data!DI59,IF($J$6=\"30dB(A)\",data!DI60,IF($J$6=\"MAX\",data!DI61))))","v":552},{"$f":"IF($J$6=\"OFF\",data!DJ58,IF($J$6=\"26dB(A)\",data!DJ59,IF($J$6=\"30dB(A)\",data!DJ60,IF($J$6=\"MAX\",data!DJ61))))","v":{"v":1.9715108987105545,"d":"1.97"}},{"$f":"IF($J$6=\"OFF\",data!DK58,IF($J$6=\"26dB(A)\",data!DK59,IF($J$6=\"30dB(A)\",data!DK60,IF($J$6=\"MAX\",data!DK61))))","v":801},{"$f":"IF($J$6=\"OFF\",data!DL58,IF($J$6=\"26dB(A)\",data!DL59,IF($J$6=\"30dB(A)\",data!DL60,IF($J$6=\"MAX\",data!DL61))))","v":344},{"$f":"IF($J$6=\"OFF\",data!DM58,IF($J$6=\"26dB(A)\",data!DM59,IF($J$6=\"30dB(A)\",data!DM60,IF($J$6=\"MAX\",data!DM61))))","v":{"v":0.7894662397750749,"d":"0.79"}},{"$f":"IF($J$6=\"OFF\",data!DN58,IF($J$6=\"26dB(A)\",data!DN59,IF($J$6=\"30dB(A)\",data!DN60,IF($J$6=\"MAX\",data!DN61))))","v":{"v":30,"d":"30.0"}},{"$f":"IF($J$6=\"OFF\",data!DO58,IF($J$6=\"26dB(A)\",data!DO59,IF($J$6=\"30dB(A)\",data!DO60,IF($J$6=\"MAX\",data!DO61))))","v":{"v":38,"d":"38.0"}},{"$f":"IF($J$6=\"OFF\",data!DP58,IF($J$6=\"26dB(A)\",data!DP59,IF($J$6=\"30dB(A)\",data!DP60,IF($J$6=\"MAX\",data!DP61))))","v":12.8},{"$f":"IF($J$6=\"OFF\",data!DQ58,IF($J$6=\"26dB(A)\",data!DQ59,IF($J$6=\"30dB(A)\",data!DQ60,IF($J$6=\"MAX\",data!DQ61))))","v":4.8}]
[null,{"$f":"IF($J$6=\"OFF\",data!DF62,IF($J$6=\"26dB(A)\",data!DF63,IF($J$6=\"30dB(A)\",data!DF64,IF($J$6=\"MAX\",data!DF65))))","v":200},null,{"$f":"IF($J$6=\"OFF\",data!DH62,IF($J$6=\"26dB(A)\",data!DH63,IF($J$6=\"30dB(A)\",data!DH64,IF($J$6=\"MAX\",data!DH65))))","v":7690},{"$f":"IF($J$6=\"OFF\",data!DI62,IF($J$6=\"26dB(A)\",data!DI63,IF($J$6=\"30dB(A)\",data!DI64,IF($J$6=\"MAX\",data!DI65))))","v":661},{"$f":"IF($J$6=\"OFF\",data!DJ62,IF($J$6=\"26dB(A)\",data!DJ63,IF($J$6=\"30dB(A)\",data!DJ64,IF($J$6=\"MAX\",data!DJ65))))","v":{"v":2.8682489622749725,"d":"2.87"}},{"$f":"IF($J$6=\"OFF\",data!DK62,IF($J$6=\"26dB(A)\",data!DK63,IF($J$6=\"30dB(A)\",data!DK64,IF($J$6=\"MAX\",data!DK65))))","v":998},{"$f":"IF($J$6=\"OFF\",data!DL62,IF($J$6=\"26dB(A)\",data!DL63,IF($J$6=\"30dB(A)\",data!DL64,IF($J$6=\"MAX\",data!DL65))))","v":429},{"$f":"IF($J$6=\"OFF\",data!DM62,IF($J$6=\"26dB(A)\",data!DM63,IF($J$6=\"30dB(A)\",data!DM64,IF($J$6=\"MAX\",data!DM65))))","v":{"v":1.2440371883056511,"d":"1.24"}},{"$f":"IF($J$6=\"OFF\",data!DN62,IF($J$6=\"26dB(A)\",data!DN63,IF($J$6=\"30dB(A)\",data!DN64,IF($J$6=\"MAX\",data!DN65))))","v":{"v":30,"d":"30.0"}},{"$f":"IF($J$6=\"OFF\",data!DO62,IF($J$6=\"26dB(A)\",data!DO63,IF($J$6=\"30dB(A)\",data!DO64,IF($J$6=\"MAX\",data!DO65))))","v":{"v":38,"d":"38.0"}},{"$f":"IF($J$6=\"OFF\",data!DP62,IF($J$6=\"26dB(A)\",data!DP63,IF($J$6=\"30dB(A)\",data!DP64,IF($J$6=\"MAX\",data!DP65))))","v":14.7},{"$f":"IF($J$6=\"OFF\",data!DQ62,IF($J$6=\"26dB(A)\",data!DQ63,IF($J$6=\"30dB(A)\",data!DQ64,IF($J$6=\"MAX\",data!DQ65))))","v":5.3}]
[null,{"$f":"IF($J$6=\"OFF\",data!DF66,IF($J$6=\"26dB(A)\",data!DF67,IF($J$6=\"30dB(A)\",data!DF68,IF($J$6=\"MAX\",data!DF69))))","v":220},null,{"$f":"IF($J$6=\"OFF\",data!DH66,IF($J$6=\"26dB(A)\",data!DH67,IF($J$6=\"30dB(A)\",data!DH68,IF($J$6=\"MAX\",data!DH69))))","v":8440},{"$f":"IF($J$6=\"OFF\",data!DI66,IF($J$6=\"26dB(A)\",data!DI67,IF($J$6=\"30dB(A)\",data!DI68,IF($J$6=\"MAX\",data!DI69))))","v":726},{"$f":"IF($J$6=\"OFF\",data!DJ66,IF($J$6=\"26dB(A)\",data!DJ67,IF($J$6=\"30dB(A)\",data!DJ68,IF($J$6=\"MAX\",data!DJ69))))","v":{"v":3.523799431798829,"d":"3.52"}},{"$f":"IF($J$6=\"OFF\",data!DK66,IF($J$6=\"26dB(A)\",data!DK67,IF($J$6=\"30dB(A)\",data!DK68,IF($J$6=\"MAX\",data!DK69))))","v":1095},{"$f":"IF($J$6=\"OFF\",data!DL66,IF($J$6=\"26dB(A)\",data!DL67,IF($J$6=\"30dB(A)\",data!DL68,IF($J$6=\"MAX\",data!DL69))))","v":471},{"$f":"IF($J$6=\"OFF\",data!DM66,IF($J$6=\"26dB(A)\",data!DM67,IF($J$6=\"30dB(A)\",data!DM68,IF($J$6=\"MAX\",data!DM69))))","v":{"v":1.529835024440543,"d":"1.53"}},{"$f":"IF($J$6=\"OFF\",data!DN66,IF($J$6=\"26dB(A)\",data!DN67,IF($J$6=\"30dB(A)\",data!DN68,IF($J$6=\"MAX\",data!DN69))))","v":{"v":30,"d":"30.0"}},{"$f":"IF($J$6=\"OFF\",data!DO66,IF($J$6=\"26dB(A)\",data!DO67,IF($J$6=\"30dB(A)\",data!DO68,IF($J$6=\"MAX\",data!DO69))))","v":{"v":38,"d":"38.0"}},{"$f":"IF($J$6=\"OFF\",data!DP66,IF($J$6=\"26dB(A)\",data!DP67,IF($J$6=\"30dB(A)\",data!DP68,IF($J$6=\"MAX\",data!DP69))))","v":16.8},{"$f":"IF($J$6=\"OFF\",data!DQ66,IF($J$6=\"26dB(A)\",data!DQ67,IF($J$6=\"30dB(A)\",data!DQ68,IF($J$6=\"MAX\",data!DQ69))))","v":5.9}]
[null,{"$f":"IF($J$6=\"OFF\",data!DF70,IF($J$6=\"26dB(A)\",data!DF71,IF($J$6=\"30dB(A)\",data!DF72,IF($J$6=\"MAX\",data!DF73))))","v":240},null,{"$f":"IF($J$6=\"OFF\",data!DH70,IF($J$6=\"26dB(A)\",data!DH71,IF($J$6=\"30dB(A)\",data!DH72,IF($J$6=\"MAX\",data!DH73))))","v":9231},{"$f":"IF($J$6=\"OFF\",data!DI70,IF($J$6=\"26dB(A)\",data!DI71,IF($J$6=\"30dB(A)\",data!DI72,IF($J$6=\"MAX\",data!DI73))))","v":794},{"$f":"IF($J$6=\"OFF\",data!DJ70,IF($J$6=\"26dB(A)\",data!DJ71,IF($J$6=\"30dB(A)\",data!DJ72,IF($J$6=\"MAX\",data!DJ73))))","v":{"v":4.287778638628886,"d":"4.29"}},{"$f":"IF($J$6=\"OFF\",data!DK70,IF($J$6=\"26dB(A)\",data!DK71,IF($J$6=\"30dB(A)\",data!DK72,IF($J$6=\"MAX\",data!DK73))))","v":1197},{"$f":"IF($J$6=\"OFF\",data!DL70,IF($J$6=\"26dB(A)\",data!DL71,IF($J$6=\"30dB(A)\",data!DL72,IF($J$6=\"MAX\",data!DL73))))","v":515},{"$f":"IF($J$6=\"OFF\",data!DM70,IF($J$6=\"26dB(A)\",data!DM71,IF($J$6=\"30dB(A)\",data!DM72,IF($J$6=\"MAX\",data!DM73))))","v":{"v":1.8636668369026486,"d":"1.86"}},{"$f":"IF($J$6=\"OFF\",data!DN70,IF($J$6=\"26dB(A)\",data!DN71,IF($J$6=\"30dB(A)\",data!DN72,IF($J$6=\"MAX\",data!DN73))))","v":{"v":30,"d":"30.0"}},{"$f":"IF($J$6=\"OFF\",data!DO70,IF($J$6=\"26dB(A)\",data!DO71,IF($J$6=\"30dB(A)\",data!DO72,IF($J$6=\"MAX\",data!DO73))))","v":{"v":38,"d":"38.0"}},{"$f":"IF($J$6=\"OFF\",data!DP70,IF($J$6=\"26dB(A)\",data!DP71,IF($J$6=\"30dB(A)\",data!DP72,IF($J$6=\"MAX\",data!DP73))))","v":17.7},{"$f":"IF($J$6=\"OFF\",data!DQ70,IF($J$6=\"26dB(A)\",data!DQ71,IF($J$6=\"30dB(A)\",data!DQ72,IF($J$6=\"MAX\",data!DQ73))))","v":6.4}]
[null,{"$f":"IF($J$6=\"OFF\",data!DF74,IF($J$6=\"26dB(A)\",data!DF75,IF($J$6=\"30dB(A)\",data!DF76,IF($J$6=\"MAX\",data!DF77))))","v":260},null,{"$f":"IF($J$6=\"OFF\",data!DH74,IF($J$6=\"26dB(A)\",data!DH75,IF($J$6=\"30dB(A)\",data!DH76,IF($J$6=\"MAX\",data!DH77))))","v":9571},{"$f":"IF($J$6=\"OFF\",data!DI74,IF($J$6=\"26dB(A)\",data!DI75,IF($J$6=\"30dB(A)\",data!DI76,IF($J$6=\"MAX\",data!DI77))))","v":823},{"$f":"IF($J$6=\"OFF\",data!DJ74,IF($J$6=\"26dB(A)\",data!DJ75,IF($J$6=\"30dB(A)\",data!DJ76,IF($J$6=\"MAX\",data!DJ77))))","v":{"v":4.699623379387812,"d":"4.70"}},{"$f":"IF($J$6=\"OFF\",data!DK74,IF($J$6=\"26dB(A)\",data!DK75,IF($J$6=\"30dB(A)\",data!DK76,IF($J$6=\"MAX\",data!DK77))))","v":1210},{"$f":"IF($J$6=\"OFF\",data!DL74,IF($J$6=\"26dB(A)\",data!DL75,IF($J$6=\"30dB(A)\",data!DL76,IF($J$6=\"MAX\",data!DL77))))","v":520},{"$f":"IF($J$6=\"OFF\",data!DM74,IF($J$6=\"26dB(A)\",data!DM75,IF($J$6=\"30dB(A)\",data!DM76,IF($J$6=\"MAX\",data!DM77))))","v":{"v":1.9461054883013664,"d":"1.95"}},{"$f":"IF($J$6=\"OFF\",data!DN74,IF($J$6=\"26dB(A)\",data!DN75,IF($J$6=\"30dB(A)\",data!DN76,IF($J$6=\"MAX\",data!DN77))))","v":{"v":30,"d":"30.0"}},{"$f":"IF($J$6=\"OFF\",data!DO74,IF($J$6=\"26dB(A)\",data!DO75,IF($J$6=\"30dB(A)\",data!DO76,IF($J$6=\"MAX\",data!DO77))))","v":{"v":38,"d":"38.0"}},{"$f":"IF($J$6=\"OFF\",data!DP74,IF($J$6=\"26dB(A)\",data!DP75,IF($J$6=\"30dB(A)\",data!DP76,IF($J$6=\"MAX\",data!DP77))))","v":17.7},{"$f":"IF($J$6=\"OFF\",data!DQ74,IF($J$6=\"26dB(A)\",data!DQ75,IF($J$6=\"30dB(A)\",data!DQ76,IF($J$6=\"MAX\",data!DQ77))))","v":6.9}]
[null,{"$f":"IF($J$6=\"OFF\",data!DF78,IF($J$6=\"26dB(A)\",data!DF79,IF($J$6=\"30dB(A)\",data!DF80,IF($J$6=\"MAX\",data!DF81))))","v":280},null,{"$f":"IF($J$6=\"OFF\",data!DH78,IF($J$6=\"26dB(A)\",data!DH79,IF($J$6=\"30dB(A)\",data!DH80,IF($J$6=\"MAX\",data!DH81))))","v":10751},{"$f":"IF($J$6=\"OFF\",data!DI78,IF($J$6=\"26dB(A)\",data!DI79,IF($J$6=\"30dB(A)\",data!DI80,IF($J$6=\"MAX\",data!DI81))))","v":925},{"$f":"IF($J$6=\"OFF\",data!DJ78,IF($J$6=\"26dB(A)\",data!DJ79,IF($J$6=\"30dB(A)\",data!DJ80,IF($J$6=\"MAX\",data!DJ81))))","v":{"v":6.0128744748590695,"d":"6.01"}},{"$f":"IF($J$6=\"OFF\",data!DK78,IF($J$6=\"26dB(A)\",data!DK79,IF($J$6=\"30dB(A)\",data!DK80,IF($J$6=\"MAX\",data!DK81))))","v":1395},{"$f":"IF($J$6=\"OFF\",data!DL78,IF($J$6=\"26dB(A)\",data!DL79,IF($J$6=\"30dB(A)\",data!DL80,IF($J$6=\"MAX\",data!DL81))))","v":600},{"$f":"IF($J$6=\"OFF\",data!DM78,IF($J$6=\"26dB(A)\",data!DM79,IF($J$6=\"30dB(A)\",data!DM80,IF($J$6=\"MAX\",data!DM81))))","v":{"v":2.6214541033696332,"d":"2.62"}},{"$f":"IF($J$6=\"OFF\",data!DN78,IF($J$6=\"26dB(A)\",data!DN79,IF($J$6=\"30dB(A)\",data!DN80,IF($J$6=\"MAX\",data!DN81))))","v":{"v":30,"d":"30.0"}},{"$f":"IF($J$6=\"OFF\",data!DO78,IF($J$6=\"26dB(A)\",data!DO79,IF($J$6=\"30dB(A)\",data!DO80,IF($J$6=\"MAX\",data!DO81))))","v":{"v":38,"d":"38.0"}},{"$f":"IF($J$6=\"OFF\",data!DP78,IF($J$6=\"26dB(A)\",data!DP79,IF($J$6=\"30dB(A)\",data!DP80,IF($J$6=\"MAX\",data!DP81))))","v":20.4},{"$f":"IF($J$6=\"OFF\",data!DQ78,IF($J$6=\"26dB(A)\",data!DQ79,IF($J$6=\"30dB(A)\",data!DQ80,IF($J$6=\"MAX\",data!DQ81))))","v":7.5}]
[null,{"$f":"IF($J$6=\"OFF\",data!DF82,IF($J$6=\"26dB(A)\",data!DF83,IF($J$6=\"30dB(A)\",data!DF84,IF($J$6=\"MAX\",data!DF85))))","v":300},null,{"$f":"IF($J$6=\"OFF\",data!DH82,IF($J$6=\"26dB(A)\",data!DH83,IF($J$6=\"30dB(A)\",data!DH84,IF($J$6=\"MAX\",data!DH85))))","v":{"$error":"#N/A"}},{"$f":"IF($J$6=\"OFF\",data!DI82,IF($J$6=\"26dB(A)\",data!DI83,IF($J$6=\"30dB(A)\",data!DI84,IF($J$6=\"MAX\",data!DI85))))","v":{"$error":"#N/A"}},{"$f":"IF($J$6=\"OFF\",data!DJ82,IF($J$6=\"26dB(A)\",data!DJ83,IF($J$6=\"30dB(A)\",data!DJ84,IF($J$6=\"MAX\",data!DJ85))))","v":{"$error":"#N/A"}},{"$f":"IF($J$6=\"OFF\",data!DK82,IF($J$6=\"26dB(A)\",data!DK83,IF($J$6=\"30dB(A)\",data!DK84,IF($J$6=\"MAX\",data!DK85))))","v":{"$error":"#N/A"}},{"$f":"IF($J$6=\"OFF\",data!DL82,IF($J$6=\"26dB(A)\",data!DL83,IF($J$6=\"30dB(A)\",data!DL84,IF($J$6=\"MAX\",data!DL85))))","v":{"$error":"#N/A"}},{"$f":"IF($J$6=\"OFF\",data!DM82,IF($J$6=\"26dB(A)\",data!DM83,IF($J$6=\"30dB(A)\",data!DM84,IF($J$6=\"MAX\",data!DM85))))","v":{"$error":"#N/A"}},{"$f":"IF($J$6=\"OFF\",data!DN82,IF($J$6=\"26dB(A)\",data!DN83,IF($J$6=\"30dB(A)\",data!DN84,IF($J$6=\"MAX\",data!DN85))))","v":{"$error":"#N/A"}},{"$f":"IF($J$6=\"OFF\",data!DO82,IF($J$6=\"26dB(A)\",data!DO83,IF($J$6=\"30dB(A)\",data!DO84,IF($J$6=\"MAX\",data!DO85))))","v":{"$error":"#N/A"}},{"$f":"IF($J$6=\"OFF\",data!DP82,IF($J$6=\"26dB(A)\",data!DP83,IF($J$6=\"30dB(A)\",data!DP84,IF($J$6=\"MAX\",data!DP85))))","v":{"$error":"#N/A"}},{"$f":"IF($J$6=\"OFF\",data!DQ82,IF($J$6=\"26dB(A)\",data!DQ83,IF($J$6=\"30dB(A)\",data!DQ84,IF($J$6=\"MAX\",data!DQ85))))","v":{"$error":"#N/A"}}]
[{"$nulls":12},"v2024-04-12"]
[null,"*",{"$f":"IF(data!$CC$17=1,NL!E6,IF(data!$CC$17=2,EN!E6,IF(data!$CC$17=3,FR!E6,IF(data!$CC$17=4,DE!E6,IF(data!$CC$17=5,NR!E6,IF(data!$CC$17=6,SP!E6,IF(data!$CC$17=7,SW!E6,IF(data!$CC$17=8,TS!E6,IF(data!$CC$17=9,ExtraTaal1!E6,IF(data!$CC$17=10,ExtraTaal2!E6,IF(data!$CC$17=11,ExtraTaal3!E6,)))))))))))","v":"If the fans are switched off, the output is an indicative value."}]
[null,"**",{"$f":"IF(data!$CC$17=1,NL!B20,IF(data!$CC$17=2,EN!B20,IF(data!$CC$17=3,FR!B20,IF(data!$CC$17=4,DE!B20,IF(data!$CC$17=5,NR!B20,IF(data!$CC$17=6,SP!B20,IF(data!$CC$17=7,SW!B20,IF(data!$CC$17=8,TS!B20,IF(data!$CC$17=9,ExtraTaal1!B20,IF(data!$CC$17=10,ExtraTaal2!B20,IF(data!$CC$17=11,ExtraTaal3!B20,)))))))))))","v":"Cooling power is calcullated according EN16430 with fans blowing up for all heights."}]
[null,"***",{"$f":"IF($J$4=data!$CC$3,NL!B21,IF($J$4=data!$CC$4,EN!B21,IF($J$4=data!$CC$5,FR!B21,IF($J$4=data!$CC$6,DE!B21,IF($J$4=data!$CC$7,NR!B21,IF($J$4=data!$CC$8,SP!B21,IF($J$4=data!$CC$9,SW!B21,)))))))","v":"When the water volume is given in gallons, the units are specifically imperial gallons."}]
[null,"****",{"$f":"IF(data!$CC$17=1,NL!B22,IF(data!$CC$17=2,EN!B22,IF(data!$CC$17=3,FR!B22,IF(data!$CC$17=4,DE!B22,IF(data!$CC$17=5,NR!B22,IF(data!$CC$17=6,SP!B22,IF(data!$CC$17=7,SW!B22,IF(data!$CC$17=8,TS!B22,IF(data!$CC$17=9,ExtraTaal1!B22,IF(data!$CC$17=10,ExtraTaal2!B22,IF(data!$CC$17=11,ExtraTaal3!B22,)))))))))))","v":"Soundpower according to ISO 3741:2010, sound pressure level with assumed room damping of 8 dB(A)."}]

{"sheet":"data","index":1,"n_rows":1393,"n_cols":121,"rows_kept":1125,"cut":true,"hidden":true,"merged":[[0,85,0,87],[0,88,0,90],[0,91,0,93],[0,94,0,96],[0,97,0,99],[0,100,0,102],[0,103,0,105],[1,79,1,83],[1,109,1,118],[3,113,3,116],[3,117,3,118],[3,119,3,120],[4,109,4,110],[4,113,4,116],[4,117,4,118],[5,113,5,116],[6,116,7,117],[6,118,7,118],[6,119,7,119],[6,120,7,120],[9,109,9,111],[9,114,9,116],[9,119,9,120],[10,109,10,111],[10,114,10,116],[10,119,13,120],[11,109,11,111],[11,114,11,116],[12,114,12,116],[16,109,16,120],[21,94,21,96],[21,97,21,99],[25,66,25,68],[25,69,25,71],[25,73,25,75],[25,76,25,77],[69,92,69,103],[70,92,70,93],[70,94,70,95],[70,96,70,97],[70,98,70,99],[70,100,70,101],[70,102,70,103],[101,91,101,96],[105,91,105,96],[109,91,109,96],[113,91,113,96],[2678,84,2681,84],[2678,85,2681,85],[2678,86,2681,86],[2678,87,2681,87]],"bounds":{"rows_first":500,"rows_last":125,"rows_between":500,"halvings":2}}
[{"$f":"+CONCATENATE($A$2,\"_L\")","v":"StradaMM_L"},{"$nulls":11},"heating","Ti",{"$f":"IF($BZ$2=1,$P1,IF($BZ$2=2,(P1-32)/1.8,))","v":75},{"$f":"'LowH2O DBH'!E10","v":75},{"$nulls":20},"cooling","Ti",{"$f":"IF($BZ$2=1,$AN1,IF($BZ$2=2,($AN1-32)/1.8,))","v":16},{"$f":"'LowH2O DBH'!J10","v":16},null,"RH",{"$f":"'LowH2O DBH'!J13","v":{"v":0.5,"d":"50%"}},{"$nulls":3},"RH",{"$nulls":24},"DBH rail",{"$f":"IF($CC$17=1,\"GEEN\",IF($CC$17=2,\"NONE\",IF($CC$17=3,\"NONE\",IF($CC$17=4,\"NONE\",IF($CC$17=5,\"NONE\",)))))","v":"NONE"},10,15,null,null,"Imperial/SI",null,"toestel","taal","lengte","hoogte","type",null,"Built_in Hybrid",null,null,"Strada Hybrid",null,null,"Linea Hybrid",null,null,"Tempo Hybrid",null,null,"DBH-upgrade",null,null,"Mini Hybrid",null,null,"Strada hybrid MM"]
[{"$f":"IF('LowH2O DBH'!$J$5=data!$CH$1,data!$CA$6,IF('LowH2O DBH'!$J$5=data!$CK$1,data!$CA$3,IF('LowH2O DBH'!$J$5=data!$CN$1,data!$CA$4,IF('LowH2O DBH'!$J$5=data!$CQ$1,data!$CA$5,IF('LowH2O DBH'!$J$5=data!$CW$1,data!$CA$7,IF('LowH2O DBH'!$J$5=data!$CZ$1,data!$CA$8))))))","v":"StradaMM"},{"$nulls":12},"Tr",{"$f":"IF($BZ$2=1,$P2,IF($BZ$2=2,(P2-32)/1.8,))","v":65},{"$f":"'LowH2O DBH'!E11","v":65},{"$nulls":21},"Tr",{"$f":"IF($BZ$2=1,$AN2,IF($BZ$2=2,($AN2-32)/1.8,))","v":18.000000000000004},{"$f":"'LowH2O DBH'!J11","v":{"v":18.000000000000004,"d":"18"}},{"$nulls":31},1,{"$nulls":5},1,null,"Geselecteerd",{"$nulls":5},"hoogte","lengte","type","hoogte","lengte","type","hoogte","lengte","type","hoogte","lengte","type","hoogte","lengte","type","hoogte","lengte","type","hoogte","lengte","type",{"$nulls":3},{"$f":"IF(data!$CC$17=7,\"Effektsimulering Hybridmodeller\",\"Selectiontool LowH2O Hybrids\")","v":"Selectiontool LowH2O Hybrids"}]
[{"$f":"+CONCATENATE($A$2,\"_T\")","v":"StradaMM_T"},{"$nulls":12},"Ta",{"$f":"IF($BZ$2=1,$P3,IF($BZ$2=2,(P3-32)/1.8,))","v":20},{"$f":"'LowH2O DBH'!E12","v":20},{"$nulls":21},"Ta",{"$f":"IF($BZ$2=1,$AN3,IF($BZ$2=2,($AN3-32)/1.8,))","v":27},{"$f":"'LowH2O DBH'!J12","v":27},{"$nulls":37},1,"Strada",{"$f":"CK1","v":"Strada Hybrid"},"Nederlands",{"$f":"IF($CB$9=5,CX3,CL3)","v":50},{"$f":"IF($CB$9=1,CK3,IF($CB$9=2,CN3,IF($CB$9=3,CQ3,IF($CB$9=4,CH3,IF($CB$9=5,CW3)))))","v":35},10,null,20,50,10,35,50,10,20,50,10,20,50,10,null,50,10,28,"N.v.t.",11,35,60,11]
["kolomindex",2,3,4,5,6,7,8,9,10,11,12,13,14,15,16,17,18,19,20,21,22,23,24,25,26,27,28,29,30,31,32,33,34,35,36,37,38,39,40,41,42,43,44,45,46,47,48,49,50,51,52,53,54,55,56,57,58,59,60,61,62,63,64,65,66,67,68,69,70,71,72,73,74,75,76,77,null,"Linea",{"$f":"CN1","v":"Linea Hybrid"},"English",{"$f":"IF($CB$9=5,CX4,CL4)","v":60},{"$f":"IF($CB$9=1,CK4,IF($CB$9=2,CN4,IF($CB$9=3,CQ4,IF($CB$9=4,CH4,IF($CB$9=5,CW4)))))","v":50},11,null,30,60,11,50,60,11,35,60,11,30,60,11,null,60,11,null,81,16,50,80,16,{"$nulls":7},"Taal/Language/Sprache/Langue/Språk/Lengua",{"$nulls":3},{"$f":"'LowH2O DBH'!J4","v":"English"},{"$f":"'LowH2O DBH'!K4","v":0}]
[{"$f":"CONCATENATE($CB$9,'LowH2O DBH'!$K$6,$CD3,'LowH2O DBH'!$L$6)","v":"1505021"},null,null,{"$f":"VLOOKUP($A5,$A$28:$BY$1500,D$4,0)","v":{"$error":"#N/A"}},{"$f":"VLOOKUP($A5,$A$28:$BY$1500,E$4,0)","v":{"$error":"#N/A"}},{"$f":"VLOOKUP($A5,$A$28:$BY$1500,F$4,0)","v":{"$error":"#N/A"}},{"$error":"#N/A"},{"$f":"VLOOKUP($A5,$A$28:$BY$1500,H$4,0)","v":{"$error":"#N/A"}},{"$error":"#N/A"},{"$error":"#N/A"},{"$error":"#N/A"},{"$error":"#N/A"},{"$f":"VLOOKUP($A5,$A$28:$BY$1500,M$4,0)","v":{"$error":"#N/A"}},{"$f":"VLOOKUP($A5,$A$28:$BY$1500,N$4,0)","v":{"$error":"#N/A"}},{"$error":"#N/A"},{"$error":"#N/A"},{"$error":"#N/A"},{"$error":"#N/A"},{"$error":"#N/A"},{"$error":"#N/A"},{"$f":"VLOOKUP($A5,$A$28:$BY$1500,U$4,0)*IF('LowH2O DBH'!$J$5=data!$CB$8,0.9,1)","v":{"$error":"#N/A"}},{"$error":"#N/A"},{"$error":"#N/A"},{"$f":"VLOOKUP($A5,$A$28:$BY$1500,X$4,0)","v":{"$error":"#N/A"}},{"$error":"#N/A"},{"$error":"#N/A"},{"$error":"#N/A"},{"$error":"#N/A"},{"$error":"#N/A"},{"$error":"#N/A"},{"$error":"#N/A"},{"$error":"#N/A"},{"$error":"#N/A"},{"$f":"VLOOKUP($A5,$A$28:$BY$1500,AH$4,0)","v":{"$error":"#N/A"}},{"$error":"#N/A"},{"$error":"#N/A"},{"$error":"#N/A"},{"$error":"#N/A"},{"$error":"#N/A"},{"$error":"#N/A"},{"$error":"#N/A"},{"$error":"#N/A"},{"$error":"#N/A"},{"$f":"VLOOKUP($A5,$A$28:$BY$1500,AR$4,0)","v":{"$error":"#N/A"}},{"$error":"#N/A"},{"$error":"#N/A"},{"$error":"#N/A"},{"$error":"#N/A"},{"$error":"#N/A"},{"$error":"#N/A"},{"$error":"#N/A"},{"$error":"#N/A"},{"$error":"#N/A"},{"$f":"VLOOKUP($A5,$A$28:$BY$1500,BB$4,0)","v":{"$error":"#N/A"}},{"$error":"#N/A"},{"$error":"#N/A"},{"$error":"#N/A"},{"$error":"#N/A"},{"$error":"#N/A"},{"$error":"#N/A"},{"$error":"#N/A"},{"$error":"#N/A"},{"$error":"#N/A"},{"$f":"VLOOKUP($A5,$A$28:$BY$1500,BL$4,0)","v":{"$error":"#N/A"}},{"$error":"#N/A"},{"$error":"#N/A"},{"$error":"#N/A"},{"$error":"#N/A"},{"$error":"#N/A"},{"$error":"#N/A"},{"$error":"#N/A"},{"$error":"#N/A"},{"$error":"#N/A"},{"$error":"#N/A"},{"$error":"#N/A"},{"$error":"#N/A"},{"$error":"#N/A"},null,"Tempo",{"$f":"CQ1","v":"Tempo Hybrid"},"Français",70,65,15,null,40,70,15,65,70,15,50,70,15,40,70,15,null,70,15,null,101,null,65,100,21,{"$nulls":7},{"$f":"IF($J$4=data!$CC$3,NL!DJ4,IF($J$4=data!$CC$4,EN!DJ4,IF($J$4=data!$CC$5,FR!DJ4,IF($J$4=data!$CC$6,DE!DJ4,IF($J$4=data!$CC$7,NR!DJ4,IF($J$4=data!$CC$8,SP!DJ4,IF($J$4=data!$CC$9,SW!DJ4,)))))))","v":0},{"$nulls":3},{"$f":"'LowH2O DBH'!J5","v":"Strada Hybrid MM"},{"$f":"'LowH2O DBH'!K5","v":0}]
[{"$f":"CONCATENATE($CB$9,'LowH2O DBH'!$K$6,$CD4,'LowH2O DBH'!$L$6)","v":"1506021"},null,null,1,50,60,21,21.5,0,26,30,41.1,1239.2,1802.6437228662567,1935.0981352499616,2561.16,1.5,1.05,1.05,1.05,{"$f":"VLOOKUP($A6,$A$28:$BY$1500,U$4,0)*IF('LowH2O DBH'!$J$5=data!$CB$8,0.9,1)","v":1115.1000000000001},1803,1935,2561,107,155,166,220,0.06481374223055926,0.13454431150760796,0.15402657304252074,0.2685289255955803,0.0001276,1.7219,4,0.000514201,233.8293185941635,251.01059773412922,332.22,0.85,0.85,0.85,234,251,332,101,108,143,0.05785134679032401,0.06601213332318584,0.1147780548995266,1.6,4.8,5.5,7.2,0,1549,0,0.8,0,0,0,12.3,14.4,21.85,0,1,1,1,234,251,332,0,0,0,0,1,null,"Built_in",{"$f":"CH1","v":"Built_in Hybrid"},"Deutsch",80,95,16,null,50,80,16,95,80,16,65,80,16,50,80,16,null,80,16,null,121,null,null,120,{"$nulls":8},{"$f":"IF($J$4=data!$CC$3,NL!DI4,IF($J$4=data!$CC$4,EN!DI4,IF($J$4=data!$CC$5,FR!DI4,IF($J$4=data!$CC$6,DE!DI4,IF($J$4=data!$CC$7,NR!DI4,IF($J$4=data!$CC$8,SP!DI4,IF($J$4=data!$CC$9,SW!DI4,)))))))&\" [centimeter]\"","v":" [centimeter]"},{"$nulls":3},{"$f":"'LowH2O DBH'!J6","v":"30dB(A)"},{"$f":"'LowH2O DBH'!K6","v":50},{"$f":"'LowH2O DBH'!L6","v":21},{"$f":"data!DL6","v":0}]
[{"$f":"CONCATENATE($CB$9,'LowH2O DBH'!$K$6,$CD5,'LowH2O DBH'!$L$6)","v":"1507021"},null,null,1,50,70,21,21.5,0,26,30,41.1,1445.6000000000001,1977.829194535895,2123.1558613833213,2810.06,1.5,1.05,1.05,1.05,{"$f":"VLOOKUP($A7,$A$28:$BY$1500,U$4,0)*IF('LowH2O DBH'!$J$5=data!$CB$8,0.9,1)","v":1301.4},1978,2123,2810,124,170,183,242,0.0886734149457019,0.16489933699427986,0.1906306494771868,0.3305057858506517,0.0001276,1.7219,4,0.000514201,240.30463534531125,257.9617069363265,341.42,0.85,0.85,0.85,240,258,341,103,111,147,0.06159102799690025,0.07133572501153694,0.12389224890734116,1.9,5.1,5.6,7.2,0,1807,0,0.8,0,0,0,12.3,14.4,21.85,0,1,1,1,240,258,341,0,0,0,0,1,null,"MiniHybrid","Mini Hybrid","Norsk",90,0,20,null,60,90,20,null,90,20,95,90,20,60,90,20,null,90,20,null,141,null,null,140,{"$nulls":9},{"$f":"IF($J$4=data!$CC$3,NL!DF3,IF($J$4=data!$CC$4,EN!DF3,IF($J$4=data!$CC$5,FR!DF3,IF($J$4=data!$CC$6,DE!DF3,IF($J$4=data!$CC$7,NR!DF3,IF($J$4=data!$CC$8,SP!DF3,IF($J$4=data!$CC$9,SW!DF3,)))))))","v":0},null,{"$f":"IF($J$4=data!$CC$3,NL!DF16,IF($J$4=data!$CC$4,EN!DF16,IF($J$4=data!$CC$5,FR!DF16,IF($J$4=data!$CC$6,DE!DF16,IF($J$4=data!$CC$7,NR!DF16,IF($J$4=data!$CC$8,SP!DF16,IF($J$4=data!$CC$9,SW!DF16,)))))))","v":0},null,{"$f":"IF($J$4=data!$CC$3,NL!DF4,IF($J$4=data!$CC$4,EN!DF4,IF($J$4=data!$CC$5,FR!DF4,IF($J$4=data!$CC$6,DE!DF4,IF($J$4=data!$CC$7,NR!DF4,IF($J$4=data!$CC$8,SP!DF4,IF($J$4=data!$CC$9,SW!DF4,)))))))","v":0},{"$f":"IF($J$4=data!$CC$3,NL!DF5,IF($J$4=data!$CC$4,EN!DF5,IF($J$4=data!$CC$5,FR!DF5,IF($J$4=data!$CC$6,DE!DF5,IF($J$4=data!$CC$7,NR!DF5,IF($J$4=data!$CC$8,SP!DF5,IF($J$4=data!$CC$9,SW!DF5,)))))))","v":0},{"$f":"IF($J$4=data!$CC$3,NL!DF6,IF($J$4=data!$CC$4,EN!DF6,IF($J$4=data!$CC$5,FR!DF6,IF($J$4=data!$CC$6,DE!DF6,IF($J$4=data!$CC$7,NR!DF6,IF($J$4=data!$CC$8,SP!DF6,IF($J$4=data!$CC$9,SW!DF6,)))))))","v":0}]
[{"$f":"CONCATENATE($CB$9,'LowH2O DBH'!$K$6,$CD6,'LowH2O DBH'!$L$6)","v":"1508021"},null,null,1,50,80,21,21.5,0,26,30,42.4,1652.8000000000002,2627.7848955664344,2817.8416357747774,3780.76,1.5,1.05,1.05,1.05,{"$f":"VLOOKUP($A8,$A$28:$BY$1500,U$4,0)*IF('LowH2O DBH'!$J$5=data!$CB$8,0.9,1)","v":1487.7},2628,2818,3781,142,226,242,325,0.11828482132104842,0.29449823797779945,0.3368712257217761,0.6016452248134326,0.0001276,1.7219,4,0.000514201,340.86222571220884,365.515371252517,490.42,0.85,0.85,0.85,341,366,490,147,157,211,0.12659023968056798,0.14403307699408213,0.25732674402542394,2.1,6,6.7,9,0,2066,0,0.8,0,0,0,11.8,13.7,21.85,0,1,1,1,341,366,490,0,0,0,0,1,null,"StradaMM","Strada Hybrid MM","Español",100,0,21,null,70,100,21,null,100,21,null,100,21,70,100,21,null,100,21,null,181,null,null,160,{"$nulls":4},{"$f":"IF($J$4=data!$CC$3,NL!DI5,IF($J$4=data!$CC$4,EN!DI5,IF($J$4=data!$CC$5,FR!DI5,IF($J$4=data!$CC$6,DE!DI5,IF($J$4=data!$CC$7,NR!DI5,IF($J$4=data!$CC$8,SP!DI5,IF($J$4=data!$CC$9,SW!DI5,)))))))","v":0}]
[{"$f":"CONCATENATE($CB$9,'LowH2O DBH'!$K$6,$CD7,'LowH2O DBH'!$L$6)","v":"1509021"},null,null,1,50,90,21,21.5,0,26,30,43.3,1859.2,3009.294765102498,3223.97955595124,4390.56,1.5,1.05,1.05,1.05,{"$f":"VLOOKUP($A9,$A$28:$BY$1500,U$4,0)*IF('LowH2O DBH'!$J$5=data!$CB$8,0.9,1)","v":1673.1000000000001},3009,3224,4391,160,259,277,378,0.15260387350858196,0.3921228506628396,0.4473750300143957,0.8237317604768891,0.0001276,1.7219,4,0.000514201,390.3496489334332,418.197413702432,569.52,0.85,0.85,0.85,390,418,570,168,180,245,0.16789509816318576,0.19217671661448937,0.35163070513405226,2.4,7,7.7,10.7,0,2324,0,0.8,0,0,0,11.3,13.2,21.85,0,1,1,1,390,418,570,0,0,0,0,1,null,{"$f":"IF(#REF!=data!CA3,1,IF(#REF!=data!CA4,2,IF(#REF!=data!CA5,3,IF(#REF!=data!CA6,3))))","v":{"$error":"#REF!"}},{"$f":"IF('LowH2O DBH'!$J$5=data!CB3,1,IF('LowH2O DBH'!$J$5=data!CB4,2,IF('LowH2O DBH'!$J$5=data!CB5,3,IF('LowH2O DBH'!$J$5=data!CB6,3,IF('LowH2O DBH'!$J$5=data!CB7,5,IF('LowH2O DBH'!$J$5=data!CB8,1))))))","v":1},"Svenska",110,0,null,null,90,110,null,null,110,null,null,110,null,90,110,null,null,110,null,null,241,{"$nulls":7},{"$f":"IF($J$4=data!$CC$3,NL!DF8,IF($J$4=data!$CC$4,EN!DF8,IF($J$4=data!$CC$5,FR!DF8,IF($J$4=data!$CC$6,DE!DF8,IF($J$4=data!$CC$7,NR!DF8,IF($J$4=data!$CC$8,SP!DF8,IF($J$4=data!$CC$9,SW!DF8,)))))))","v":0},{"$nulls":4},{"$f":"IF($J$4=data!$CC$3,NL!DK8,IF($J$4=data!$CC$4,EN!DK8,IF($J$4=data!$CC$5,FR!DK8,IF($J$4=data!$CC$6,DE!DK8,IF($J$4=data!$CC$7,NR!DK8,IF($J$4=data!$CC$8,SP!DK8,IF($J$4=data!$CC$9,SW!DK8,)))))))","v":0}]
[{"$f":"CONCATENATE($CB$9,'LowH2O DBH'!$K$6,$CD8,'LowH2O DBH'!$L$6)","v":"15010021"},null,null,1,50,100,21,21.5,0,26,30,44.1,2065.6,3387.5608889256064,3627.3291443724347,5000.36,1.5,1.05,1.05,1.05,{"$f":"VLOOKUP($A10,$A$28:$BY$1500,U$4,0)*IF('LowH2O DBH'!$J$5=data!$CB$8,0.9,1)","v":1859.4},3388,3627,5000,178,291,312,430,0.19176871983459592,0.5015712551884005,0.5749237834149689,1.0783579804788856,0.0001276,1.7219,4,0.000514201,439.4163107806092,470.51776864522725,648.62,0.85,0.85,0.85,439,471,649,189,203,279,0.21560419169801393,0.24792046126884393,0.46186798350799674,2.7,7,7.7,10.7,0,2582,0,0.8,0,0,0,10.9,12.8,21.85,0,1,1,1,439,471,649,0,0,0,0,1,null,"W/m,beript dyn heat","W/m,beript dyn cool","Čeština",120,0,{"$nulls":3},120,null,null,120,null,null,120,null,null,120,null,null,120,{"$nulls":10},{"$f":"IF($J$4=data!$CC$3,NL!DF9,IF($J$4=data!$CC$4,EN!DF9,IF($J$4=data!$CC$5,FR!DF9,IF($J$4=data!$CC$6,DE!DF9,IF($J$4=data!$CC$7,NR!DF9,IF($J$4=data!$CC$8,SP!DF9,IF($J$4=data!$CC$9,SW!DF9,)))))))","v":0},0,0,{"$f":"'LowH2O DBH'!E10","v":75},{"$f":"IF(data!$BZ$2=1,\"°C\",IF(data!$BZ$2=2,\"°F\",))","v":"°C"},{"$f":"DF10","v":0},0,0,{"$f":"'LowH2O DBH'!J10","v":16},{"$f":"DJ10","v":"°C"},{"$f":"IF($J$4=data!$CC$3,NL!DK4,IF($J$4=data!$CC$4,EN!DK4,IF($J$4=data!$CC$5,FR!DK4,IF($J$4=data!$CC$6,DE!DK4,IF($J$4=data!$CC$7,NR!DK4,IF($J$4=data!$CC$8,SP!DK4,IF($J$4=data!$CC$9,SW!DK4,)))))))","v":0}]
[{"$f":"CONCATENATE($CB$9,'LowH2O DBH'!$K$6,$CD9,'LowH2O DBH'!$L$6)","v":"15011021"},null,null,1,50,110,21,21.5,0,26,30,44.1,2272,3556.1815292902165,3807.8845891872675,5249.259999999999,1.5,1.05,1.05,1.05,{"$f":"VLOOKUP($A11,$A$28:$BY$1500,U$4,0)*IF('LowH2O DBH'!$J$5=data!$CB$8,0.9,1)","v":2044.8},3556,3808,5249,195,306,327,451,0.23357150924011313,0.5629980570317168,0.6410200956951558,1.2027269290583564,0.0001276,1.7219,4,0.000514201,445.6489740644759,477.1915737569045,657.82,0.85,0.85,0.85,446,477,658,192,205,283,0.22661573879571267,0.25750136415425773,0.4832577351271901,2.9,7.9,8.8,12.5,0,2840,0,0.8,0,0,0,10.9,12.8,21.85,0,1,1,1,446,477,658,0,0,0,0,1,null,null,{"$f":"IF('LowH2O DBH'!$J$5=data!CB3,1,IF('LowH2O DBH'!$J$5=data!CB4,2,IF('LowH2O DBH'!$J$5=data!CB5,3,IF('LowH2O DBH'!$J$5=data!CB6,3,IF('LowH2O DBH'!$J$5=data!CB7,5,IF('LowH2O DBH'!$J$5=data!CB8,6))))))","v":6},"ExtraTaal1",140,0,{"$nulls":3},140,null,null,140,null,null,140,null,null,140,null,null,140,{"$nulls":10},{"$f":"IF($J$4=data!$CC$3,NL!DF10,IF($J$4=data!$CC$4,EN!DF10,IF($J$4=data!$CC$5,FR!DF10,IF($J$4=data!$CC$6,DE!DF10,IF($J$4=data!$CC$7,NR!DF10,IF($J$4=data!$CC$8,SP!DF10,IF($J$4=data!$CC$9,SW!DF10,)))))))","v":0},0,0,{"$f":"'LowH2O DBH'!E11","v":65},{"$f":"DJ10","v":"°C"},{"$f":"DF11","v":0},0,0,{"$f":"'LowH2O DBH'!J11","v":{"v":18.000000000000004,"d":"18"}},{"$f":"DJ10","v":"°C"}]
[{"$f":"CONCATENATE($CB$9,'LowH2O DBH'!$K$6,$CD10,'LowH2O DBH'!$L$6)","v":"15012021"},null,null,1,50,120,21,21.5,0,26,30,44.8,2478.4,4175.015825613802,4470.852652878654,6219.96,1.5,1.05,1.05,1.05,{"$f":"VLOOKUP($A12,$A$28:$BY$1500,U$4,0)*IF('LowH2O DBH'!$J$5=data!$CB$8,0.9,1)","v":2230.2000000000003},4175,4471,6220,213,359,385,535,0.28257781546454247,0.7820148592608814,0.8964530786446918,1.7058196412629565,0.0001276,1.7219,4,0.000514201,541.5607605871626,579.9351342123673,806.82,0.85,0.85,0.85,542,580,807,233,249,347,0.3365439725885186,0.3830354548473364,0.7317855670741629,3.2,8.7,9.8,14.3,0,3098,0,0.8,0,0,0,10.6,12.5,21.85,0,1,1,1,542,580,807,0,0,0,0,1,null,"OFF",null,"ExtraTaal2",160,0,{"$nulls":3},160,null,null,160,null,null,160,null,null,160,null,null,160,{"$nulls":10},{"$f":"IF($J$4=data!$CC$3,NL!DF11,IF($J$4=data!$CC$4,EN!DF11,IF($J$4=data!$CC$5,FR!DF11,IF($J$4=data!$CC$6,DE!DF11,IF($J$4=data!$CC$7,NR!DF11,IF($J$4=data!$CC$8,SP!DF11,IF($J$4=data!$CC$9,SW!DF11,)))))))","v":0},0,0,{"$f":"'LowH2O DBH'!E12","v":20},{"$f":"DJ10","v":"°C"},{"$f":"DF12","v":0},0,0,{"$f":"'LowH2O DBH'!J12","v":27},{"$f":"DJ10","v":"°C"}]
[{"$f":"CONCATENATE($CB$9,'LowH2O DBH'!$K$6,$CD11,'LowH2O DBH'!$L$6)","v":"15014021"},null,null,1,50,140,21,21.5,0,26,30,45.4,2892,4951.064902557233,5302.243877024749,7439.56,1.5,1.05,1.05,1.05,{"$f":"VLOOKUP($A13,$A$28:$BY$1500,U$4,0)*IF('LowH2O DBH'!$J$5=data!$CB$8,0.9,1)","v":2602.8},4951,5302,7440,249,426,456,640,0.396407024558991,1.1261815111859146,1.285836312641885,2.4907095980414304,0.0001276,1.7219,4,0.000514201,642.2257031687062,687.778764632105,965.02,0.85,0.85,0.85,642,688,965,276,296,415,0.48412380536530875,0.5546069462888593,1.070239745231966,3.7,9.6,10.5,16.1,0,3615,0,0.8,0,0,0,10.4,12.2,21.85,0,1,1,1,642,688,965,0,0,0,0,1,null,"26dB(A)",null,"ExtraTaal3",180,0,{"$f":"IF($CC$17=1,NL!$I3,IF($CC$17=2,EN!$I3,IF($CC$17=3,FR!$I3,IF($CC$17=4,DE!$I3,IF($CC$17=5,NR!$I3,IF($CC$17=6,SP!$I3,IF($CC$17=7,SW!$I3,IF($CC$17=8,TS!$I3,IF($CC$17=9,ExtraTaal1!$I3,IF($CC$17=10,ExtraTaal2!$I3,IF($CC$17=11,ExtraTaal3!$I3,)))))))))))","v":"Copy all data"},null,null,180,null,null,180,null,null,180,null,null,180,null,null,180,{"$nulls":15},{"$f":"IF($J$4=data!$CC$3,NL!$G$3,IF($J$4=data!$CC$4,EN!$G$3,IF($J$4=data!$CC$5,FR!$G$3,IF($J$4=data!$CC$6,DE!$G$3,IF($J$4=data!$CC$7,NR!$G$3,IF($J$4=data!$CC$8,SP!$G$3,IF($J$4=data!$CC$9,SW!$G$3,)))))))","v":0},null,null,{"$f":"'LowH2O DBH'!J13","v":{"v":0.5,"d":"50%"}}]
[{"$f":"CONCATENATE($CB$9,'LowH2O DBH'!$K$6,$CD12,'LowH2O DBH'!$L$6)","v":"15016021"},null,null,1,50,160,21,21.5,0,26,30,46.4,3304.8,5689.668246080718,6074.6702425752,8659.16,1.5,1.05,1.05,1.05,{"$f":"VLOOKUP($A14,$A$28:$BY$1500,U$4,0)*IF('LowH2O DBH'!$J$5=data!$CB$8,0.9,1)","v":2974.5},5690,6075,8659,284,489,522,745,0.5285255889723176,1.516156598549864,1.721314141488552,3.439351711993359,0.0001276,1.7219,4,0.000514201,738.0333851508442,787.9737884350579,1123.22,0.85,0.85,0.85,738,788,1123,317,339,483,0.6539083205184024,0.744702102610541,1.4802227109968673,4.3,11.5,12.8,19.6,0,4131,0,0.8,0,0,0,10,11.8,21.85,0,1,1,1,738,788,1123,0,0,0,0,1,null,"30dB(A)",null,null,200,0,{"$f":"IF($CC$17=1,NL!$I4,IF($CC$17=2,EN!$I4,IF($CC$17=3,FR!$I4,IF($CC$17=4,DE!$I4,IF($CC$17=5,NR!$I4,IF($CC$17=6,SP!$I4,IF($CC$17=7,SW!$I4,IF($CC$17=8,TS!$I4,IF($CC$17=9,ExtraTaal1!$I4,IF($CC$17=10,ExtraTaal2!$I4,IF($CC$17=11,ExtraTaal3!$I4,)))))))))))","v":"SI-units"},null,null,200,null,null,200,null,null,200,null,null,200,null,null,200]
[{"$f":"CONCATENATE($CB$9,'LowH2O DBH'!$K$6,$CD13,'LowH2O DBH'!$L$6)","v":"15018021"},null,null,{"$f":"VLOOKUP($A15,$A$28:$BY$1500,D$4,0)","v":1},50,180,21,21.5,0,26,30,46.4,3718.4,{"$f":"VLOOKUP($A15,$A$28:$BY$1500,N$4,0)","v":6016.757346282005},6423.892435808023,9156.96,1.5,1.05,1.05,1.05,{"$f":"VLOOKUP($A15,$A$28:$BY$1500,U$4,0)*IF('LowH2O DBH'!$J$5=data!$CB$8,0.9,1)","v":3346.2000000000003},6017,6424,{"$f":"VLOOKUP($A15,$A$28:$BY$1500,X$4,0)","v":9157},320,517,552,788,0.6865464964166431,1.7364585854055543,1.9715108987105545,3.93391193270787,0.0001276,{"$f":"VLOOKUP($A15,$A$28:$BY$1500,AH$4,0)","v":1.7219},4,0.000514201,750.1234603692125,800.8819611057771,1141.6200000000001,0.85,0.85,0.85,750,{"$f":"VLOOKUP($A15,$A$28:$BY$1500,AR$4,0)","v":801},1142,323,344,491,0.699029285266317,0.7894662397750749,1.5712748482814811,4.8,11.5,{"$f":"VLOOKUP($A15,$A$28:$BY$1500,BB$4,0)","v":12.8},19.6,0,4648,0,0.8,0,0,0,10,{"$f":"VLOOKUP($A15,$A$28:$BY$1500,BL$4,0)","v":11.8},21.85,0,1,1,1,750,801,1142,0,0,0,0,1,null,"MAX",null,null,220,0,{"$f":"IF($CC$17=1,NL!$I5,IF($CC$17=2,EN!$I5,IF($CC$17=3,FR!$I5,IF($CC$17=4,DE!$I5,IF($CC$17=5,NR!$I5,IF($CC$17=6,SP!$I5,IF($CC$17=7,SW!$I5,IF($CC$17=8,TS!$I5,IF($CC$17=9,ExtraTaal1!$I5,IF($CC$17=10,ExtraTaal2!$I5,IF($CC$17=11,ExtraTaal3!$I5,)))))))))))","v":"Imperial-units"},null,null,220,null,null,220,null,null,220,null,null,220,null,null,220]
[{"$f":"CONCATENATE($CB$9,'LowH2O DBH'!$K$6,$CD14,'LowH2O DBH'!$L$6)","v":"15020021"},null,null,1,50,200,21,21.5,0,26,30,47.1,4131.2,7298.508271062735,7690.247607868787,11098.36,1.5,1.05,1.05,1.05,{"$f":"VLOOKUP($A16,$A$28:$BY$1500,U$4,0)*IF('LowH2O DBH'!$J$5=data!$CB$8,0.9,1)","v":3717.9},7299,7690,11098,355,628,661,954,0.8635964755907893,2.597637103013336,2.8682489622749725,5.839944747903367,0.0001276,1.7219,4,0.000514201,946.7235228616961,997.5378579573975,1439.62,0.85,0.85,0.85,947,998,1440,407,429,619,1.123918147974541,1.2440371883056511,2.526100947496626,5.3,13.2,14.7,23.5,0,5164,0,0.8,0,0,0,10,11.4,21.85,0,1,1,1,947,998,1440,0,0,0,0,1,{"$nulls":4},240,0,{"$nulls":3},240,null,null,240,null,null,240,null,null,240,null,null,240,{"$nulls":10},{"$f":"IF($J$4=data!$CC$3,NL!DF3,IF($J$4=data!$CC$4,EN!DF3,IF($J$4=data!$CC$5,FR!DF3,IF($J$4=data!$CC$6,DE!DF3,IF($J$4=data!$CC$7,NR!DF3,IF($J$4=data!$CC$8,SP!DF3,IF($J$4=data!$CC$9,SW!DF3,)))))))&\" [cm]\"","v":" [cm]"},{"$f":"IF($J$4=data!$CC$3,NL!DF19,IF($J$4=data!$CC$4,EN!DF19,IF($J$4=data!$CC$5,FR!DF19,IF($J$4=data!$CC$6,DE!DF19,IF($J$4=data!$CC$7,NR!DF19,IF($J$4=data!$CC$8,SP!DF19,IF($J$4=data!$CC$9,SW!DF19,)))))))","v":0},{"$f":"IF($J$4=data!$CC$3,NL!DG14,IF($J$4=data!$CC$4,EN!DG14,IF($J$4=data!$CC$5,FR!DG14,IF($J$4=data!$CC$6,DE!DG14,IF($J$4=data!$CC$7,NR!DG14,IF($J$4=data!$CC$8,SP!DG14,IF($J$4=data!$CC$9,SW!DG14,)))))))&IF(data!GD2=1,\" [W]\",IF(data!GD2=2,\" [Btu/h]\",))","v":""},{"$f":"IF($J$4=data!$CC$3,NL!DH14,IF($J$4=data!$CC$4,EN!DH14,IF($J$4=data!$CC$5,FR!DH14,IF($J$4=data!$CC$6,DE!DH14,IF($J$4=data!$CC$7,NR!DH14,IF($J$4=data!$CC$8,SP!DH14,IF($J$4=data!$CC$9,SW!DH14,)))))))&IF(data!GD2=1,\" [kg/h]\",IF(data!GD2=2,\" [GPM]**\",))","v":""},{"$f":"IF($J$4=data!$CC$3,NL!DJ6,IF($J$4=data!$CC$4,EN!DJ6,IF($J$4=data!$CC$5,FR!DJ6,IF($J$4=data!$CC$6,DE!DJ6,IF($J$4=data!$CC$7,NR!DJ6,IF($J$4=data!$CC$8,SP!DJ6,IF($J$4=data!$CC$9,SW!DJ6,)))))))&\" [\"&IF(data!GD2=1,\"kPa\",IF(data!GD2=2,\"ftH2O\"))&\"]\"","v":" [ONWAAR]"},{"$f":"IF($J$4=data!$CC$3,NL!DI14,IF($J$4=data!$CC$4,EN!DI14,IF($J$4=data!$CC$5,FR!DI14,IF($J$4=data!$CC$6,DE!DI14,IF($J$4=data!$CC$7,NR!DI14,IF($J$4=data!$CC$8,SP!DI14,IF($J$4=data!$CC$9,SW!DI14,)))))))&IF(data!GD2=1,\" [W]*\",IF(data!GD2=2,\" [Btu/h]*\",))","v":""},{"$f":"DI16","v":""},{"$f":"DJ16","v":" [ONWAAR]"},{"$f":"IF($J$4=data!$CC$3,NL!DM13,IF($J$4=data!$CC$4,EN!DM13,IF($J$4=data!$CC$5,FR!DM13,IF($J$4=data!$CC$6,DE!DM13,IF($J$4=data!$CC$7,NR!DM13,IF($J$4=data!$CC$8,SP!DM13,IF($J$4=data!$CC$9,SW!DM13,)))))))","v":0},{"$f":"IF($J$4=data!$CC$3,NL!DN13,IF($J$4=data!$CC$4,EN!DN13,IF($J$4=data!$CC$5,FR!DN13,IF($J$4=data!$CC$6,DE!DN13,IF($J$4=data!$CC$7,NR!DN13,IF($J$4=data!$CC$9,SW!DN13,))))))","v":0},{"$f":"IF($J$4=data!$CC$3,NL!DL13,IF($J$4=data!$CC$4,EN!DL13,IF($J$4=data!$CC$5,FR!DL13,IF($J$4=data!$CC$6,DE!DL13,IF($J$4=data!$CC$7,NR!DL13,IF($J$4=data!$CC$8,SP!DL13,IF($J$4=data!$CC$9,SW!DL13,)))))))","v":0},{"$f":"IF($J$4=data!$CC$3,NL!DK13,IF($J$4=data!$CC$4,EN!DK13,IF($J$4=data!$CC$5,FR!DK13,IF($J$4=data!$CC$6,DE!DK13,IF($J$4=data!$CC$7,NR!DK13,IF($J$4=data!$CC$8,SP!DK13,IF($J$4=data!$CC$9,SW!DK13,)))))))&IF(data!GD2=1,\" [l]\",IF(data!GD2=2,\" [Gal]**\",))","v":""}]
[{"$f":"CONCATENATE($CB$9,'LowH2O DBH'!$K$6,$CD15,'LowH2O DBH'!$L$6)","v":"15022021"},null,null,1,50,220,21,21.5,0,26,30,47.8,4239.107246376811,8102.838488189164,8440.398224339186,12317.96,1.5,1.05,1.05,1.05,{"$f":"VLOOKUP($A17,$A$28:$BY$1500,U$4,0)*IF('LowH2O DBH'!$J$5=data!$CB$8,0.9,1)","v":3815.1},8103,8440,12318,365,697,726,1059,0.9369090681291671,3.2570253321888645,3.523799431798829,7.31370514880791,0.0001276,1.7219,4,0.000514201,1051.0569439418873,1094.8433905300585,1597.82,0.85,0.85,0.85,1051,1095,1598,452,471,687,1.4132675404061716,1.529835024440543,3.1674021588285153,5.9,15.5,16.8,27.5,0,5298.884057971014,0,0.8,0,0,0,10,11.1,21.85,0,1,1,1,1051,1095,1598,0,0,0,0,1,{"$nulls":3},{"$f":"IF('LowH2O DBH'!$J$4=data!CC3,1,IF('LowH2O DBH'!$J$4=data!CC4,2,IF('LowH2O DBH'!$J$4=data!CC5,3,IF('LowH2O DBH'!$J$4=data!CC6,4,IF('LowH2O DBH'!$J$4=data!CC7,5,IF('LowH2O DBH'!$J$4=data!CC8,6,IF('LowH2O DBH'!$J$4=data!CC9,7,IF('LowH2O DBH'!$J$4=data!CC10,8,IF('LowH2O DBH'!$J$4=data!CC11,9,IF('LowH2O DBH'!$J$4=data!CC12,10,IF('LowH2O DBH'!$J$4=data!CC13,11)))))))))))","v":2},260,0,{"$nulls":3},260,null,null,260,null,null,260,null,null,260,null,null,260,{"$nulls":10},{"$f":"CONCATENATE($J$5,\", \",$K$7, \" \",$K$6,\"cm, \",$L$7, \" \",$L$6)","v":{"$error":"#N/A"}},0,0,0,0,0,0,0,0,0,0,0]
[{"$f":"CONCATENATE($CB$9,'LowH2O DBH'!$K$6,$CD16,'LowH2O DBH'!$L$6)","v":"15024021"},null,null,1,50,240,21,21.5,0,26,30,48.1,4957.6,8907.289589245136,9231.32175137468,13537.56,1.5,1.05,1.05,1.05,{"$f":"VLOOKUP($A18,$A$28:$BY$1500,U$4,0)*IF('LowH2O DBH'!$J$5=data!$CB$8,0.9,1)","v":4462.2},8907,9231,13538,426,766,794,1164,1.2947269988938084,4.001072919071332,4.287778638628886,8.974097369960258,0.0001276,1.7219,4,0.000514201,1155.4060454399644,1197.4377673560793,1756.02,0.85,0.85,0.85,1155,1197,1756,497,515,755,1.7405492683847181,1.8636668369026486,3.8910739231720726,6.4,16.4,17.7,29.7,0,6197,0,0.8,0,0,0,10,10.9,21.85,0,1,1,1,1155,1197,1756,0,0,0,0,1,{"$nulls":4},280,0,{"$nulls":3},280,null,null,280,null,null,280,null,null,280,null,null,280,{"$nulls":10},{"$f":"IF(data!$CB$6=5,\"N.v.t.\",50)","v":50},{"$f":"BJ5","v":{"$error":"#N/A"}},{"$f":"ROUND(IF($BZ$2=1,U5,IF($BZ$2=2,U5*3.412141633,)),0)","v":{"$error":"#N/A"}},{"$f":"IF($BZ$2=1,ROUND(Y5,0),IF($BZ$2=2,ROUND(Y5/272.7654,1),))","v":{"$error":"#N/A"}},{"$f":"IF($BZ$2=1,AC5,IF($BZ$2=2,AC5*0.3346,))","v":{"$error":"#N/A"}},{"$nulls":3},{"v":0,"d":"0.0"},{"v":0,"d":"0.0"},{"v":0,"d":"0.0"},{"$f":"IF($BZ$2=1,AZ5,IF($BZ$2=2,AZ5/4.54609,))","v":{"$error":"#N/A"}}]
[{"$f":"CONCATENATE($CB$9,'LowH2O DBH'!$K$6,$CD17,'LowH2O DBH'!$L$6)","v":"15026021"},null,null,1,50,260,21,21.5,0,26,30,48.1,5134.112359550562,9234.826365261362,9570.775056736626,14035.359999999999,1.5,1.05,1.05,1.05,{"$f":"VLOOKUP($A19,$A$28:$BY$1500,U$4,0)*IF('LowH2O DBH'!$J$5=data!$CB$8,0.9,1)","v":4620.6},9235,9571,14035,442,794,823,1207,1.4255527177399208,4.386263087795206,4.699623379387812,9.828773759743742,0.0001276,1.7219,4,0.000514201,1167.5126679363457,1209.9849719689844,1774.42,0.85,0.85,0.85,1168,1210,1774,502,520,763,1.8190609839698662,1.9461054883013664,4.062882859258807,6.9,16.4,17.7,29.7,0,6417.640449438202,0,0.8,0,0,0,10,10.9,21.85,0,1,1,1,1168,1210,1774,0,0,0,0,1,{"$nulls":4},0,0,{"$nulls":3},300,{"$nulls":8},300,null,null,300,{"$nulls":10},{"$f":"IF(data!$CB$6=5,\"N.v.t.\",50)","v":50},{"$f":"BK5","v":{"$error":"#N/A"}},{"$f":"ROUND(IF($BZ$2=1,V5,IF($BZ$2=2,V5*3.412141633,)),0)","v":{"$error":"#N/A"}},{"$f":"IF($BZ$2=1,ROUND(Z5,0),IF($BZ$2=2,ROUND(Z5/272.7654,1),))","v":{"$error":"#N/A"}},{"$f":"IF($BZ$2=1,AD5,IF($BZ$2=2,AD5*0.3346,))","v":{"$error":"#N/A"}},{"$f":"IF(BY5=1,ROUND(IF($BZ$2=1,AQ5,IF($BZ$2=2,AQ5*3.412141633,)),0),\"\")","v":{"$error":"#N/A"}},{"$f":"IF(BY5=1,IF($BZ$2=1,ROUND(AT5,0),IF($BZ$2=2,ROUND(AT5/272.7654,1),)),\"\")","v":{"$error":"#N/A"}},{"$f":"IF(BY5=1,IF($BZ$2=1,AW5,IF($BZ$2=2,AW5*0.3346,)),\"\")","v":{"$error":"#N/A"}},{"$f":"J5","v":{"$error":"#N/A"}},{"$f":"DN19+8","v":{"$error":"#N/A"}},{"$f":"BA5","v":{"$error":"#N/A"}},{"$f":"DQ18","v":{"$error":"#N/A"}}]
[{"$f":"CONCATENATE($CB$9,'LowH2O DBH'!$K$6,$CD18,'LowH2O DBH'!$L$6)","v":"15028021"},null,null,1,50,280,21,21.5,0,26,30,48.9,5784,10516.06232539558,10751.439821034392,15976.76,1.5,1.05,1.05,1.05,{"$f":"VLOOKUP($A20,$A$28:$BY$1500,U$4,0)*IF('LowH2O DBH'!$J$5=data!$CB$8,0.9,1)","v":5205.6},10516,10751,15977,497,904,925,1374,1.8284622072599876,5.75336682600242,6.0128744748590695,12.875842236012033,0.0001276,1.7219,4,0.000514201,1364.0874548028703,1394.6193667494595,2072.42,0.85,0.85,0.85,1364,1395,2072,587,600,891,2.5138101209572565,2.6214541033696332,5.595495810053871,7.5,19.3,20.4,34.5,0,7230,0,0.8,0,0,0,10,10.6,21.85,0,1,1,1,1364,1395,2072,0,0,0,0,1,{"$nulls":4},0,{"$f":"IF($CB$9=1,CK7,IF($CB$9=2,CN7,IF($CB$9=3,CQ7,IF($CB$9=4,CH7,))))","v":0},{"$nulls":8},1,2,3,4,5,6,7,8,9,{"$nulls":9},{"$f":"IF(data!$CB$6=5,\"N.v.t.\",50)","v":50},{"$f":"BL5","v":{"$error":"#N/A"}},{"$f":"ROUND(IF($BZ$2=1,W5,IF($BZ$2=2,W5*3.412141633,)),0)","v":{"$error":"#N/A"}},{"$f":"IF($BZ$2=1,ROUND(AA5,0),IF($BZ$2=2,ROUND(AA5/272.7654,1),))","v":{"$error":"#N/A"}},{"$f":"IF($BZ$2=1,AE5,IF($BZ$2=2,AE5*0.3346,))","v":{"$error":"#N/A"}},{"$f":"IF(BY5=1,ROUND(IF($BZ$2=1,AR5,IF($BZ$2=2,AR5*3.412141633,)),0),\"\")","v":{"$error":"#N/A"}},{"$f":"IF(BY5=1,IF($BZ$2=1,ROUND(AU5,0),IF($BZ$2=2,ROUND(AU5/272.7654,1),)),\"\")","v":{"$error":"#N/A"}},{"$f":"IF(BY5=1,IF($BZ$2=1,AX5,IF($BZ$2=2,AX5*0.3346,)),\"\")","v":{"$error":"#N/A"}},{"$f":"K5","v":{"$error":"#N/A"}},{"$f":"L5","v":{"$error":"#N/A"}},{"$f":"BB5","v":{"$error":"#N/A"}},{"$f":"DQ18","v":{"$error":"#N/A"}}]
[{"$f":"CONCATENATE($CB$9,'LowH2O DBH'!$K$6,$CD19,'LowH2O DBH'!$L$6)","v":"150021"},null,null,{"$error":"#N/A"},{"$error":"#N/A"},{"$error":"#N/A"},{"$error":"#N/A"},{"$error":"#N/A"},{"$error":"#N/A"},{"$error":"#N/A"},{"$error":"#N/A"},{"$error":"#N/A"},{"$error":"#N/A"},{"$error":"#N/A"},{"$error":"#N/A"},{"$error":"#N/A"},{"$error":"#N/A"},{"$error":"#N/A"},{"$error":"#N/A"},{"$error":"#N/A"},{"$f":"VLOOKUP($A21,$A$28:$BY$1500,U$4,0)*IF('LowH2O DBH'!$J$5=data!$CB$8,0.9,1)","v":{"$error":"#N/A"}},{"$error":"#N/A"},{"$error":"#N/A"},{"$error":"#N/A"},{"$error":"#N/A"},{"$error":"#N/A"},{"$error":"#N/A"},{"$error":"#N/A"},{"$error":"#N/A"},{"$error":"#N/A"},{"$error":"#N/A"},{"$error":"#N/A"},{"$error":"#N/A"},{"$error":"#N/A"},{"$error":"#N/A"},{"$error":"#N/A"},{"$error":"#N/A"},{"$error":"#N/A"},{"$error":"#N/A"},{"$error":"#N/A"},{"$error":"#N/A"},{"$error":"#N/A"},{"$error":"#N/A"},{"$error":"#N/A"},{"$error":"#N/A"},{"$error":"#N/A"},{"$error":"#N/A"},{"$error":"#N/A"},{"$error":"#N/A"},{"$error":"#N/A"},{"$error":"#N/A"},{"$error":"#N/A"},{"$error":"#N/A"},{"$error":"#N/A"},{"$error":"#N/A"},{"$error":"#N/A"},{"$error":"#N/A"},{"$error":"#N/A"},{"$error":"#N/A"},{"$error":"#N/A"},{"$error":"#N/A"},{"$error":"#N/A"},{"$error":"#N/A"},{"$error":"#N/A"},{"$error":"#N/A"},{"$error":"#N/A"},{"$error":"#N/A"},{"$error":"#N/A"},{"$error":"#N/A"},{"$error":"#N/A"},{"$error":"#N/A"},{"$error":"#N/A"},{"$error":"#N/A"},{"$error":"#N/A"},{"$error":"#N/A"},{"$error":"#N/A"},{"$error":"#N/A"},{"$nulls":5},{"$f":"IF($CB$9=1,CK8,IF($CB$9=2,CN8,IF($CB$9=3,CQ8,IF($CB$9=4,CH8,))))","v":0},{"$nulls":11},{"$f":"VLOOKUP($A$24,$CN$23:$CV$56,CQ$20,0)","v":{"$error":"#N/A"}},{"$error":"#N/A"},{"$error":"#N/A"},{"$error":"#N/A"},{"$error":"#N/A"},{"$error":"#N/A"},{"$nulls":9},{"$f":"IF(data!$CB$6=5,\"N.v.t.\",50)","v":50},{"$f":"BM5","v":{"$error":"#N/A"}},{"$f":"ROUND(IF($BZ$2=1,X5,IF($BZ$2=2,X5*3.412141633,)),0)","v":{"$error":"#N/A"}},{"$f":"IF($BZ$2=1,ROUND(AB5,0),IF($BZ$2=2,ROUND(AB5/272.7654,1),))","v":{"$error":"#N/A"}},{"$f":"IF($BZ$2=1,AF5,IF($BZ$2=2,AF5*0.3346,))","v":{"$error":"#N/A"}},{"$f":"IF(BY5=1,ROUND(IF($BZ$2=1,AS5,IF($BZ$2=2,AS5*3.412141633,)),0),\"\")","v":{"$error":"#N/A"}},{"$f":"IF(BY5=1,IF($BZ$2=1,ROUND(AV5,0),IF($BZ$2=2,ROUND(AV5/272.7654,1),)),\"\")","v":{"$error":"#N/A"}},{"$f":"IF(BY5=1,IF($BZ$2=1,AY5,IF($BZ$2=2,AY5*0.3346,)),\"\")","v":{"$error":"#N/A"}},{"$f":"L5","v":{"$error":"#N/A"}},{"$f":"DN21+8","v":{"$error":"#N/A"}},{"$f":"BC5","v":{"$error":"#N/A"}},{"$f":"DQ18","v":{"$error":"#N/A"}}]
[{"$nulls":82},{"$f":"IF($CB$9=1,CK9,IF($CB$9=2,CN9,IF($CB$9=3,CQ9,IF($CB$9=4,CH9,))))","v":0},{"$nulls":9},"Raillengte","Railtype","BMS-stuurspanningen",null,null,"Opgenomen elektrisch vermogen",{"$nulls":11},{"$f":"IF(data!$CB$9=5,81,60)","v":60},{"$f":"BJ6","v":{"v":0,"d":"0.0"}},{"$f":"ROUND(IF($BZ$2=1,U6,IF($BZ$2=2,U6*3.412141633,)),0)","v":1115},{"$f":"IF($BZ$2=1,ROUND(Y6,0),IF($BZ$2=2,ROUND(Y6/272.7654,1),))","v":107},{"$f":"IF($BZ$2=1,AC6,IF($BZ$2=2,AC6*0.3346,))","v":{"v":0.06481374223055926,"d":"0.06"}},{"$nulls":3},{"v":0,"d":"0.0"},{"v":0,"d":"0.0"},{"v":0,"d":"0.0"},{"$f":"IF($BZ$2=1,AZ6,IF($BZ$2=2,AZ6/4.54606,))","v":1.6}]
[{"$nulls":91},{"$f":"CONCATENATE(CO23,CP23)","v":"5010"},50,10,14.2,16.2,21.85,3.6,4.1,5.1,{"$nulls":9},{"$f":"DF22","v":60},{"$f":"BK6","v":12.3},{"$f":"ROUND(IF($BZ$2=1,V6,IF($BZ$2=2,V6*3.412141633,)),0)","v":1803},{"$f":"IF($BZ$2=1,ROUND(Z6,0),IF($BZ$2=2,ROUND(Z6/272.7654,1),))","v":155},{"$f":"IF($BZ$2=1,AD6,IF($BZ$2=2,AD6*0.3346,))","v":{"v":0.13454431150760796,"d":"0.13"}},{"$f":"IF(BY6=1,ROUND(IF($BZ$2=1,AQ6,IF($BZ$2=2,AQ6*3.412141633,)),0),\"\")","v":234},{"$f":"IF(BY6=1,IF($BZ$2=1,ROUND(AT6,0),IF($BZ$2=2,ROUND(AT6/272.7654,1),)),\"\")","v":101},{"$f":"IF(BY6=1,IF($BZ$2=1,AW6,IF($BZ$2=2,AW6*0.3346,)),\"\")","v":{"v":0.05785134679032401,"d":"0.06"}},{"$f":"J6","v":{"v":26,"d":"26.0"}},{"$f":"DN23+8","v":{"v":34,"d":"34.0"}},{"$f":"BA6","v":4.8},{"$f":"DQ22","v":1.6}]
[{"$nulls":91},{"$f":"CONCATENATE(CO24,CP24)","v":"5015"},50,15,0,0,0,0,0,0,{"$nulls":9},{"$f":"DF22","v":60},{"$f":"BL6","v":14.4},{"$f":"ROUND(IF($BZ$2=1,W6,IF($BZ$2=2,W6*3.412141633,)),0)","v":1935},{"$f":"IF($BZ$2=1,ROUND(AA6,0),IF($BZ$2=2,ROUND(AA6/272.7654,1),))","v":166},{"$f":"IF($BZ$2=1,AE6,IF($BZ$2=2,AE6*0.3346,))","v":{"v":0.15402657304252074,"d":"0.15"}},{"$f":"IF(BY6=1,ROUND(IF($BZ$2=1,AR6,IF($BZ$2=2,AR6*3.412141633,)),0),\"\")","v":251},{"$f":"IF(BY6=1,IF($BZ$2=1,ROUND(AU6,0),IF($BZ$2=2,ROUND(AU6/272.7654,1),)),\"\")","v":108},{"$f":"IF(BY6=1,IF($BZ$2=1,AX6,IF($BZ$2=2,AX6*0.3346,)),\"\")","v":{"v":0.06601213332318584,"d":"0.07"}},{"$f":"K6","v":{"v":30,"d":"30.0"}},{"$f":"DN24+8","v":{"v":38,"d":"38.0"}},{"$f":"BB6","v":5.5},{"$f":"DQ22","v":1.6}]
[{"$nulls":91},"6010",60,10,13.6,15.6,21.85,4.8,5.4,6.8,{"$nulls":9},{"$f":"DF22","v":60},{"$f":"BM6","v":{"v":21.85,"d":"21.9"}},{"$f":"ROUND(IF($BZ$2=1,X6,IF($BZ$2=2,X6*3.412141633,)),0)","v":2561},{"$f":"IF($BZ$2=1,ROUND(AB6,0),IF($BZ$2=2,ROUND(AB6/272.7654,1),))","v":220},{"$f":"IF($BZ$2=1,AF6,IF($BZ$2=2,AF6*0.3346,))","v":{"v":0.2685289255955803,"d":"0.27"}},{"$f":"IF(BY6=1,ROUND(IF($BZ$2=1,AS6,IF($BZ$2=2,AS6*3.412141633,)),0),\"\")","v":332},{"$f":"IF(BY6=1,IF($BZ$2=1,ROUND(AV6,0),IF($BZ$2=2,ROUND(AV6/272.7654,1),)),\"\")","v":143},{"$f":"IF(BY6=1,IF($BZ$2=1,AY6,IF($BZ$2=2,AY6*0.3346,)),\"\")","v":{"v":0.1147780548995266,"d":"0.11"}},{"$f":"L6","v":41.1},{"$f":"DN25+8","v":49.1},{"$f":"BC6","v":7.2},{"$f":"DQ22","v":1.6}]
[{"$nulls":8},"soundpressure level",{"$nulls":3},"power","75/65/20",null,null,"n",{"$nulls":3},"result","power",null,null,"result","flow",null,null,"static pressure loss",{"$nulls":7},"power","16/18/27",null,"n",null,null,"result","power",null,"result","flow",null,"static pressure loss",{"$nulls":3},"electrical power nominal",{"$nulls":3},"oude cataloog",null,"Statisch met rail / statisch cataloog",{"$nulls":4},"BMS-stuurspanning",null,null,"Sensible heat factor",null,null,"Total cooling capacity",{"$nulls":3},"Diff. Total and sensible",null,null,"Show or not",{"$nulls":14},"6015",60,15,12.3,14.4,21.85,4.8,5.5,7.2,{"$nulls":9},{"$f":"IF(data!$CB$9=5,101,70)","v":70},{"$f":"BJ7","v":{"v":0,"d":"0.0"}},{"$f":"ROUND(IF($BZ$2=1,U7,IF($BZ$2=2,U7*3.412141633,)),0)","v":1301},{"$f":"IF($BZ$2=1,ROUND(Y7,0),IF($BZ$2=2,ROUND(Y7/272.7654,1),))","v":124},{"$f":"IF($BZ$2=1,AC7,IF($BZ$2=2,AC7*0.3346,))","v":{"v":0.0886734149457019,"d":"0.09"}},{"$nulls":3},{"v":0,"d":"0.0"},{"v":0,"d":"0.0"},{"v":0,"d":"0.0"},{"$f":"IF($BZ$2=1,AZ7,IF($BZ$2=2,AZ7/4.54609,))","v":1.9}]
["lookup code","L,rail","T,rail","toestel","height","length","type","depth",0,1,2,3,0,1,2,3,0,1,2,3,0,1,2,3,0,1,2,3,0,1,2,3,"k1","n","t","k2",1,2,3,1,2,3,1,2,3,1,2,3,1,2,3,"watervolume",1,2,3,null,"Static,H","Static,C",{"$nulls":3},0,1,2,3,null,"SHF 1","SHF 2","SHF 3","Q,t 1","Q,t 2","Q,t 3",null,"ΔQ,t,s 1","ΔQ,t,s 2","ΔQ,t,s 3","OK/NOTOK",{"$nulls":14},"7010",70,10,13.2,15.1,21.85,5.5,5.9,7.9,{"$nulls":9},{"$f":"DF26","v":70},{"$f":"BK7","v":12.3},{"$f":"ROUND(IF($BZ$2=1,V7,IF($BZ$2=2,V7*3.412141633,)),0)","v":1978},{"$f":"IF($BZ$2=1,ROUND(Z7,0),IF($BZ$2=2,ROUND(Z7/272.7654,1),))","v":170},{"$f":"IF($BZ$2=1,AD7,IF($BZ$2=2,AD7*0.3346,))","v":{"v":0.16489933699427986,"d":"0.16"}},{"$f":"IF(BY7=1,ROUND(IF($BZ$2=1,AQ7,IF($BZ$2=2,AQ7*3.412141633,)),0),\"\")","v":240},{"$f":"IF(BY7=1,IF($BZ$2=1,ROUND(AT7,0),IF($BZ$2=2,ROUND(AT7/272.7654,1),)),\"\")","v":103},{"$f":"IF(BY7=1,IF($BZ$2=1,AW7,IF($BZ$2=2,AW7*0.3346,)),\"\")","v":{"v":0.06159102799690025,"d":"0.06"}},{"$f":"J7","v":{"v":26,"d":"26.0"}},{"$f":"DN27+8","v":{"v":34,"d":"34.0"}},{"$f":"BA7","v":5.1},{"$f":"DQ26","v":1.9}]
[{"$f":"CONCATENATE(D28,E28,F28,G28)","v":"1355010"},null,null,1,35,50,10,11.5,0,26,30,38.8,{"$f":"IF($N28-($BE28*$BG28)>100,$BE28*$BG28,$N28-95)","v":{"v":404.1,"d":"404"}},649,695,812,1.5,{"$f":"IF($G28=10,1.08,IF($G28=11,1.1,IF($G28=15,1.08,IF($G28=16,1.1,IF($G28=20,1.08,IF($G28=21,1.05))))))","v":1.08},{"$f":"IF($G28=10,1.08,IF($G28=11,1.1,IF($G28=15,1.08,IF($G28=16,1.1,IF($G28=20,1.08,IF($G28=21,1.05))))))","v":1.08},1.08,{"$f":"ROUND(M28*POWER(CF_heat,Q28),0)","v":404},{"$f":"ROUND(N28*POWER(CF_heat,R28),0)","v":649},{"$f":"ROUND(O28*POWER(CF_heat,S28),0)","v":695},{"$f":"ROUND(P28*POWER(CF_heat,T28),0)","v":812},{"$f":"ROUND(U28*3600/(4186*ABS($O$1-$O$2)),0)","v":35},{"$f":"ROUND(V28*3600/(4186*ABS($O$1-$O$2)),0)","v":56},{"$f":"ROUND(W28*3600/(4186*ABS($O$1-$O$2)),0)","v":60},{"$f":"ROUND(X28*3600/(4186*ABS($O$1-$O$2)),0)","v":70},{"$f":"(($AG28*(Y28^$AH28)*((($F28-14.4)*$AI28)/100))+($AJ28*(Y28^2)))*0.0098","v":{"v":0.005730467874285183,"d":"0.01"}},{"$f":"(($AG28*(Z28^$AH28)*((($F28-14.4)*$AI28)/100))+($AJ28*(Z28^2)))*0.0098","v":{"v":0.014273569595905599,"d":"0.01"}},{"v":0.016323323223458832,"d":"0.02"},{"v":0.022034348729889495,"d":"0.02"},{"$f":"IF($G28=$CO$103,CP$103,IF($G28=$CO$104,CP$104,IF($G28=$CO$105,CP$105,IF($G28=$CO$107,CP$107,IF($G28=$CO$108,CP$108,IF($G28=$CO$109,CP$109,IF($G28=$CO$111,CP$111,IF($G28=$CO$112,CP$112,IF($G28=$CO$113,CP$113,IF($G28=$CO$115,CP$115,IF($G28=$CO$116,CP$116,IF($G28=$CO$117,CP$117,IF($G28=$CO$119,CP$119,IF($G28=$CO$120,CP$120,))))))))))))))","v":3.969E-4},{"$f":"IF($G28=$CO$103,CQ$103,IF($G28=$CO$104,CQ$104,IF($G28=$CO$105,CQ$105,IF($G28=$CO$107,CQ$107,IF($G28=$CO$108,CQ$108,IF($G28=$CO$109,CQ$109,IF($G28=$CO$111,CQ$111,IF($G28=$CO$112,CQ$112,IF($G28=$CO$113,CQ$113,IF($G28=$CO$115,CQ$115,IF($G28=$CO$116,CQ$116,IF($G28=$CO$117,CQ$117,IF($G28=$CO$119,CQ$119,IF($G28=$CO$120,CQ$120,))))))))))))))","v":1.7346},{"$f":"IF($G28=$CO$103,CR$103,IF($G28=$CO$104,CR$104,IF($G28=$CO$105,CR$105,IF($G28=$CO$107,CR$107,IF($G28=$CO$108,CR$108,IF($G28=$CO$109,CR$109,IF($G28=$CO$111,CR$111,IF($G28=$CO$112,CR$112,IF($G28=$CO$113,CR$113,IF($G28=$CO$115,CR$115,IF($G28=$CO$116,CR$116,IF($G28=$CO$117,CR$117,IF($G28=$CO$119,CR$119,IF($G28=$CO$120,CR$120,))))))))))))))","v":2},{"$f":"IF($G28=$CO$103,CS$103,IF($G28=$CO$104,CS$104,IF($G28=$CO$105,CS$105,IF($G28=$CO$107,CS$107,IF($G28=$CO$108,CS$108,IF($G28=$CO$109,CS$109,IF($G28=$CO$111,CS$111,IF($G28=$CO$112,CS$112,IF($G28=$CO$113,CS$113,IF($G28=$CO$115,CS$115,IF($G28=$CO$116,CS$116,IF($G28=$CO$117,CS$117,IF($G28=$CO$119,CS$119,IF($G28=$CO$120,CS$120,))))))))))))))","v":0.000367347},{"v":90.02011923475614,"d":"90"},{"v":96.3282593249777,"d":"96"},{"v":112.64,"d":"113"},{"$f":"IF($G28=10,0.98,IF($G28=11,0.95,IF($G28=15,1.01,IF($G28=16,0.95,IF($G28=20,0.95,IF($G28=21,0.85))))))","v":0.98},{"$f":"IF($G28=10,0.98,IF($G28=11,0.95,IF($G28=15,1.01,IF($G28=16,0.95,IF($G28=20,0.95,IF($G28=21,0.85))))))","v":0.98},0.98,{"$f":"ROUND(AK28*POWER(CF_cool,AN28),0)","v":90},{"$f":"ROUND(AL28*POWER(CF_cool,AO28),0)","v":96},{"$f":"ROUND(AM28*POWER(CF_cool,AP28),0)","v":113},{"$f":"ROUND(AQ28*3600/(4186*ABS($AM$1-$AM$2)),0)","v":39},{"$f":"ROUND(AR28*3600/(4186*ABS($AM$1-$AM$2)),0)","v":41},{"$f":"ROUND(AS28*3600/(4186*ABS($AM$1-$AM$2)),0)","v":49},{"$f":"(($AG28*(AT28^$AH28)*((($F28-14.4)*$AI28)/100))+($AJ28*(AT28^2)))*0.0098","v":{"v":7.0687185128054265E-3,"d":"0.01"}},{"$f":"(($AG28*(AU28^$AH28)*((($F28-14.4)*$AI28)/100))+($AJ28*(AU28^2)))*0.0098","v":{"v":0.00778908993794481,"d":"0.01"}},{"v":0.011010617958771767,"d":"0.01"},{"$f":"ROUND(IF(G28=10,$CO$92*F28,IF(G28=11,$CO$93*F28,IF(G28=15,$CO$94*F28,IF(G28=16,$CO$95*F28,IF(G28=20,$CO$96*F28,IF(G28=21,$CO$97*F28,)))))),1)","v":0.3},3.6,4.1,5.1,null,449,null,{"$f":"IF(G28=10,0.9,IF(G28=11,0.68,IF(G28=15,0.8,IF(G28=16,0.68,IF(G28=20,0.8,IF(G28=21,0.8))))))","v":{"v":0.9,"d":"90%"}},null,null,0,14.2,16.2,21.85,null,{"$f":"IF((237.3*LN(($AQ$1*EXP(17.27*($AM$3/($AM$3+237.3))))))/(17.27-LN(($AQ$1*EXP(17.27*($AM$3/($AM$3+237.3))))))<(($AM$1+$AM$2)/2),1,IF(1/(1+((2258*((0.622/((101325/(1*611*EXP(17.27*((($AM$1+$AM$2)/2)/((($AM$1+$AM$2)/2)+237.3))))))-1)*1000-(0.622/((101325/($AQ$1*611*EXP(17.27*($AM$3/($AM$3+237.3))))))-1)*1000))/(1005*((($AM$1+$AM$2)/2)-$AM$3))))>1,1,1/(1+((2258*((0.622/((101325/(1*611*EXP(17.27*((($AM$1+$AM$2)/2)/((($AM$1+$AM$2)/2)+237.3))))))-1)*1000-(0.622/((101325/($AQ$1*611*EXP(17.27*($AM$3/($AM$3+237.3))))))-1)*1000))/(1005*((($AM$1+$AM$2)/2)-$AM$3))))))","v":1},{"$f":"IF((237.3*LN(($AQ$1*EXP(17.27*($AM$3/($AM$3+237.3))))))/(17.27-LN(($AQ$1*EXP(17.27*($AM$3/($AM$3+237.3))))))<(($AM$1+$AM$2)/2),1,IF(1/(1+((2258*((0.622/((101325/(1*611*EXP(17.27*((($AM$1+$AM$2)/2)/((($AM$1+$AM$2)/2)+237.3))))))-1)*1000-(0.622/((101325/($AQ$1*611*EXP(17.27*($AM$3/($AM$3+237.3))))))-1)*1000))/(1005*((($AM$1+$AM$2)/2)-$AM$3))))>1,1,1/(1+((2258*((0.622/((101325/(1*611*EXP(17.27*((($AM$1+$AM$2)/2)/((($AM$1+$AM$2)/2)+237.3))))))-1)*1000-(0.622/((101325/($AQ$1*611*EXP(17.27*($AM$3/($AM$3+237.3))))))-1)*1000))/(1005*((($AM$1+$AM$2)/2)-$AM$3))))))","v":1},1,{"$f":"AQ28/BO28","v":90},{"$f":"AR28/BP28","v":96},{"$f":"AS28/BQ28","v":113},null,{"$f":"BR28-AQ28","v":0},{"$f":"BS28-AR28","v":0},{"$f":"BT28-AS28","v":0},{"$f":"IF(SUM(BV28:BX28)=0,1,0)","v":1},{"$nulls":14},"7015",70,15,12.3,14.4,21.85,5.1,5.6,7.2,{"$nulls":9},{"$f":"DF26","v":70},{"$f":"BL7","v":14.4},{"$f":"ROUND(IF($BZ$2=1,W7,IF($BZ$2=2,W7*3.412141633,)),0)","v":2123},{"$f":"IF($BZ$2=1,ROUND(AA7,0),IF($BZ$2=2,ROUND(AA7/272.7654,1),))","v":183},{"$f":"IF($BZ$2=1,AE7,IF($BZ$2=2,AE7*0.3346,))","v":{"v":0.1906306494771868,"d":"0.19"}},{"$f":"IF(BY7=1,ROUND(IF($BZ$2=1,AR7,IF($BZ$2=2,AR7*3.412141633,)),0),\"\")","v":258},{"$f":"IF(BY7=1,IF($BZ$2=1,ROUND(AU7,0),IF($BZ$2=2,ROUND(AU7/272.7654,1),)),\"\")","v":111},{"$f":"IF(BY7=1,IF($BZ$2=1,AX7,IF($BZ$2=2,AX7*0.3346,)),\"\")","v":{"v":0.07133572501153694,"d":"0.07"}},{"$f":"K7","v":{"v":30,"d":"30.0"}},{"$f":"DN28+8","v":{"v":38,"d":"38.0"}},{"$f":"BB7","v":5.6},{"$f":"DQ26","v":1.9}]
[{"$f":"CONCATENATE(D29,E29,F29,G29)","v":"1505010"},null,null,1,50,50,10,11.5,0,26,30,38.8,{"v":484.2,"d":"484"},649,695,812,1.5,{"$f":"IF($G29=10,1.08,IF($G29=11,1.1,IF($G29=15,1.08,IF($G29=16,1.1,IF($G29=20,1.08,IF($G29=21,1.05))))))","v":1.08},1.08,1.08,484,649,695,812,42,56,60,70,{"$f":"(($AG29*(Y29^$AH29)*((($F29-14.4)*$AI29)/100))+($AJ29*(Y29^2)))*0.0098","v":{"v":0.008162055601253418,"d":"0.01"}},{"$f":"(($AG29*(Z29^$AH29)*((($F29-14.4)*$AI29)/100))+($AJ29*(Z29^2)))*0.0098","v":{"v":0.014273569595905599,"d":"0.01"}},{"$f":"(($AG29*(AA29^$AH29)*((($F29-14.4)*$AI29)/100))+($AJ29*(AA29^2)))*0.0098","v":{"v":0.016323323223458832,"d":"0.02"}},{"$f":"(($AG29*(AB29^$AH29)*((($F29-14.4)*$AI29)/100))+($AJ29*(AB29^2)))*0.0098","v":{"v":0.022034348729889495,"d":"0.02"}},3.969E-4,1.7346,2,0.000367347,{"v":90.02011923475614,"d":"90"},{"v":96.3282593249777,"d":"96"},{"v":112.64,"d":"113"},0.98,0.98,0.98,90,96,113,39,41,49,{"$f":"(($AG29*(AT29^$AH29)*((($F29-14.4)*$AI29)/100))+($AJ29*(AT29^2)))*0.0098","v":{"v":7.0687185128054265E-3,"d":"0.01"}},{"$f":"(($AG29*(AU29^$AH29)*((($F29-14.4)*$AI29)/100))+($AJ29*(AU29^2)))*0.0098","v":{"v":0.00778908993794481,"d":"0.01"}},{"$f":"(($AG29*(AV29^$AH29)*((($F29-14.4)*$AI29)/100))+($AJ29*(AV29^2)))*0.0098","v":{"v":0.011010617958771767,"d":"0.01"}},0.3,3.6,4.1,5.1,null,538,null,{"v":0.9,"d":"90%"},null,null,0,14.2,16.2,21.85,null,{"$f":"IF((237.3*LN(($AQ$1*EXP(17.27*($AM$3/($AM$3+237.3))))))/(17.27-LN(($AQ$1*EXP(17.27*($AM$3/($AM$3+237.3))))))<(($AM$1+$AM$2)/2),1,IF(1/(1+((2258*((0.622/((101325/(1*611*EXP(17.27*((($AM$1+$AM$2)/2)/((($AM$1+$AM$2)/2)+237.3))))))-1)*1000-(0.622/((101325/($AQ$1*611*EXP(17.27*($AM$3/($AM$3+237.3))))))-1)*1000))/(1005*((($AM$1+$AM$2)/2)-$AM$3))))>1,1,1/(1+((2258*((0.622/((101325/(1*611*EXP(17.27*((($AM$1+$AM$2)/2)/((($AM$1+$AM$2)/2)+237.3))))))-1)*1000-(0.622/((101325/($AQ$1*611*EXP(17.27*($AM$3/($AM$3+237.3))))))-1)*1000))/(1005*((($AM$1+$AM$2)/2)-$AM$3))))))","v":1},1,1,90,{"$f":"AR29/BP29","v":96},{"$f":"AS29/BQ29","v":113},null,{"$f":"BR29-AQ29","v":0},0,0,{"$f":"IF(SUM(BV29:BX29)=0,1,0)","v":1},{"$nulls":14},"8010",80,10,12.8,14.7,21.85,6.3,6.8,9.1,{"$nulls":9},{"$f":"DF26","v":70},{"$f":"BM7","v":{"v":21.85,"d":"21.9"}},{"$f":"ROUND(IF($BZ$2=1,X7,IF($BZ$2=2,X7*3.412141633,)),0)","v":2810},{"$f":"IF($BZ$2=1,ROUND(AB7,0),IF($BZ$2=2,ROUND(AB7/272.7654,1),))","v":242},{"$f":"IF($BZ$2=1,AF7,IF($BZ$2=2,AF7*0.3346,))","v":{"v":0.3305057858506517,"d":"0.33"}},{"$f":"IF(BY7=1,ROUND(IF($BZ$2=1,AS7,IF($BZ$2=2,AS7*3.412141633,)),0),\"\")","v":341},{"$f":"IF(BY7=1,IF($BZ$2=1,ROUND(AV7,0),IF($BZ$2=2,ROUND(AV7/272.7654,1),)),\"\")","v":147},{"$f":"IF(BY7=1,IF($BZ$2=1,AY7,IF($BZ$2=2,AY7*0.3346,)),\"\")","v":{"v":0.12389224890734116,"d":"0.12"}},{"$f":"L7","v":41.1},{"$f":"DN29+8","v":49.1},{"$f":"BC7","v":7.2},{"$f":"DQ26","v":1.9}]
["1655010",null,null,1,65,50,10,11.5,0,26,30,38.8,{"v":545.4,"d":"545"},649,695,812,1.5,1.08,1.08,1.08,545,649,695,812,47,56,60,70,{"v":0.010154354668942562,"d":"0.01"},{"v":0.014273569595905599,"d":"0.01"},{"v":0.016323323223458832,"d":"0.02"},{"v":0.022034348729889495,"d":"0.02"},3.969E-4,1.7346,2,0.000367347,{"v":90.02011923475614,"d":"90"},{"v":96.3282593249777,"d":"96"},{"v":112.64,"d":"113"},0.98,0.98,0.98,90,96,113,39,41,49,{"v":7.0687185128054265E-3,"d":"0.01"},{"v":0.00778908993794481,"d":"0.01"},{"v":0.011010617958771767,"d":"0.01"},0.3,3.6,4.1,5.1,null,606,null,{"v":0.9,"d":"90%"},null,null,0,14.2,16.2,21.85,null,{"$f":"IF((237.3*LN(($AQ$1*EXP(17.27*($AM$3/($AM$3+237.3))))))/(17.27-LN(($AQ$1*EXP(17.27*($AM$3/($AM$3+237.3))))))<(($AM$1+$AM$2)/2),1,IF(1/(1+((2258*((0.622/((101325/(1*611*EXP(17.27*((($AM$1+$AM$2)/2)/((($AM$1+$AM$2)/2)+237.3))))))-1)*1000-(0.622/((101325/($AQ$1*611*EXP(17.27*($AM$3/($AM$3+237.3))))))-1)*1000))/(1005*((($AM$1+$AM$2)/2)-$AM$3))))>1,1,1/(1+((2258*((0.622/((101325/(1*611*EXP(17.27*((($AM$1+$AM$2)/2)/((($AM$1+$AM$2)/2)+237.3))))))-1)*1000-(0.622/((101325/($AQ$1*611*EXP(17.27*($AM$3/($AM$3+237.3))))))-1)*1000))/(1005*((($AM$1+$AM$2)/2)-$AM$3))))))","v":1},1,1,90,96,113,null,0,0,0,1,{"$nulls":14},"8015",80,15,11.8,13.7,21.85,6,6.7,9,{"$nulls":9},{"$f":"IF(data!$CB$9=5,121,80)","v":80},{"$f":"BJ8","v":{"v":0,"d":"0.0"}},{"$f":"ROUND(IF($BZ$2=1,U8,IF($BZ$2=2,U8*3.412141633,)),0)","v":1488},{"$f":"IF($BZ$2=1,ROUND(Y8,0),IF($BZ$2=2,ROUND(Y8/272.7654,1),))","v":142},{"$f":"IF($BZ$2=1,AC8,IF($BZ$2=2,AC8*0.3346,))","v":{"v":0.11828482132104842,"d":"0.12"}},{"$nulls":3},{"v":0,"d":"0.0"},{"v":0,"d":"0.0"},{"v":0,"d":"0.0"},{"$f":"IF($BZ$2=1,AZ8,IF($BZ$2=2,AZ8/4.54609,))","v":2.1}]
["1355011",null,null,1,35,50,11,11.5,0,26,30,38.8,{"v":406.64000000000004,"d":"407"},{"v":881.020769215156,"d":"881"},{"v":942.7581061776938,"d":"943"},{"v":1102.4,"d":"1102"},1.5,1.1,1.1,1.1,407,881,943,1102,35,76,81,95,{"v":0.009535261718570366,"d":"0.01"},{"v":0.04264368655521608,"d":"0.04"},{"v":0.04824620699494949,"d":"0.05"},{"v":0.06572003953396613,"d":"0.07"},3.969E-4,1.7346,4,0.000574288,{"v":147.5613886319724,"d":"148"},{"v":157.90172054122763,"d":"158"},{"v":184.64,"d":"185"},0.95,0.95,0.95,148,158,185,64,68,80,{"v":0.030575828151930776,"d":"0.03"},{"v":0.03438168223252566,"d":"0.03"},{"v":0.047098764109165574,"d":"0.05"},0.7,3.6,4.1,5.1,null,598,null,{"v":0.68,"d":"68%"},null,null,0,14.2,16.2,21.85,null,1,1,1,148,158,185,null,0,0,0,1,{"$nulls":14},"9010",90,10,12.5,14.7,21.85,6.7,7.4,10.3,{"$nulls":9},{"$f":"DF30","v":80},{"$f":"BK8","v":11.8},{"$f":"ROUND(IF($BZ$2=1,V8,IF($BZ$2=2,V8*3.412141633,)),0)","v":2628},{"$f":"IF($BZ$2=1,ROUND(Z8,0),IF($BZ$2=2,ROUND(Z8/272.7654,1),))","v":226},{"$f":"IF($BZ$2=1,AD8,IF($BZ$2=2,AD8*0.3346,))","v":{"v":0.29449823797779945,"d":"0.29"}},{"$f":"IF(BY8=1,ROUND(IF($BZ$2=1,AQ8,IF($BZ$2=2,AQ8*3.412141633,)),0),\"\")","v":341},{"$f":"IF(BY8=1,IF($BZ$2=1,ROUND(AT8,0),IF($BZ$2=2,ROUND(AT8/272.7654,1),)),\"\")","v":147},{"$f":"IF(BY8=1,IF($BZ$2=1,AW8,IF($BZ$2=2,AW8*0.3346,)),\"\")","v":{"v":0.12659023968056798,"d":"0.13"}},{"$f":"J8","v":{"v":26,"d":"26.0"}},{"$f":"DN31+8","v":{"v":34,"d":"34.0"}},{"$f":"BA8","v":{"v":6,"d":"6.0"}},{"$f":"DQ30","v":2.1}]
["1505011",null,null,1,50,50,11,11.5,0,26,30,38.8,{"v":471.24,"d":"471"},{"v":881.020769215156,"d":"881"},{"v":942.7581061776938,"d":"943"},{"v":1102.4,"d":"1102"},1.5,1.1,1.1,1.1,471,881,943,1102,41,76,81,95,{"v":0.012935683513089621,"d":"0.01"},{"v":0.04264368655521608,"d":"0.04"},{"v":0.04824620699494949,"d":"0.05"},{"v":0.06572003953396613,"d":"0.07"},3.969E-4,1.7346,4,0.000574288,{"v":147.5613886319724,"d":"148"},{"v":157.90172054122763,"d":"158"},{"v":184.64,"d":"185"},0.95,0.95,0.95,148,158,185,64,68,80,{"v":0.030575828151930776,"d":"0.03"},{"v":0.03438168223252566,"d":"0.03"},{"v":0.047098764109165574,"d":"0.05"},0.7,3.6,4.1,5.1,null,693,null,{"v":0.68,"d":"68%"},null,null,0,14.2,16.2,21.85,null,1,1,1,148,158,185,null,0,0,0,1,{"$nulls":14},"9015",90,15,11.3,13.2,21.85,7,7.7,10.7,{"$nulls":9},{"$f":"DF30","v":80},{"$f":"BL8","v":13.7},{"$f":"ROUND(IF($BZ$2=1,W8,IF($BZ$2=2,W8*3.412141633,)),0)","v":2818},{"$f":"IF($BZ$2=1,ROUND(AA8,0),IF($BZ$2=2,ROUND(AA8/272.7654,1),))","v":242},{"$f":"IF($BZ$2=1,AE8,IF($BZ$2=2,AE8*0.3346,))","v":{"v":0.3368712257217761,"d":"0.34"}},{"$f":"IF(BY8=1,ROUND(IF($BZ$2=1,AR8,IF($BZ$2=2,AR8*3.412141633,)),0),\"\")","v":366},{"$f":"IF(BY8=1,IF($BZ$2=1,ROUND(AU8,0),IF($BZ$2=2,ROUND(AU8/272.7654,1),)),\"\")","v":157},{"$f":"IF(BY8=1,IF($BZ$2=1,AX8,IF($BZ$2=2,AX8*0.3346,)),\"\")","v":{"v":0.14403307699408213,"d":"0.14"}},{"$f":"K8","v":{"v":30,"d":"30.0"}},{"$f":"DN32+8","v":{"v":38,"d":"38.0"}},{"$f":"BB8","v":6.7},{"$f":"DQ30","v":2.1}]
["1655011",null,null,1,65,50,11,11.5,0,26,30,38.8,{"v":524.96,"d":"525"},{"v":881.020769215156,"d":"881"},{"v":942.7581061776938,"d":"943"},{"v":1102.4,"d":"1102"},1.5,1.1,1.1,1.1,525,881,943,1102,45,76,81,95,{"v":0.015480687592000813,"d":"0.02"},{"v":0.04264368655521608,"d":"0.04"},{"v":0.04824620699494949,"d":"0.05"},{"v":0.06572003953396613,"d":"0.07"},3.969E-4,1.7346,4,0.000574288,{"$f":"AK32*(1-(($E33-50)*0.005))","v":{"v":136.49428448457448,"d":"136"}},{"$f":"AL32*(1-(($E33-50)*0.005))","v":{"v":146.05909150063556,"d":"146"}},{"$f":"AM32*(1-(($E33-50)*0.005))","v":{"v":170.792,"d":"171"}},0.95,0.95,0.95,136,146,171,58,63,74,{"v":0.025275151079359376,"d":"0.03"},{"v":0.029658332216627524,"d":"0.03"},{"v":0.04049707043256003,"d":"0.04"},0.7,3.6,4.1,5.1,null,772,null,{"v":0.68,"d":"68%"},null,null,0,14.2,16.2,21.85,null,1,1,1,136,146,171,null,0,0,0,1,{"$nulls":14},"10010",100,10,12.3,14.1,21.85,7.8,8.7,12.2,{"$nulls":9},{"$f":"DF30","v":80},{"$f":"BM8","v":{"v":21.85,"d":"21.9"}},{"$f":"ROUND(IF($BZ$2=1,X8,IF($BZ$2=2,X8*3.412141633,)),0)","v":3781},{"$f":"IF($BZ$2=1,ROUND(AB8,0),IF($BZ$2=2,ROUND(AB8/272.7654,1),))","v":325},{"$f":"IF($BZ$2=1,AF8,IF($BZ$2=2,AF8*0.3346,))","v":{"v":0.6016452248134326,"d":"0.60"}},{"$f":"IF(BY8=1,ROUND(IF($BZ$2=1,AS8,IF($BZ$2=2,AS8*3.412141633,)),0),\"\")","v":490},{"$f":"IF(BY8=1,IF($BZ$2=1,ROUND(AV8,0),IF($BZ$2=2,ROUND(AV8/272.7654,1),)),\"\")","v":211},{"$f":"IF(BY8=1,IF($BZ$2=1,AY8,IF($BZ$2=2,AY8*0.3346,)),\"\")","v":{"v":0.25732674402542394,"d":"0.26"}},{"$f":"L8","v":42.4},{"$f":"DN33+8","v":50.4},{"$f":"BC8","v":{"v":9,"d":"9.0"}},{"$f":"DQ30","v":2.1}]
["1356010",null,null,1,35,60,10,11.5,0,26,30,{"v":40,"d":"40.0"},{"v":485.1,"d":"485"},{"v":841.6922568781392,"d":"842"},{"v":901.3595094153106,"d":"901"},{"v":1066.38,"d":"1066"},1.5,1.08,1.08,1.08,485,842,901,1066,42,72,77,92,{"v":0.008670947326774042,"d":"0.01"},{"v":0.024572994832794695,"d":"0.02"},{"v":0.027985026550444856,"d":"0.03"},{"v":0.03951290218026669,"d":"0.04"},3.969E-4,1.7346,2,0.000367347,{"v":116.68990721587436,"d":"117"},{"v":124.9620115455649,"d":"125"},{"v":147.84,"d":"148"},0.98,0.98,0.98,117,125,148,50,54,64,{"v":0.01214004296048507,"d":"0.01"},{"v":0.014086095785072505,"d":"0.01"},{"v":0.019563990759703984,"d":"0.02"},0.4,4.8,5.4,6.8,null,539,null,{"v":0.9,"d":"90%"},null,null,0,13.6,15.6,21.85,null,1,1,1,117,125,148,null,0,0,0,1,{"$nulls":14},"10015",100,15,10.9,12.8,21.85,7,7.7,10.7,{"$nulls":9},{"$f":"IF(data!$CB$9=5,141,90)","v":90},{"$f":"BJ9","v":{"v":0,"d":"0.0"}},{"$f":"ROUND(IF($BZ$2=1,U9,IF($BZ$2=2,U9*3.412141633,)),0)","v":1673},{"$f":"IF($BZ$2=1,ROUND(Y9,0),IF($BZ$2=2,ROUND(Y9/272.7654,1),))","v":160},{"$f":"IF($BZ$2=1,AC9,IF($BZ$2=2,AC9*0.3346,))","v":{"v":0.15260387350858196,"d":"0.15"}},{"$nulls":3},{"v":0,"d":"0.0"},{"v":0,"d":"0.0"},{"v":0,"d":"0.0"},{"$f":"IF($BZ$2=1,AZ9,IF($BZ$2=2,AZ9/4.54609,))","v":2.4}]
["1506010",null,null,1,50,60,10,11.5,0,26,30,{"v":40,"d":"40.0"},{"v":581.4,"d":"581"},{"v":841.6922568781392,"d":"842"},{"v":901.3595094153106,"d":"901"},{"v":1066.38,"d":"1066"},1.5,1.08,1.08,1.08,581,842,901,1066,50,72,77,92,{"v":0.01214004296048507,"d":"0.01"},{"v":0.024572994832794695,"d":"0.02"},{"v":0.027985026550444856,"d":"0.03"},{"v":0.03951290218026669,"d":"0.04"},3.969E-4,1.7346,2,0.000367347,{"v":116.68990721587436,"d":"117"},{"v":124.9620115455649,"d":"125"},{"v":147.84,"d":"148"},0.98,0.98,0.98,117,125,148,50,54,64,{"v":0.01214004296048507,"d":"0.01"},{"v":0.014086095785072505,"d":"0.01"},{"v":0.019563990759703984,"d":"0.02"},0.4,4.8,5.4,6.8,null,646,null,{"v":0.9,"d":"90%"},null,null,0,13.6,15.6,21.85,null,1,1,1,117,125,148,null,0,0,0,1,{"$nulls":14},"11010",110,10,12,13.9,21.85,8.4,9.3,14,{"$nulls":9},{"$f":"DF34","v":90},{"$f":"BK9","v":11.3},{"$f":"ROUND(IF($BZ$2=1,V9,IF($BZ$2=2,V9*3.412141633,)),0)","v":3009},{"$f":"IF($BZ$2=1,ROUND(Z9,0),IF($BZ$2=2,ROUND(Z9/272.7654,1),))","v":259},{"$f":"IF($BZ$2=1,AD9,IF($BZ$2=2,AD9*0.3346,))","v":{"v":0.3921228506628396,"d":"0.39"}},{"$f":"IF(BY9=1,ROUND(IF($BZ$2=1,AQ9,IF($BZ$2=2,AQ9*3.412141633,)),0),\"\")","v":390},{"$f":"IF(BY9=1,IF($BZ$2=1,ROUND(AT9,0),IF($BZ$2=2,ROUND(AT9/272.7654,1),)),\"\")","v":168},{"$f":"IF(BY9=1,IF($BZ$2=1,AW9,IF($BZ$2=2,AW9*0.3346,)),\"\")","v":{"v":0.16789509816318576,"d":"0.17"}},{"$f":"J9","v":{"v":26,"d":"26.0"}},{"$f":"DN35+8","v":{"v":34,"d":"34.0"}},{"$f":"BA9","v":{"v":7,"d":"7.0"}},{"$f":"DQ34","v":2.4}]
["1656010",null,null,1,65,60,10,11.5,0,26,30,{"v":40,"d":"40.0"},{"v":654.3000000000001,"d":"654"},{"v":841.6922568781392,"d":"842"},{"v":901.3595094153106,"d":"901"},{"v":1066.38,"d":"1066"},1.5,1.08,1.08,1.08,654,842,901,1066,56,72,77,92,{"v":0.015111762774081328,"d":"0.02"},{"v":0.024572994832794695,"d":"0.02"},{"v":0.027985026550444856,"d":"0.03"},{"v":0.03951290218026669,"d":"0.04"},3.969E-4,1.7346,2,0.000367347,{"v":116.68990721587436,"d":"117"},{"v":124.9620115455649,"d":"125"},{"v":147.84,"d":"148"},0.98,0.98,0.98,117,125,148,50,54,64,{"v":0.01214004296048507,"d":"0.01"},{"v":0.014086095785072505,"d":"0.01"},{"v":0.019563990759703984,"d":"0.02"},0.4,4.8,5.4,6.8,null,727,null,{"v":0.9,"d":"90%"},null,null,0,13.6,15.6,21.85,null,1,1,1,117,125,148,null,0,0,0,1,{"$nulls":14},"11015",110,15,10.9,12.8,21.85,7.9,8.8,12.5,{"$nulls":9},{"$f":"DF34","v":90},{"$f":"BL9","v":13.2},{"$f":"ROUND(IF($BZ$2=1,W9,IF($BZ$2=2,W9*3.412141633,)),0)","v":3224},{"$f":"IF($BZ$2=1,ROUND(AA9,0),IF($BZ$2=2,ROUND(AA9/272.7654,1),))","v":277},{"$f":"IF($BZ$2=1,AE9,IF($BZ$2=2,AE9*0.3346,))","v":{"v":0.4473750300143957,"d":"0.45"}},{"$f":"IF(BY9=1,ROUND(IF($BZ$2=1,AR9,IF($BZ$2=2,AR9*3.412141633,)),0),\"\")","v":418},{"$f":"IF(BY9=1,IF($BZ$2=1,ROUND(AU9,0),IF($BZ$2=2,ROUND(AU9/272.7654,1),)),\"\")","v":180},{"$f":"IF(BY9=1,IF($BZ$2=1,AX9,IF($BZ$2=2,AX9*0.3346,)),\"\")","v":{"v":0.19217671661448937,"d":"0.19"}},{"$f":"K9","v":{"v":30,"d":"30.0"}},{"$f":"DN36+8","v":{"v":38,"d":"38.0"}},{"$f":"BB9","v":7.7},{"$f":"DQ34","v":2.4}]
["1956010",null,null,1,95,60,10,11.5,0,26,30,{"v":40,"d":"40.0"},{"v":746.6922568781392,"d":"747"},{"v":841.6922568781392,"d":"842"},{"v":901.3595094153106,"d":"901"},{"v":1066.38,"d":"1066"},1.5,1.08,1.08,1.08,747,842,901,1066,64,72,77,92,{"v":0.019563990759703984,"d":"0.02"},{"v":0.024572994832794695,"d":"0.02"},{"v":0.027985026550444856,"d":"0.03"},{"v":0.03951290218026669,"d":"0.04"},3.969E-4,1.7346,2,0.000367347,{"v":116.68990721587436,"d":"117"},{"v":124.9620115455649,"d":"125"},{"v":147.84,"d":"148"},0.98,0.98,0.98,117,125,148,50,54,64,{"v":0.01214004296048507,"d":"0.01"},{"v":0.014086095785072505,"d":"0.01"},{"v":0.019563990759703984,"d":"0.02"},0.4,4.8,5.4,6.8,null,836,null,{"v":0.9,"d":"90%"},null,null,0,13.6,15.6,21.85,null,1,1,1,117,125,148,null,0,0,0,1,{"$nulls":14},"12010",120,10,11.8,13.7,21.85,8.9,9.9,14.8,{"$nulls":9},{"$f":"DF34","v":90},{"$f":"BM9","v":{"v":21.85,"d":"21.9"}},{"$f":"ROUND(IF($BZ$2=1,X9,IF($BZ$2=2,X9*3.412141633,)),0)","v":4391},{"$f":"IF($BZ$2=1,ROUND(AB9,0),IF($BZ$2=2,ROUND(AB9/272.7654,1),))","v":378},{"$f":"IF($BZ$2=1,AF9,IF($BZ$2=2,AF9*0.3346,))","v":{"v":0.8237317604768891,"d":"0.82"}},{"$f":"IF(BY9=1,ROUND(IF($BZ$2=1,AS9,IF($BZ$2=2,AS9*3.412141633,)),0),\"\")","v":570},{"$f":"IF(BY9=1,IF($BZ$2=1,ROUND(AV9,0),IF($BZ$2=2,ROUND(AV9/272.7654,1),)),\"\")","v":245},{"$f":"IF(BY9=1,IF($BZ$2=1,AY9,IF($BZ$2=2,AY9*0.3346,)),\"\")","v":{"v":0.35163070513405226,"d":"0.35"}},{"$f":"L9","v":43.3},{"$f":"DN37+8","v":51.3},{"$f":"BC9","v":10.7},{"$f":"DQ34","v":2.4}]
["1356011",null,null,1,35,60,11,11.5,0,26,30,{"v":40,"d":"40.0"},{"v":488.24,"d":"488"},{"v":1142.036165791725,"d":"1142"},{"v":1222.9946868592929,"d":"1223"},{"v":1446.9,"d":"1447"},1.5,1.1,1.1,1.1,488,1142,1223,1447,42,98,105,124,{"v":0.01456892405034808,"d":"0.01"},{"v":0.07423113670546667,"d":"0.07"},{"v":0.08479400067271489,"d":"0.08"},{"v":0.11688804961164248,"d":"0.12"},3.969E-4,1.7346,4,0.000574288,191,205,242,0.95,0.95,0.95,191,205,242,82,88,104,{"v":0.052655498392101936,"d":"0.05"},{"v":0.060326342797888885,"d":"0.06"},{"v":0.08324331121786346,"d":"0.08"},0.8,4.8,5.4,6.8,null,718,null,{"v":0.68,"d":"68%"},null,null,0,13.6,15.6,21.85,null,1,1,1,191,205,242,null,0,0,0,1,{"$nulls":14},"12015",120,15,10.6,12.5,21.85,8.7,9.8,14.3,{"$nulls":9},{"$f":"IF(data!$CB$9=5,181,100)","v":100},{"$f":"BJ10","v":{"v":0,"d":"0.0"}},{"$f":"ROUND(IF($BZ$2=1,U10,IF($BZ$2=2,U10*3.412141633,)),0)","v":1859},{"$f":"IF($BZ$2=1,ROUND(Y10,0),IF($BZ$2=2,ROUND(Y10/272.7654,1),))","v":178},{"$f":"IF($BZ$2=1,AC10,IF($BZ$2=2,AC10*0.3346,))","v":{"v":0.19176871983459592,"d":"0.19"}},{"$nulls":3},{"v":0,"d":"0.0"},{"v":0,"d":"0.0"},{"v":0,"d":"0.0"},{"$f":"IF($BZ$2=1,AZ10,IF($BZ$2=2,AZ10/4.54609,))","v":2.7}]
["1506011",null,null,1,50,60,11,11.5,0,26,30,{"v":40,"d":"40.0"},{"v":565.76,"d":"566"},{"v":1142.036165791725,"d":"1142"},{"v":1222.9946868592929,"d":"1223"},{"v":1446.9,"d":"1447"},1.5,1.1,1.1,1.1,566,1142,1223,1447,{"$f":"ROUND(U39*3600/(4186*ABS($O$1-$O$2)),0)","v":49},98,105,124,{"v":0.01957669937951419,"d":"0.02"},{"v":0.07423113670546667,"d":"0.07"},{"v":0.08479400067271489,"d":"0.08"},{"v":0.11688804961164248,"d":"0.12"},3.969E-4,1.7346,4,0.000574288,191,205,242,0.95,0.95,0.95,191,205,242,82,88,104,{"v":0.052655498392101936,"d":"0.05"},{"v":0.060326342797888885,"d":"0.06"},{"v":0.08324331121786346,"d":"0.08"},0.8,4.8,5.4,6.8,null,832,null,{"v":0.68,"d":"68%"},null,null,0,13.6,15.6,21.85,null,1,1,1,191,205,242,null,0,0,0,1,{"$nulls":14},"14010",140,10,11.5,13.3,21.85,10.1,11.2,17.5,{"$nulls":9},{"$f":"DF38","v":100},{"$f":"BK10","v":10.9},{"$f":"ROUND(IF($BZ$2=1,V10,IF($BZ$2=2,V10*3.412141633,)),0)","v":3388},{"$f":"IF($BZ$2=1,ROUND(Z10,0),IF($BZ$2=2,ROUND(Z10/272.7654,1),))","v":291},{"$f":"IF($BZ$2=1,AD10,IF($BZ$2=2,AD10*0.3346,))","v":{"v":0.5015712551884005,"d":"0.50"}},{"$f":"IF(BY10=1,ROUND(IF($BZ$2=1,AQ10,IF($BZ$2=2,AQ10*3.412141633,)),0),\"\")","v":439},{"$f":"IF(BY10=1,IF($BZ$2=1,ROUND(AT10,0),IF($BZ$2=2,ROUND(AT10/272.7654,1),)),\"\")","v":189},{"$f":"IF(BY10=1,IF($BZ$2=1,AW10,IF($BZ$2=2,AW10*0.3346,)),\"\")","v":{"v":0.21560419169801393,"d":"0.22"}},{"$f":"J10","v":{"v":26,"d":"26.0"}},{"$f":"DN39+8","v":{"v":34,"d":"34.0"}},{"$f":"BA10","v":{"v":7,"d":"7.0"}},{"$f":"DQ38","v":2.7}]
["1656011",null,null,1,65,60,11,11.5,0,26,30,{"v":40,"d":"40.0"},{"v":629.6800000000001,"d":"630"},{"v":1142.036165791725,"d":"1142"},{"v":1222.9946868592929,"d":"1223"},{"v":1446.9,"d":"1447"},1.5,1.1,1.1,1.1,630,1142,1223,1447,54,98,105,124,{"v":0.023588301389345007,"d":"0.02"},{"v":0.07423113670546667,"d":"0.07"},{"v":0.08479400067271489,"d":"0.08"},{"v":0.11688804961164248,"d":"0.12"},3.969E-4,1.7346,4,0.000574288,{"$f":"AK39*(1-(($E40-50)*0.005))","v":{"v":176.675,"d":"177"}},{"$f":"AL39*(1-(($E40-50)*0.005))","v":{"v":189.625,"d":"190"}},{"$f":"AM39*(1-(($E40-50)*0.005))","v":{"v":223.85000000000002,"d":"224"}},0.95,0.95,0.95,177,190,224,76,82,96,{"v":0.04549094194083858,"d":"0.05"},{"v":0.052655498392101936,"d":"0.05"},{"v":0.07133847033660404,"d":"0.07"},0.8,4.8,5.4,6.8,null,926,null,{"v":0.68,"d":"68%"},null,null,0,13.6,15.6,21.85,null,1,1,1,177,190,224,null,0,0,0,1,{"$nulls":14},"14015",140,15,10.4,12.2,21.85,9.6,10.5,16.1,{"$nulls":9},{"$f":"DF38","v":100},{"$f":"BL10","v":12.8},{"$f":"ROUND(IF($BZ$2=1,W10,IF($BZ$2=2,W10*3.412141633,)),0)","v":3627},{"$f":"IF($BZ$2=1,ROUND(AA10,0),IF($BZ$2=2,ROUND(AA10/272.7654,1),))","v":312},{"$f":"IF($BZ$2=1,AE10,IF($BZ$2=2,AE10*0.3346,))","v":{"v":0.5749237834149689,"d":"0.57"}},{"$f":"IF(BY10=1,ROUND(IF($BZ$2=1,AR10,IF($BZ$2=2,AR10*3.412141633,)),0),\"\")","v":471},{"$f":"IF(BY10=1,IF($BZ$2=1,ROUND(AU10,0),IF($BZ$2=2,ROUND(AU10/272.7654,1),)),\"\")","v":203},{"$f":"IF(BY10=1,IF($BZ$2=1,AX10,IF($BZ$2=2,AX10*0.3346,)),\"\")","v":{"v":0.24792046126884393,"d":"0.25"}},{"$f":"K10","v":{"v":30,"d":"30.0"}},{"$f":"DN40+8","v":{"v":38,"d":"38.0"}},{"$f":"BB10","v":7.7},{"$f":"DQ38","v":2.7}]
["1956011",null,null,1,95,60,11,11.5,0,26,30,{"v":40,"d":"40.0"},{"v":733.0400000000001,"d":"733"},{"v":1142.036165791725,"d":"1142"},{"v":1222.9946868592929,"d":"1223"},{"v":1446.9,"d":"1447"},1.5,1.1,1.1,1.1,733,1142,1223,1447,63,98,105,124,{"v":0.03171471179837683,"d":"0.03"},{"v":0.07423113670546667,"d":"0.07"},{"v":0.08479400067271489,"d":"0.08"},{"v":0.11688804961164248,"d":"0.12"},3.969E-4,1.7346,4,0.000574288,{"$f":"AK39*(1-(($E41-50)*0.005))","v":{"v":148.025,"d":"148"}},{"$f":"AL39*(1-(($E41-50)*0.005))","v":{"v":158.875,"d":"159"}},{"$f":"AM39*(1-(($E41-50)*0.005))","v":{"v":187.55,"d":"188"}},0.95,0.95,0.95,148,159,188,64,68,81,{"v":0.03268915635460796,"d":"0.03"},{"v":0.036729352641212645,"d":"0.04"},{"v":0.051426193519822944,"d":"0.05"},0.8,4.8,5.4,6.8,null,1078,null,{"v":0.68,"d":"68%"},null,null,0,13.6,15.6,21.85,null,1,1,1,148,159,188,null,0,0,0,1,{"$nulls":14},"16010",160,10,11.2,13,21.85,11,12.4,19.2,{"$nulls":9},{"$f":"DF38","v":100},{"$f":"BM10","v":{"v":21.85,"d":"21.9"}},{"$f":"ROUND(IF($BZ$2=1,X10,IF($BZ$2=2,X10*3.412141633,)),0)","v":5000},{"$f":"IF($BZ$2=1,ROUND(AB10,0),IF($BZ$2=2,ROUND(AB10/272.7654,1),))","v":430},{"$f":"IF($BZ$2=1,AF10,IF($BZ$2=2,AF10*0.3346,))","v":{"v":1.0783579804788856,"d":"1.08"}},{"$f":"IF(BY10=1,ROUND(IF($BZ$2=1,AS10,IF($BZ$2=2,AS10*3.412141633,)),0),\"\")","v":649},{"$f":"IF(BY10=1,IF($BZ$2=1,ROUND(AV10,0),IF($BZ$2=2,ROUND(AV10/272.7654,1),)),\"\")","v":279},{"$f":"IF(BY10=1,IF($BZ$2=1,AY10,IF($BZ$2=2,AY10*0.3346,)),\"\")","v":{"v":0.46186798350799674,"d":"0.46"}},{"$f":"L10","v":44.1},{"$f":"DN41+8","v":52.1},{"$f":"BC10","v":10.7},{"$f":"DQ38","v":2.7}]
["1356015",null,null,1,35,60,15,16.5,0,26,30,41.1,{"v":705.6,"d":"706"},{"v":957.1925835750966,"d":"957"},{"v":1027.5250511543745,"d":"1028"},{"v":1359.96,"d":"1360"},1.5,1.08,1.08,1.08,706,957,1028,1360,61,82,88,117,{"v":0.01906846962508751,"d":"0.02"},{"v":0.03414189879712035,"d":"0.03"},{"v":0.0392386054187797,"d":"0.04"},{"v":0.06880178174125845,"d":"0.07"},0.0002083,1.724,2,0.000461829,{"v":130.66063061772473,"d":"131"},{"v":140.26129481477255,"d":"140"},{"v":185.64,"d":"186"},1.01,1.01,1.01,131,140,186,56,60,80,{"v":0.016115444159911004,"d":"0.02"},{"v":0.018458252538956766,"d":"0.02"},{"v":0.0325208961878376,"d":"0.03"},0.6,4.8,5.5,7.2,null,882,null,{"v":0.8,"d":"80%"},null,null,0,12.3,14.4,21.85,null,1,1,1,131,140,186,null,0,0,0,1,{"$nulls":14},"16015",160,15,10,11.8,21.85,11.5,12.8,19.6,{"$nulls":9},{"$f":"IF(data!$CB$9=5,241,110)","v":110},{"$f":"BJ11","v":{"v":0,"d":"0.0"}},{"$f":"ROUND(IF($BZ$2=1,U11,IF($BZ$2=2,U11*3.412141633,)),0)","v":2045},{"$f":"IF($BZ$2=1,ROUND(Y11,0),IF($BZ$2=2,ROUND(Y11/272.7654,1),))","v":195},{"$f":"IF($BZ$2=1,AC11,IF($BZ$2=2,AC11*0.3346,))","v":{"v":0.23357150924011313,"d":"0.23"}},{"$nulls":3},{"v":0,"d":"0.0"},{"v":0,"d":"0.0"},{"v":0,"d":"0.0"},{"$f":"IF($BZ$2=1,AZ11,IF($BZ$2=2,AZ11/4.54609,))","v":2.9}]
["1506015",null,null,1,50,60,15,16.5,0,26,30,41.1,832,{"v":957.1925835750966,"d":"957"},{"v":1027.5250511543745,"d":"1028"},{"v":1359.96,"d":"1360"},1.5,1.08,1.08,1.08,832,957,1028,1360,72,82,88,117,{"v":0.02642689073290013,"d":"0.03"},{"v":0.03414189879712035,"d":"0.03"},{"v":0.0392386054187797,"d":"0.04"},{"v":0.06880178174125845,"d":"0.07"},0.0002083,1.724,2,0.000461829,{"v":130.66063061772473,"d":"131"},{"v":140.26129481477255,"d":"140"},{"v":185.64,"d":"186"},1.01,1.01,1.01,131,140,186,56,60,80,{"v":0.016115444159911004,"d":"0.02"},{"v":0.018458252538956766,"d":"0.02"},{"v":0.0325208961878376,"d":"0.03"},0.6,4.8,5.5,7.2,null,1040,null,{"v":0.8,"d":"80%"},null,null,0,12.3,14.4,21.85,null,1,1,1,131,140,186,null,0,0,0,1,{"$nulls":14},"18010",180,10,10.9,12.7,21.85,12.2,13.7,22,{"$nulls":9},{"$f":"DF42","v":110},{"$f":"BK11","v":10.9},{"$f":"ROUND(IF($BZ$2=1,V11,IF($BZ$2=2,V11*3.412141633,)),0)","v":3556},{"$f":"IF($BZ$2=1,ROUND(Z11,0),IF($BZ$2=2,ROUND(Z11/272.7654,1),))","v":306},{"$f":"IF($BZ$2=1,AD11,IF($BZ$2=2,AD11*0.3346,))","v":{"v":0.5629980570317168,"d":"0.56"}},{"$f":"IF(BY11=1,ROUND(IF($BZ$2=1,AQ11,IF($BZ$2=2,AQ11*3.412141633,)),0),\"\")","v":446},{"$f":"IF(BY11=1,IF($BZ$2=1,ROUND(AT11,0),IF($BZ$2=2,ROUND(AT11/272.7654,1),)),\"\")","v":192},{"$f":"IF(BY11=1,IF($BZ$2=1,AW11,IF($BZ$2=2,AW11*0.3346,)),\"\")","v":{"v":0.22661573879571267,"d":"0.23"}},{"$f":"J11","v":{"v":26,"d":"26.0"}},{"$f":"DN43+8","v":{"v":34,"d":"34.0"}},{"$f":"BA11","v":7.9},{"$f":"DQ42","v":2.9}]
["1656015",null,null,1,65,60,15,16.5,0,26,30,41.1,{"v":862.1925835750966,"d":"862"},{"v":957.1925835750966,"d":"957"},{"v":1027.5250511543745,"d":"1028"},{"v":1359.96,"d":"1360"},1.5,1.08,1.08,1.08,862,957,1028,1360,74,82,88,117,{"v":0.027891851131815994,"d":"0.03"},{"v":0.03414189879712035,"d":"0.03"},{"v":0.0392386054187797,"d":"0.04"},{"v":0.06880178174125845,"d":"0.07"},0.0002083,1.724,2,0.000461829,{"v":130.66063061772473,"d":"131"},{"v":140.26129481477255,"d":"140"},{"v":185.64,"d":"186"},{"$f":"IF($G44=10,0.98,IF($G44=11,0.95,IF($G44=15,1.01,IF($G44=16,0.95,IF($G44=20,0.95,IF($G44=21,0.85))))))","v":1.01},1.01,1.01,131,140,186,56,60,80,{"v":0.016115444159911004,"d":"0.02"},{"v":0.018458252538956766,"d":"0.02"},{"v":0.0325208961878376,"d":"0.03"},0.6,4.8,5.5,7.2,null,1153,null,{"v":0.8,"d":"80%"},null,null,0,12.3,14.4,21.85,null,1,1,1,131,140,186,null,0,0,0,1,{"$nulls":14},"18015",180,15,10,11.8,21.85,11.5,12.8,19.6,{"$nulls":9},{"$f":"DF42","v":110},{"$f":"BL11","v":12.8},{"$f":"ROUND(IF($BZ$2=1,W11,IF($BZ$2=2,W11*3.412141633,)),0)","v":3808},{"$f":"IF($BZ$2=1,ROUND(AA11,0),IF($BZ$2=2,ROUND(AA11/272.7654,1),))","v":327},{"$f":"IF($BZ$2=1,AE11,IF($BZ$2=2,AE11*0.3346,))","v":{"v":0.6410200956951558,"d":"0.64"}},{"$f":"IF(BY11=1,ROUND(IF($BZ$2=1,AR11,IF($BZ$2=2,AR11*3.412141633,)),0),\"\")","v":477},{"$f":"IF(BY11=1,IF($BZ$2=1,ROUND(AU11,0),IF($BZ$2=2,ROUND(AU11/272.7654,1),)),\"\")","v":205},{"$f":"IF(BY11=1,IF($BZ$2=1,AX11,IF($BZ$2=2,AX11*0.3346,)),\"\")","v":{"v":0.25750136415425773,"d":"0.26"}},{"$f":"K11","v":{"v":30,"d":"30.0"}},{"$f":"DN44+8","v":{"v":38,"d":"38.0"}},{"$f":"BB11","v":8.8},{"$f":"DQ42","v":2.9}]
["1956015",null,null,1,95,60,15,16.5,0,26,30,41.1,{"v":862.1925835750966,"d":"862"},{"v":957.1925835750966,"d":"957"},{"v":1027.5250511543745,"d":"1028"},{"v":1359.96,"d":"1360"},1.5,1.08,1.08,1.08,862,957,1028,1360,74,82,88,117,{"v":0.027891851131815994,"d":"0.03"},{"v":0.03414189879712035,"d":"0.03"},{"v":0.0392386054187797,"d":"0.04"},{"v":0.06880178174125845,"d":"0.07"},0.0002083,1.724,2,0.000461829,{"v":130.66063061772473,"d":"131"},{"v":140.26129481477255,"d":"140"},{"v":185.64,"d":"186"},1.01,1.01,1.01,131,140,186,56,60,80,{"v":0.016115444159911004,"d":"0.02"},{"v":0.018458252538956766,"d":"0.02"},{"v":0.0325208961878376,"d":"0.03"},0.6,4.8,5.5,7.2,null,1288,null,{"v":0.8,"d":"80%"},null,null,0,12.3,14.4,21.85,null,1,1,1,131,140,186,null,0,0,0,1,{"$nulls":14},"20010",200,10,10.7,12.5,21.85,13.4,14.8,24,{"$nulls":9},{"$f":"DF42","v":110},{"$f":"BM11","v":{"v":21.85,"d":"21.9"}},{"$f":"ROUND(IF($BZ$2=1,X11,IF($BZ$2=2,X11*3.412141633,)),0)","v":5249},{"$f":"IF($BZ$2=1,ROUND(AB11,0),IF($BZ$2=2,ROUND(AB11/272.7654,1),))","v":451},{"$f":"IF($BZ$2=1,AF11,IF($BZ$2=2,AF11*0.3346,))","v":{"v":1.2027269290583564,"d":"1.20"}},{"$f":"IF(BY11=1,ROUND(IF($BZ$2=1,AS11,IF($BZ$2=2,AS11*3.412141633,)),0),\"\")","v":658},{"$f":"IF(BY11=1,IF($BZ$2=1,ROUND(AV11,0),IF($BZ$2=2,ROUND(AV11/272.7654,1),)),\"\")","v":283},{"$f":"IF(BY11=1,IF($BZ$2=1,AY11,IF($BZ$2=2,AY11*0.3346,)),\"\")","v":{"v":0.4832577351271901,"d":"0.48"}},{"$f":"L11","v":44.1},{"$f":"DN45+8","v":52.1},{"$f":"BC11","v":12.5},{"$f":"DQ42","v":2.9}]
["1356016",null,null,1,35,60,16,16.5,0,26,30,41.1,{"v":650.08,"d":"650"},{"v":1399.7241764138612,"d":"1400"},{"v":1502.5729206967153,"d":"1503"},{"v":1988.7,"d":"1989"},1.5,1.1,1.1,1.1,650,1400,1503,1989,56,120,129,171,{"v":0.046648812646222004,"d":"0.05"},{"v":0.21085507991814395,"d":"0.21"},{"v":0.24334273125065864,"d":"0.24"},{"v":0.4254627173067976,"d":"0.43"},0.0002083,1.724,4,1.392796E-3,214,230,305,0.95,0.95,0.95,214,230,305,92,99,131,{"v":0.12457564927087089,"d":"0.12"},{"v":0.14404410806926615,"d":"0.14"},{"v":0.2508759331127468,"d":"0.25"},1.2,4.8,5.5,7.2,null,956,null,{"v":0.68,"d":"68%"},null,null,0,12.3,14.4,21.85,null,1,1,1,214,230,305,null,0,0,0,1,{"$nulls":14},"20015",200,15,10,11.4,21.85,13.2,14.7,23.5,{"$nulls":9},120,{"$f":"BJ12","v":{"v":0,"d":"0.0"}},{"$f":"ROUND(IF($BZ$2=1,U12,IF($BZ$2=2,U12*3.412141633,)),0)","v":2230},{"$f":"IF($BZ$2=1,ROUND(Y12,0),IF($BZ$2=2,ROUND(Y12/272.7654,1),))","v":213},{"$f":"IF($BZ$2=1,AC12,IF($BZ$2=2,AC12*0.3346,))","v":{"v":0.28257781546454247,"d":"0.28"}},{"$nulls":3},{"v":0,"d":"0.0"},{"v":0,"d":"0.0"},{"v":0,"d":"0.0"},{"$f":"IF($BZ$2=1,AZ12,IF($BZ$2=2,AZ12/4.54609,))","v":3.2}]
["1506016",null,null,1,50,60,16,16.5,0,26,30,41.1,{"v":774.5200000000001,"d":"775"},{"v":1399.7241764138612,"d":"1400"},{"v":1502.5729206967153,"d":"1503"},{"v":1988.7,"d":"1989"},1.5,1.1,1.1,1.1,775,1400,1503,1989,67,120,129,171,{"v":0.06650928759934463,"d":"0.07"},{"v":0.21085507991814395,"d":"0.21"},{"v":0.24334273125065864,"d":"0.24"},{"v":0.4254627173067976,"d":"0.43"},0.0002083,1.724,4,1.392796E-3,214,230,305,0.95,0.95,0.95,214,230,305,92,99,131,{"v":0.12457564927087089,"d":"0.12"},{"v":0.14404410806926615,"d":"0.14"},{"v":0.2508759331127468,"d":"0.25"},1.2,4.8,5.5,7.2,null,1139,null,{"v":0.68,"d":"68%"},null,null,0,12.3,14.4,21.85,null,1,1,1,214,230,305,null,0,0,0,1,{"$nulls":14},"22010",220,10,10.5,12.3,21.85,13.4,14.8,24,{"$nulls":9},{"$f":"DF46","v":120},{"$f":"BK12","v":10.6},{"$f":"ROUND(IF($BZ$2=1,V12,IF($BZ$2=2,V12*3.412141633,)),0)","v":4175},{"$f":"IF($BZ$2=1,ROUND(Z12,0),IF($BZ$2=2,ROUND(Z12/272.7654,1),))","v":359},{"$f":"IF($BZ$2=1,AD12,IF($BZ$2=2,AD12*0.3346,))","v":{"v":0.7820148592608814,"d":"0.78"}},{"$f":"IF(BY12=1,ROUND(IF($BZ$2=1,AQ12,IF($BZ$2=2,AQ12*3.412141633,)),0),\"\")","v":542},{"$f":"IF(BY12=1,IF($BZ$2=1,ROUND(AT12,0),IF($BZ$2=2,ROUND(AT12/272.7654,1),)),\"\")","v":233},{"$f":"IF(BY12=1,IF($BZ$2=1,AW12,IF($BZ$2=2,AW12*0.3346,)),\"\")","v":{"v":0.3365439725885186,"d":"0.34"}},{"$f":"J12","v":{"v":26,"d":"26.0"}},{"$f":"DN47+8","v":{"v":34,"d":"34.0"}},{"$f":"BA12","v":8.7},{"$f":"DQ46","v":3.2}]
["1656016",null,null,1,65,60,16,16.5,0,26,30,41.1,{"v":886.72,"d":"887"},{"v":1399.7241764138612,"d":"1400"},{"v":1502.5729206967153,"d":"1503"},{"v":1988.7,"d":"1989"},1.5,1.1,1.1,1.1,887,1400,1503,1989,76,120,129,171,{"v":0.08534716782611049,"d":"0.09"},{"v":0.21085507991814395,"d":"0.21"},{"v":0.24334273125065864,"d":"0.24"},{"v":0.4254627173067976,"d":"0.43"},0.0002083,1.724,4,1.392796E-3,{"$f":"AK47*(1-(($E48-50)*0.005))","v":{"v":197.95000000000002,"d":"198"}},{"$f":"AL47*(1-(($E48-50)*0.005))","v":{"v":212.75,"d":"213"}},{"$f":"AM47*(1-(($E48-50)*0.005))","v":{"v":282.125,"d":"282"}},0.95,0.95,0.95,198,213,282,85,92,121,{"v":0.10651021711320637,"d":"0.11"},{"v":0.12457564927087089,"d":"0.12"},{"v":0.21435070156236344,"d":"0.21"},1.2,4.8,5.5,7.2,null,1304,null,{"v":0.68,"d":"68%"},null,null,0,12.3,14.4,21.85,null,1,1,1,198,213,282,null,0,0,0,1,{"$nulls":14},"22015",220,15,10,11.1,21.85,15.5,16.8,27.5,{"$nulls":9},{"$f":"DF46","v":120},{"$f":"BL12","v":12.5},{"$f":"ROUND(IF($BZ$2=1,W12,IF($BZ$2=2,W12*3.412141633,)),0)","v":4471},{"$f":"IF($BZ$2=1,ROUND(AA12,0),IF($BZ$2=2,ROUND(AA12/272.7654,1),))","v":385},{"$f":"IF($BZ$2=1,AE12,IF($BZ$2=2,AE12*0.3346,))","v":{"v":0.8964530786446918,"d":"0.90"}},{"$f":"IF(BY12=1,ROUND(IF($BZ$2=1,AR12,IF($BZ$2=2,AR12*3.412141633,)),0),\"\")","v":580},{"$f":"IF(BY12=1,IF($BZ$2=1,ROUND(AU12,0),IF($BZ$2=2,ROUND(AU12/272.7654,1),)),\"\")","v":249},{"$f":"IF(BY12=1,IF($BZ$2=1,AX12,IF($BZ$2=2,AX12*0.3346,)),\"\")","v":{"v":0.3830354548473364,"d":"0.38"}},{"$f":"K12","v":{"v":30,"d":"30.0"}},{"$f":"DN48+8","v":{"v":38,"d":"38.0"}},{"$f":"BB12","v":9.8},{"$f":"DQ46","v":3.2}]
["1956016",null,null,1,95,60,16,16.5,0,26,30,41.1,{"v":1092.0800000000002,"d":"1092"},{"v":1399.7241764138612,"d":"1400"},{"v":1502.5729206967153,"d":"1503"},{"v":1988.7,"d":"1989"},1.5,1.1,1.1,1.1,1092,1400,1503,1989,94,120,129,171,{"v":0.12999495976193065,"d":"0.13"},{"v":0.21085507991814395,"d":"0.21"},{"v":0.24334273125065864,"d":"0.24"},{"v":0.4254627173067976,"d":"0.43"},0.0002083,1.724,4,1.392796E-3,{"$f":"AK47*(1-(($E49-50)*0.005))","v":{"v":165.85,"d":"166"}},{"$f":"AL47*(1-(($E49-50)*0.005))","v":{"v":178.25,"d":"178"}},{"$f":"AM47*(1-(($E49-50)*0.005))","v":{"v":236.375,"d":"236"}},0.95,0.95,0.95,166,178,236,71,77,101,{"v":0.07459437688981867,"d":"0.07"},{"v":0.08758386253739497,"d":"0.09"},{"v":0.1498640371075696,"d":"0.15"},1.2,4.8,5.5,7.2,null,1606,null,{"v":0.68,"d":"68%"},null,null,0,12.3,14.4,21.85,null,1,1,1,166,178,236,null,0,0,0,1,{"$nulls":14},"24010",240,10,10.4,12.2,21.85,14.8,16.6,28,{"$nulls":9},{"$f":"DF46","v":120},{"$f":"BM12","v":{"v":21.85,"d":"21.9"}},{"$f":"ROUND(IF($BZ$2=1,X12,IF($BZ$2=2,X12*3.412141633,)),0)","v":6220},{"$f":"IF($BZ$2=1,ROUND(AB12,0),IF($BZ$2=2,ROUND(AB12/272.7654,1),))","v":535},{"$f":"IF($BZ$2=1,AF12,IF($BZ$2=2,AF12*0.3346,))","v":{"v":1.7058196412629565,"d":"1.71"}},{"$f":"IF(BY12=1,ROUND(IF($BZ$2=1,AS12,IF($BZ$2=2,AS12*3.412141633,)),0),\"\")","v":807},{"$f":"IF(BY12=1,IF($BZ$2=1,ROUND(AV12,0),IF($BZ$2=2,ROUND(AV12/272.7654,1),)),\"\")","v":347},{"$f":"IF(BY12=1,IF($BZ$2=1,AY12,IF($BZ$2=2,AY12*0.3346,)),\"\")","v":{"v":0.7317855670741629,"d":"0.73"}},{"$f":"L12","v":44.8},{"$f":"DN49+8","v":52.8},{"$f":"BC12","v":14.3},{"$f":"DQ46","v":3.2}]
["1356020",null,null,1,35,60,20,21.5,0,26,30,41.1,{"v":988.8000000000001,"d":"989"},{"v":1346.575008837732,"d":"1347"},{"v":1442.0332127786496,"d":"1442"},{"v":1706.04,"d":"1706"},1.5,1.08,1.08,1.08,989,1347,1442,1706,85,116,124,147,{"v":0.029061121193094126,"d":"0.03"},{"v":0.053754545103760785,"d":"0.05"},{"v":0.06133872577216264,"d":"0.06"},{"v":0.08590565253315716,"d":"0.09"},0.0001276,1.7219,2,3.76611E-4,{"v":166.41571994991173,"d":"166"},{"v":178.21286873827722,"d":"178"},{"v":210.84,"d":"211"},0.95,0.95,0.95,166,178,211,71,77,91,{"v":0.020362186770824586,"d":"0.02"},{"v":0.02390299995886795,"d":"0.02"},{"v":0.033257087321880145,"d":"0.03"},0.8,4.8,5.5,7.2,null,1236,null,{"v":0.8,"d":"80%"},null,null,0,12.3,14.4,21.85,null,1,1,1,166,178,211,null,0,0,0,1,{"$nulls":14},"24015",240,15,10,10.9,21.85,16.4,17.7,29.7,{"$nulls":9},140,{"$f":"BJ13","v":{"v":0,"d":"0.0"}},{"$f":"ROUND(IF($BZ$2=1,U13,IF($BZ$2=2,U13*3.412141633,)),0)","v":2603},{"$f":"IF($BZ$2=1,ROUND(Y13,0),IF($BZ$2=2,ROUND(Y13/272.7654,1),))","v":249},{"$f":"IF($BZ$2=1,AC13,IF($BZ$2=2,AC13*0.3346,))","v":{"v":0.396407024558991,"d":"0.40"}},{"$nulls":3},{"v":0,"d":"0.0"},{"v":0,"d":"0.0"},{"v":0,"d":"0.0"},{"$f":"IF($BZ$2=1,AZ13,IF($BZ$2=2,AZ13/4.54609,))","v":3.7}]
["1506020",null,null,1,50,60,20,21.5,0,26,30,41.1,1164,{"v":1346.575008837732,"d":"1347"},{"v":1442.0332127786496,"d":"1442"},{"v":1706.04,"d":"1706"},1.5,1.08,1.08,1.08,1164,1347,1442,1706,100,116,124,147,{"v":0.04007650842824113,"d":"0.04"},{"v":0.053754545103760785,"d":"0.05"},{"v":0.06133872577216264,"d":"0.06"},{"v":0.08590565253315716,"d":"0.09"},0.0001276,1.7219,2,3.76611E-4,{"v":166.41571994991173,"d":"166"},{"v":178.21286873827722,"d":"178"},{"v":210.84,"d":"211"},0.95,0.95,0.95,166,178,211,71,77,91,{"v":0.020362186770824586,"d":"0.02"},{"v":0.02390299995886795,"d":"0.02"},{"v":0.033257087321880145,"d":"0.03"},0.8,4.8,5.5,7.2,null,1455,null,{"v":0.8,"d":"80%"},null,null,0,12.3,14.4,21.85,null,1,1,1,166,178,211,null,0,0,0,1,{"$nulls":14},"26010",260,10,10.2,11.9,21.85,16.2,18.6,31.4,{"$nulls":9},{"$f":"DF50","v":140},{"$f":"BK13","v":10.4},{"$f":"ROUND(IF($BZ$2=1,V13,IF($BZ$2=2,V13*3.412141633,)),0)","v":4951},{"$f":"IF($BZ$2=1,ROUND(Z13,0),IF($BZ$2=2,ROUND(Z13/272.7654,1),))","v":426},{"$f":"IF($BZ$2=1,AD13,IF($BZ$2=2,AD13*0.3346,))","v":{"v":1.1261815111859146,"d":"1.13"}},{"$f":"IF(BY13=1,ROUND(IF($BZ$2=1,AQ13,IF($BZ$2=2,AQ13*3.412141633,)),0),\"\")","v":642},{"$f":"IF(BY13=1,IF($BZ$2=1,ROUND(AT13,0),IF($BZ$2=2,ROUND(AT13/272.7654,1),)),\"\")","v":276},{"$f":"IF(BY13=1,IF($BZ$2=1,AW13,IF($BZ$2=2,AW13*0.3346,)),\"\")","v":{"v":0.48412380536530875,"d":"0.48"}},{"$f":"J13","v":{"v":26,"d":"26.0"}},{"$f":"DN51+8","v":{"v":34,"d":"34.0"}},{"$f":"BA13","v":9.6},{"$f":"DQ50","v":3.7}]
["1656020",null,null,1,65,60,20,21.5,0,26,30,41.1,{"v":1251.575008837732,"d":"1252"},{"v":1346.575008837732,"d":"1347"},{"v":1442.0332127786496,"d":"1442"},{"v":1706.04,"d":"1706"},1.5,1.08,1.08,1.08,1252,1347,1442,1706,108,116,124,147,{"v":0.04666697728719293,"d":"0.05"},{"v":0.053754545103760785,"d":"0.05"},{"v":0.06133872577216264,"d":"0.06"},{"v":0.08590565253315716,"d":"0.09"},0.0001276,1.7219,2,3.76611E-4,{"v":166.41571994991173,"d":"166"},{"v":178.21286873827722,"d":"178"},{"v":210.84,"d":"211"},0.95,0.95,0.95,166,178,211,71,77,91,{"v":0.020362186770824586,"d":"0.02"},{"v":0.02390299995886795,"d":"0.02"},{"v":0.033257087321880145,"d":"0.03"},0.8,4.8,5.5,7.2,null,1611,null,{"v":0.8,"d":"80%"},null,null,0,12.3,14.4,21.85,null,1,1,1,166,178,211,null,0,0,0,1,{"$nulls":14},"26015",260,15,10,10.9,21.85,16.2,18.6,31.4,{"$nulls":9},{"$f":"DF50","v":140},{"$f":"BL13","v":12.2},{"$f":"ROUND(IF($BZ$2=1,W13,IF($BZ$2=2,W13*3.412141633,)),0)","v":5302},{"$f":"IF($BZ$2=1,ROUND(AA13,0),IF($BZ$2=2,ROUND(AA13/272.7654,1),))","v":456},{"$f":"IF($BZ$2=1,AE13,IF($BZ$2=2,AE13*0.3346,))","v":{"v":1.285836312641885,"d":"1.29"}},{"$f":"IF(BY13=1,ROUND(IF($BZ$2=1,AR13,IF($BZ$2=2,AR13*3.412141633,)),0),\"\")","v":688},{"$f":"IF(BY13=1,IF($BZ$2=1,ROUND(AU13,0),IF($BZ$2=2,ROUND(AU13/272.7654,1),)),\"\")","v":296},{"$f":"IF(BY13=1,IF($BZ$2=1,AX13,IF($BZ$2=2,AX13*0.3346,)),\"\")","v":{"v":0.5546069462888593,"d":"0.55"}},{"$f":"K13","v":{"v":30,"d":"30.0"}},{"$f":"DN52+8","v":{"v":38,"d":"38.0"}},{"$f":"BB13","v":10.5},{"$f":"DQ50","v":3.7}]
["1956020",null,null,1,95,60,20,21.5,0,26,30,41.1,{"v":1251.575008837732,"d":"1252"},{"v":1346.575008837732,"d":"1347"},{"v":1442.0332127786496,"d":"1442"},{"v":1706.04,"d":"1706"},1.5,1.08,1.08,1.08,1252,1347,1442,1706,108,116,124,147,{"v":0.04666697728719293,"d":"0.05"},{"v":0.053754545103760785,"d":"0.05"},{"v":0.06133872577216264,"d":"0.06"},{"v":0.08590565253315716,"d":"0.09"},0.0001276,1.7219,2,3.76611E-4,{"v":166.41571994991173,"d":"166"},{"v":178.21286873827722,"d":"178"},{"v":210.84,"d":"211"},0.95,0.95,0.95,166,178,211,71,77,91,{"v":0.020362186770824586,"d":"0.02"},{"v":0.02390299995886795,"d":"0.02"},{"v":0.033257087321880145,"d":"0.03"},0.8,4.8,5.5,7.2,null,1795,null,{"v":0.8,"d":"80%"},null,null,0,12.3,14.4,21.85,null,1,1,1,166,178,211,null,0,0,0,1,{"$nulls":14},"28010",280,10,10.2,11.9,21.85,16.2,18.6,31.4,{"$nulls":9},{"$f":"DF50","v":140},{"$f":"BM13","v":{"v":21.85,"d":"21.9"}},{"$f":"ROUND(IF($BZ$2=1,X13,IF($BZ$2=2,X13*3.412141633,)),0)","v":7440},{"$f":"IF($BZ$2=1,ROUND(AB13,0),IF($BZ$2=2,ROUND(AB13/272.7654,1),))","v":640},{"$f":"IF($BZ$2=1,AF13,IF($BZ$2=2,AF13*0.3346,))","v":{"v":2.4907095980414304,"d":"2.49"}},{"$f":"IF(BY13=1,ROUND(IF($BZ$2=1,AS13,IF($BZ$2=2,AS13*3.412141633,)),0),\"\")","v":965},{"$f":"IF(BY13=1,IF($BZ$2=1,ROUND(AV13,0),IF($BZ$2=2,ROUND(AV13/272.7654,1),)),\"\")","v":415},{"$f":"IF(BY13=1,IF($BZ$2=1,AY13,IF($BZ$2=2,AY13*0.3346,)),\"\")","v":{"v":1.070239745231966,"d":"1.07"}},{"$f":"L13","v":45.4},{"$f":"DN53+8","v":53.4},{"$f":"BC13","v":16.1},{"$f":"DQ50","v":3.7}]
["1356021",null,null,1,35,60,21,21.5,0,26,30,41.1,{"v":1014.4000000000001,"d":"1014"},{"v":1802.6437228662567,"d":"1803"},{"v":1935.0981352499616,"d":"1935"},{"v":2561.16,"d":"2561"},1.5,1.05,1.05,1.05,1014,1803,1935,2561,87,155,166,220,{"v":0.043127562448245296,"d":"0.04"},{"v":0.13454431150760796,"d":"0.13"},{"v":0.15402657304252074,"d":"0.15"},{"v":0.2685289255955803,"d":"0.27"},0.0001276,1.7219,4,0.000514201,{"v":233.8293185941635,"d":"234"},{"v":251.01059773412922,"d":"251"},{"v":332.22,"d":"332"},0.85,0.85,0.85,234,251,332,101,108,143,{"v":0.05785134679032401,"d":"0.06"},{"v":0.06601213332318584,"d":"0.07"},{"v":0.1147780548995266,"d":"0.11"},1.6,4.8,5.5,7.2,null,1268,null,{"v":0.8,"d":"80%"},null,null,0,12.3,14.4,21.85,null,1,1,1,234,251,332,null,0,0,0,1,{"$nulls":14},"28015",280,15,10,10.6,21.85,19.3,20.4,34.5,{"$nulls":9},160,{"$f":"BJ14","v":{"v":0,"d":"0.0"}},{"$f":"ROUND(IF($BZ$2=1,U14,IF($BZ$2=2,U14*3.412141633,)),0)","v":2975},{"$f":"IF($BZ$2=1,ROUND(Y14,0),IF($BZ$2=2,ROUND(Y14/272.7654,1),))","v":284},{"$f":"IF($BZ$2=1,AC14,IF($BZ$2=2,AC14*0.3346,))","v":{"v":0.5285255889723176,"d":"0.53"}},{"$nulls":3},{"v":0,"d":"0.0"},{"v":0,"d":"0.0"},{"v":0,"d":"0.0"},{"$f":"IF($BZ$2=1,AZ14,IF($BZ$2=2,AZ14/4.54609,))","v":4.3}]
["1506021",null,null,1,50,60,21,21.5,0,26,30,41.1,{"v":1239.2,"d":"1239"},{"v":1802.6437228662567,"d":"1803"},{"v":1935.0981352499616,"d":"1935"},{"v":2561.16,"d":"2561"},1.5,1.05,1.05,1.05,1239,1803,1935,2561,107,155,166,220,{"v":0.06481374223055926,"d":"0.06"},{"v":0.13454431150760796,"d":"0.13"},{"v":0.15402657304252074,"d":"0.15"},{"v":0.2685289255955803,"d":"0.27"},0.0001276,1.7219,4,0.000514201,{"v":233.8293185941635,"d":"234"},{"v":251.01059773412922,"d":"251"},{"v":332.22,"d":"332"},0.85,0.85,0.85,234,251,332,101,108,143,{"v":0.05785134679032401,"d":"0.06"},{"v":0.06601213332318584,"d":"0.07"},{"v":0.1147780548995266,"d":"0.11"},1.6,4.8,5.5,7.2,null,1549,null,{"v":0.8,"d":"80%"},null,null,0,12.3,14.4,21.85,null,1,1,1,234,251,332,null,0,0,0,1,{"$nulls":14},"30010",300,10,{"$f":"CQ53","v":10.2},{"$f":"CR53","v":11.9},{"$f":"CS53","v":21.85},16.2,18.6,31.4,{"$nulls":9},{"$f":"DF54","v":160},{"$f":"BK14","v":{"v":10,"d":"10.0"}},{"$f":"ROUND(IF($BZ$2=1,V14,IF($BZ$2=2,V14*3.412141633,)),0)","v":5690},{"$f":"IF($BZ$2=1,ROUND(Z14,0),IF($BZ$2=2,ROUND(Z14/272.7654,1),))","v":489},{"$f":"IF($BZ$2=1,AD14,IF($BZ$2=2,AD14*0.3346,))","v":{"v":1.516156598549864,"d":"1.52"}},{"$f":"IF(BY14=1,ROUND(IF($BZ$2=1,AQ14,IF($BZ$2=2,AQ14*3.412141633,)),0),\"\")","v":738},{"$f":"IF(BY14=1,IF($BZ$2=1,ROUND(AT14,0),IF($BZ$2=2,ROUND(AT14/272.7654,1),)),\"\")","v":317},{"$f":"IF(BY14=1,IF($BZ$2=1,AW14,IF($BZ$2=2,AW14*0.3346,)),\"\")","v":{"v":0.6539083205184024,"d":"0.65"}},{"$f":"J14","v":{"v":26,"d":"26.0"}},{"$f":"DN55+8","v":{"v":34,"d":"34.0"}},{"$f":"BA14","v":11.5},{"$f":"DQ54","v":4.3}]
["1656021",null,null,1,65,60,21,21.5,0,26,30,41.1,{"v":1454.4,"d":"1454"},{"v":1802.6437228662567,"d":"1803"},{"v":1935.0981352499616,"d":"1935"},{"v":2561.16,"d":"2561"},1.5,1.05,1.05,1.05,1454,1803,1935,2561,125,155,166,220,{"v":0.08804319713385653,"d":"0.09"},{"v":0.13454431150760796,"d":"0.13"},{"v":0.15402657304252074,"d":"0.15"},{"v":0.2685289255955803,"d":"0.27"},0.0001276,1.7219,4,0.000514201,{"$f":"AK55*(1-(($E56-50)*0.005))","v":{"v":216.29211969960124,"d":"216"}},{"$f":"AL55*(1-(($E56-50)*0.005))","v":{"v":232.18480290406953,"d":"232"}},{"$f":"AM55*(1-(($E56-50)*0.005))","v":{"v":307.30350000000004,"d":"307"}},0.85,0.85,0.85,216,232,307,{"$f":"ROUND(AQ56*3600/(4186*ABS($AM$1-$AM$2)),0)","v":93},{"$f":"ROUND(AR56*3600/(4186*ABS($AM$1-$AM$2)),0)","v":100},{"$f":"ROUND(AS56*3600/(4186*ABS($AM$1-$AM$2)),0)","v":132},{"v":0.04917661931660371,"d":"0.05"},{"v":0.05672895885648228,"d":"0.06"},{"v":0.09802406998653931,"d":"0.10"},1.6,4.8,5.5,7.2,null,1818,null,{"v":0.8,"d":"80%"},null,null,0,12.3,14.4,21.85,null,1,1,1,216,232,307,null,0,0,0,1,{"$nulls":14},"30015",300,15,{"$f":"CQ54","v":10},{"$f":"CR54","v":10.6},21.85,19.3,20.4,34.5,{"$nulls":9},{"$f":"DF54","v":160},{"$f":"BL14","v":11.8},{"$f":"ROUND(IF($BZ$2=1,W14,IF($BZ$2=2,W14*3.412141633,)),0)","v":6075},{"$f":"IF($BZ$2=1,ROUND(AA14,0),IF($BZ$2=2,ROUND(AA14/272.7654,1),))","v":522},{"$f":"IF($BZ$2=1,AE14,IF($BZ$2=2,AE14*0.3346,))","v":{"v":1.721314141488552,"d":"1.72"}},{"$f":"IF(BY14=1,ROUND(IF($BZ$2=1,AR14,IF($BZ$2=2,AR14*3.412141633,)),0),\"\")","v":788},{"$f":"IF(BY14=1,IF($BZ$2=1,ROUND(AU14,0),IF($BZ$2=2,ROUND(AU14/272.7654,1),)),\"\")","v":339},{"$f":"IF(BY14=1,IF($BZ$2=1,AX14,IF($BZ$2=2,AX14*0.3346,)),\"\")","v":{"v":0.744702102610541,"d":"0.74"}},{"$f":"K14","v":{"v":30,"d":"30.0"}},{"$f":"DN56+8","v":{"v":38,"d":"38.0"}},{"$f":"BB14","v":12.8},{"$f":"DQ54","v":4.3}]
["1956021",null,null,1,95,60,21,21.5,0,26,30,41.1,{"v":1707.6437228662567,"d":"1708"},{"v":1802.6437228662567,"d":"1803"},{"v":1935.0981352499616,"d":"1935"},{"v":2561.16,"d":"2561"},1.5,1.05,1.05,1.05,1708,1803,1935,2561,147,155,166,220,{"v":0.12119425813411434,"d":"0.12"},{"v":0.13454431150760796,"d":"0.13"},{"v":0.15402657304252074,"d":"0.15"},{"v":0.2685289255955803,"d":"0.27"},0.0001276,1.7219,4,0.000514201,{"$f":"AK55*(1-(($E57-50)*0.005))","v":{"v":181.2177219104767,"d":"181"}},{"$f":"AL55*(1-(($E57-50)*0.005))","v":{"v":194.53321324395014,"d":"195"}},{"$f":"AM55*(1-(($E57-50)*0.005))","v":{"v":257.4705,"d":"257"}},0.85,0.85,0.85,181,195,257,78,84,111,{"v":0.03478972842451387,"d":"0.03"},{"v":0.040250111924183894,"d":"0.04"},{"v":0.06967239517237563,"d":"0.07"},1.6,4.8,5.5,7.2,null,2352,null,{"v":0.8,"d":"80%"},null,null,0,12.3,14.4,21.85,null,1,1,1,181,195,257,null,0,0,0,1,{"$nulls":32},{"$f":"DF54","v":160},{"$f":"BM14","v":{"v":21.85,"d":"21.9"}},{"$f":"ROUND(IF($BZ$2=1,X14,IF($BZ$2=2,X14*3.412141633,)),0)","v":8659},{"$f":"IF($BZ$2=1,ROUND(AB14,0),IF($BZ$2=2,ROUND(AB14/272.7654,1),))","v":745},{"$f":"IF($BZ$2=1,AF14,IF($BZ$2=2,AF14*0.3346,))","v":{"v":3.439351711993359,"d":"3.44"}},{"$f":"IF(BY14=1,ROUND(IF($BZ$2=1,AS14,IF($BZ$2=2,AS14*3.412141633,)),0),\"\")","v":1123},{"$f":"IF(BY14=1,IF($BZ$2=1,ROUND(AV14,0),IF($BZ$2=2,ROUND(AV14/272.7654,1),)),\"\")","v":483},{"$f":"IF(BY14=1,IF($BZ$2=1,AY14,IF($BZ$2=2,AY14*0.3346,)),\"\")","v":{"v":1.4802227109968673,"d":"1.48"}},{"$f":"L14","v":46.4},{"$f":"DN57+8","v":54.4},{"$f":"BC14","v":19.6},{"$f":"DQ54","v":4.3}]
["1357010",null,null,1,35,70,10,11.5,0,26,30,{"v":41,"d":"41.0"},{"v":566.1,"d":"566"},{"v":1029.7403904507714,"d":"1030"},{"v":1104.285963590294,"d":"1104"},{"v":1320.28,"d":"1320"},1.5,1.08,1.08,1.08,566,1030,1104,1320,{"$f":"ROUND(U58*3600/(4186*ABS($O$1-$O$2)),0)","v":49},{"$f":"ROUND(V58*3600/(4186*ABS($O$1-$O$2)),0)","v":89},{"$f":"ROUND(W58*3600/(4186*ABS($O$1-$O$2)),0)","v":95},{"$f":"ROUND(X58*3600/(4186*ABS($O$1-$O$2)),0)","v":114},{"v":0.012340402519542423,"d":"0.01"},{"v":0.038924960889446435,"d":"0.04"},{"v":0.0441465902182657,"d":"0.04"},{"v":0.06277820934346216,"d":"0.06"},3.969E-4,1.7346,2,0.000367347,{"v":142.7603849699376,"d":"143"},{"v":153.09517888293954,"d":"153"},{"v":183.04,"d":"183"},0.98,0.98,0.98,143,153,183,61,66,79,{"v":0.018801217016227327,"d":"0.02"},{"v":0.02187876494532763,"d":"0.02"},{"v":0.03093277823234393,"d":"0.03"},0.5,5.5,5.9,7.9,null,629,null,{"v":0.9,"d":"90%"},null,null,0,13.2,15.1,21.85,null,1,1,1,143,153,183,null,0,0,0,1,{"$nulls":32},180,{"$f":"BJ15","v":{"v":0,"d":"0.0"}},{"$f":"ROUND(IF($BZ$2=1,U15,IF($BZ$2=2,U15*3.412141633,)),0)","v":3346},{"$f":"IF($BZ$2=1,ROUND(Y15,0),IF($BZ$2=2,ROUND(Y15/272.7654,1),))","v":320},{"$f":"IF($BZ$2=1,AC15,IF($BZ$2=2,AC15*0.3346,))","v":{"v":0.6865464964166431,"d":"0.69"}},{"$nulls":3},{"v":0,"d":"0.0"},{"v":0,"d":"0.0"},{"v":0,"d":"0.0"},{"$f":"IF($BZ$2=1,AZ15,IF($BZ$2=2,AZ15/4.54609,))","v":4.8}]
["1507010",null,null,1,50,70,10,11.5,0,26,30,{"v":41,"d":"41.0"},{"v":677.7,"d":"678"},{"v":1029.7403904507714,"d":"1030"},{"v":1104.285963590294,"d":"1104"},{"v":1320.28,"d":"1320"},1.5,1.08,1.08,1.08,678,1030,1104,1320,58,89,95,114,{"v":0.017063240433459286,"d":"0.02"},{"v":0.038924960889446435,"d":"0.04"},{"v":0.0441465902182657,"d":"0.04"},{"v":0.06277820934346216,"d":"0.06"},3.969E-4,1.7346,2,0.000367347,{"v":142.7603849699376,"d":"143"},{"v":153.09517888293954,"d":"153"},{"v":183.04,"d":"183"},0.98,0.98,0.98,143,153,183,61,66,79,{"v":0.018801217016227327,"d":"0.02"},{"v":0.02187876494532763,"d":"0.02"},{"v":0.03093277823234393,"d":"0.03"},0.5,5.5,5.9,7.9,null,753,null,{"v":0.9,"d":"90%"},null,null,0,13.2,15.1,21.85,null,1,1,1,143,153,183,null,0,0,0,1,{"$nulls":32},{"$f":"DF58","v":180},{"$f":"BK15","v":{"v":10,"d":"10.0"}},{"$f":"ROUND(IF($BZ$2=1,V15,IF($BZ$2=2,V15*3.412141633,)),0)","v":6017},{"$f":"IF($BZ$2=1,ROUND(Z15,0),IF($BZ$2=2,ROUND(Z15/272.7654,1),))","v":517},{"$f":"IF($BZ$2=1,AD15,IF($BZ$2=2,AD15*0.3346,))","v":{"v":1.7364585854055543,"d":"1.74"}},{"$f":"IF(BY15=1,ROUND(IF($BZ$2=1,AQ15,IF($BZ$2=2,AQ15*3.412141633,)),0),\"\")","v":750},{"$f":"IF(BY15=1,IF($BZ$2=1,ROUND(AT15,0),IF($BZ$2=2,ROUND(AT15/272.7654,1),)),\"\")","v":323},{"$f":"IF(BY15=1,IF($BZ$2=1,AW15,IF($BZ$2=2,AW15*0.3346,)),\"\")","v":{"v":0.699029285266317,"d":"0.70"}},{"$f":"J15","v":{"v":26,"d":"26.0"}},{"$f":"DN59+8","v":{"v":34,"d":"34.0"}},{"$f":"BA15","v":11.5},{"$f":"DQ58","v":4.8}]
["1657010",null,null,1,65,70,10,11.5,0,26,30,{"v":41,"d":"41.0"},{"v":763.2,"d":"763"},{"v":1029.7403904507714,"d":"1030"},{"v":1104.285963590294,"d":"1104"},{"v":1320.28,"d":"1320"},1.5,1.08,1.08,1.08,763,1030,1104,1320,66,89,95,114,{"v":0.02187876494532763,"d":"0.02"},{"v":0.038924960889446435,"d":"0.04"},{"v":0.0441465902182657,"d":"0.04"},{"v":0.06277820934346216,"d":"0.06"},3.969E-4,1.7346,2,0.000367347,{"v":142.7603849699376,"d":"143"},{"v":153.09517888293954,"d":"153"},{"v":183.04,"d":"183"},0.98,0.98,0.98,143,153,183,61,66,79,{"v":0.018801217016227327,"d":"0.02"},{"v":0.02187876494532763,"d":"0.02"},{"v":0.03093277823234393,"d":"0.03"},0.5,5.5,5.9,7.9,null,848,null,{"v":0.9,"d":"90%"},null,null,0,13.2,15.1,21.85,null,1,1,1,143,153,183,null,0,0,0,1,{"$nulls":14},"L,rail/L,tot","T10","T11","T15","T16","T20","T21","ALS",{"$nulls":10},{"$f":"DF58","v":180},{"$f":"BL15","v":11.8},{"$f":"ROUND(IF($BZ$2=1,W15,IF($BZ$2=2,W15*3.412141633,)),0)","v":6424},{"$f":"IF($BZ$2=1,ROUND(AA15,0),IF($BZ$2=2,ROUND(AA15/272.7654,1),))","v":552},{"$f":"IF($BZ$2=1,AE15,IF($BZ$2=2,AE15*0.3346,))","v":{"v":1.9715108987105545,"d":"1.97"}},{"$f":"IF(BY15=1,ROUND(IF($BZ$2=1,AR15,IF($BZ$2=2,AR15*3.412141633,)),0),\"\")","v":801},{"$f":"IF(BY15=1,IF($BZ$2=1,ROUND(AU15,0),IF($BZ$2=2,ROUND(AU15/272.7654,1),)),\"\")","v":344},{"$f":"IF(BY15=1,IF($BZ$2=1,AX15,IF($BZ$2=2,AX15*0.3346,)),\"\")","v":{"v":0.7894662397750749,"d":"0.79"}},{"$f":"K15","v":{"v":30,"d":"30.0"}},{"$f":"DN60+8","v":{"v":38,"d":"38.0"}},{"$f":"BB15","v":12.8},{"$f":"DQ58","v":4.8}]
["1957010",null,null,1,95,70,10,11.5,0,26,30,{"v":41,"d":"41.0"},{"v":877.5,"d":"878"},{"v":1029.7403904507714,"d":"1030"},{"v":1104.285963590294,"d":"1104"},{"v":1320.28,"d":"1320"},1.5,1.08,1.08,1.08,878,1030,1104,1320,76,89,95,114,{"v":0.028708973437630535,"d":"0.03"},{"v":0.038924960889446435,"d":"0.04"},{"v":0.0441465902182657,"d":"0.04"},{"v":0.06277820934346216,"d":"0.06"},3.969E-4,1.7346,2,0.000367347,{"v":142.7603849699376,"d":"143"},{"v":153.09517888293954,"d":"153"},{"v":183.04,"d":"183"},0.98,0.98,0.98,143,153,183,61,66,79,{"v":0.018801217016227327,"d":"0.02"},{"v":0.02187876494532763,"d":"0.02"},{"v":0.03093277823234393,"d":"0.03"},0.5,5.5,5.9,7.9,null,975,null,{"v":0.9,"d":"90%"},null,null,0,13.2,15.1,21.85,null,1,1,1,143,153,183,null,0,0,0,1,{"$nulls":14},1,{"v":0.9,"d":"90%"},{"v":0.68,"d":"68%"},{"v":0.8,"d":"80%"},{"v":0.68,"d":"68%"},{"v":0.8,"d":"80%"},{"v":0.8,"d":"80%"},{"$f":"IF(#REF!/#REF!>data!CN$61,0,IF(#REF!/#REF!=data!CN$61,data!CO$61,IF(#REF!/#REF!>data!CN$62,data!CO$62,IF(#REF!/#REF!>data!CN$63,data!CO$63,IF(#REF!/#REF!>data!CN$64,data!CO$64,IF(#REF!/#REF!>data!CN$65,data!CO$65,IF(#REF!/#REF!>data!CN$66,data!CO$66,IF(#REF!/#REF!=data!CN$66,1,))))))))","v":{"$error":"#REF!"}},"T10",{"$nulls":9},{"$f":"DF58","v":180},{"$f":"BM15","v":{"v":21.85,"d":"21.9"}},{"$f":"ROUND(IF($BZ$2=1,X15,IF($BZ$2=2,X15*3.412141633,)),0)","v":9157},{"$f":"IF($BZ$2=1,ROUND(AB15,0),IF($BZ$2=2,ROUND(AB15/272.7654,1),))","v":788},{"$f":"IF($BZ$2=1,AF15,IF($BZ$2=2,AF15*0.3346,))","v":{"v":3.93391193270787,"d":"3.93"}},{"$f":"IF(BY15=1,ROUND(IF($BZ$2=1,AS15,IF($BZ$2=2,AS15*3.412141633,)),0),\"\")","v":1142},{"$f":"IF(BY15=1,IF($BZ$2=1,ROUND(AV15,0),IF($BZ$2=2,ROUND(AV15/272.7654,1),)),\"\")","v":491},{"$f":"IF(BY15=1,IF($BZ$2=1,AY15,IF($BZ$2=2,AY15*0.3346,)),\"\")","v":{"v":1.5712748482814811,"d":"1.57"}},{"$f":"L15","v":46.4},{"$f":"DN61+8","v":54.4},{"$f":"BC15","v":19.6},{"$f":"DQ58","v":4.8}]
["1357011",null,null,1,35,70,11,11.5,0,26,30,{"v":41,"d":"41.0"},{"v":569.1600000000001,"d":"569"},{"v":1397.1861540381678,"d":"1397"},{"v":1498.3320774196782,"d":"1498"},{"v":1791.4,"d":"1791"},1.5,1.1,1.1,1.1,569,1397,1498,1791,49,120,129,154,{"v":0.020906483940284843,"d":"0.02"},{"v":0.11600499755813,"d":"0.12"},{"v":0.1332901912514781,"d":"0.13"},{"v":0.1873650746869771,"d":"0.19"},3.969E-4,1.7346,4,0.000574288,{"v":234.0134719535625,"d":"234"},{"v":250.95431311209123,"d":"251"},{"v":300.04,"d":"300"},0.95,0.95,0.95,234,251,300,101,108,129,{"v":0.08333759355342135,"d":"0.08"},{"v":0.0947670927585456,"d":"0.09"},{"v":0.1332901912514781,"d":"0.13"},0.9,5.5,5.9,7.9,null,837,null,{"v":0.68,"d":"68%"},null,null,0,13.2,15.1,21.85,null,1,1,1,234,251,300,null,0,0,0,1,{"$nulls":14},0.8,{"$f":"CO$66-((CO$66-CO$61)*$CN62)","v":{"v":0.92,"d":"92%"}},{"$f":"CP$66-((CP$66-CP$61)*$CN62)","v":{"v":0.744,"d":"74%"}},{"v":0.8400000000000001,"d":"84%"},{"v":0.744,"d":"74%"},{"v":0.8400000000000001,"d":"84%"},{"v":0.8400000000000001,"d":"84%"},{"$f":"IF(#REF!/#REF!>data!CN$61,0,IF(#REF!/#REF!=data!CN$61,data!CP$61,IF(#REF!/#REF!>data!CN$62,data!CP$62,IF(#REF!/#REF!>data!CN$63,data!CP$63,IF(#REF!/#REF!>data!CN$64,data!CP$64,IF(#REF!/#REF!>data!CN$65,data!CP$65,IF(#REF!/#REF!>data!CN$66,data!CP$66,IF(#REF!/#REF!=data!CN$66,1,))))))))","v":{"$error":"#REF!"}},"T11",{"$nulls":9},200,{"$f":"BJ16","v":{"v":0,"d":"0.0"}},{"$f":"ROUND(IF($BZ$2=1,U16,IF($BZ$2=2,U16*3.412141633,)),0)","v":3718},{"$f":"IF($BZ$2=1,ROUND(Y16,0),IF($BZ$2=2,ROUND(Y16/272.7654,1),))","v":355},{"$f":"IF($BZ$2=1,AC16,IF($BZ$2=2,AC16*0.3346,))","v":{"v":0.8635964755907893,"d":"0.86"}},{"$nulls":3},{"v":0,"d":"0.0"},{"v":0,"d":"0.0"},{"v":0,"d":"0.0"},{"$f":"IF($BZ$2=1,AZ16,IF($BZ$2=2,AZ16/4.54609,))","v":5.3}]
["1507011",null,null,1,50,70,11,11.5,0,26,30,{"v":41,"d":"41.0"},{"v":659.6,"d":"660"},{"v":1397.1861540381678,"d":"1397"},{"v":1498.3320774196782,"d":"1498"},{"v":1791.4,"d":"1791"},1.5,1.1,1.1,1.1,660,1397,1498,1791,57,120,129,154,{"v":0.027896752500164764,"d":"0.03"},{"v":0.11600499755813,"d":"0.12"},{"v":0.1332901912514781,"d":"0.13"},{"v":0.1873650746869771,"d":"0.19"},3.969E-4,1.7346,4,0.000574288,{"v":234.0134719535625,"d":"234"},{"v":250.95431311209123,"d":"251"},{"v":300.04,"d":"300"},0.95,0.95,0.95,234,251,300,101,108,129,{"v":0.08333759355342135,"d":"0.08"},{"v":0.0947670927585456,"d":"0.09"},{"v":0.1332901912514781,"d":"0.13"},0.9,5.5,5.9,7.9,null,970,null,{"v":0.68,"d":"68%"},null,null,0,13.2,15.1,21.85,null,1,1,1,234,251,300,null,0,0,0,1,{"$nulls":14},0.6,{"$f":"CO$66-((CO$66-CO$61)*$CN63)","v":{"v":0.9400000000000001,"d":"94%"}},{"v":0.808,"d":"81%"},{"v":0.88,"d":"88%"},{"v":0.808,"d":"81%"},{"v":0.88,"d":"88%"},{"v":0.88,"d":"88%"},{"$f":"IF(#REF!/#REF!>data!CN$61,0,IF(#REF!/#REF!=data!CN$61,data!CQ$61,IF(#REF!/#REF!>data!CN$62,data!CQ$62,IF(#REF!/#REF!>data!CN$63,data!CQ$63,IF(#REF!/#REF!>data!CN$64,data!CQ$64,IF(#REF!/#REF!>data!CN$65,data!CQ$65,IF(#REF!/#REF!>data!CN$66,data!CQ$66,IF(#REF!/#REF!=data!CN$66,1,))))))))","v":{"$error":"#REF!"}},"T15",{"$nulls":9},{"$f":"DF62","v":200},{"$f":"BK16","v":{"v":10,"d":"10.0"}},{"$f":"ROUND(IF($BZ$2=1,V16,IF($BZ$2=2,V16*3.412141633,)),0)","v":7299},{"$f":"IF($BZ$2=1,ROUND(Z16,0),IF($BZ$2=2,ROUND(Z16/272.7654,1),))","v":628},{"$f":"IF($BZ$2=1,AD16,IF($BZ$2=2,AD16*0.3346,))","v":{"v":2.597637103013336,"d":"2.60"}},{"$f":"IF(BY16=1,ROUND(IF($BZ$2=1,AQ16,IF($BZ$2=2,AQ16*3.412141633,)),0),\"\")","v":947},{"$f":"IF(BY16=1,IF($BZ$2=1,ROUND(AT16,0),IF($BZ$2=2,ROUND(AT16/272.7654,1),)),\"\")","v":407},{"$f":"IF(BY16=1,IF($BZ$2=1,AW16,IF($BZ$2=2,AW16*0.3346,)),\"\")","v":{"v":1.123918147974541,"d":"1.12"}},{"$f":"J16","v":{"v":26,"d":"26.0"}},{"$f":"DN63+8","v":{"v":34,"d":"34.0"}},{"$f":"BA16","v":13.2},{"$f":"DQ62","v":5.3}]
["1657011",null,null,1,65,70,11,11.5,0,26,30,{"v":41,"d":"41.0"},{"v":734.4000000000001,"d":"734"},{"v":1397.1861540381678,"d":"1397"},{"v":1498.3320774196782,"d":"1498"},{"v":1791.4,"d":"1791"},1.5,1.1,1.1,1.1,734,1397,1498,1791,63,120,129,154,{"v":0.03377109138012613,"d":"0.03"},{"v":0.11600499755813,"d":"0.12"},{"v":0.1332901912514781,"d":"0.13"},{"v":0.1873650746869771,"d":"0.19"},3.969E-4,1.7346,4,0.000574288,{"$f":"AK63*(1-(($E64-50)*0.005))","v":{"v":216.46246155704532,"d":"216"}},{"$f":"AL63*(1-(($E64-50)*0.005))","v":{"v":232.1327396286844,"d":"232"}},{"$f":"AM63*(1-(($E64-50)*0.005))","v":{"v":277.53700000000003,"d":"278"}},0.95,0.95,0.95,216,232,278,93,100,120,{"v":0.07114518297320147,"d":"0.07"},{"v":0.08176271957736268,"d":"0.08"},{"v":0.11600499755813,"d":"0.12"},0.9,5.5,5.9,7.9,null,1080,null,{"v":0.68,"d":"68%"},null,null,0,13.2,15.1,21.85,null,1,1,1,216,232,278,null,0,0,0,1,{"$nulls":14},0.4,{"v":0.96,"d":"96%"},{"v":0.872,"d":"87%"},{"v":0.92,"d":"92%"},{"v":0.872,"d":"87%"},{"v":0.92,"d":"92%"},{"v":0.92,"d":"92%"},{"$f":"IF(#REF!/#REF!>data!CN$61,0,IF(#REF!/#REF!=data!CN$61,data!CR$61,IF(#REF!/#REF!>data!CN$62,data!CR$62,IF(#REF!/#REF!>data!CN$63,data!CR$63,IF(#REF!/#REF!>data!CN$64,data!CR$64,IF(#REF!/#REF!>data!CN$65,data!CR$65,IF(#REF!/#REF!>data!CN$66,data!CR$66,IF(#REF!/#REF!=data!CN$66,1,))))))))","v":{"$error":"#REF!"}},"T16",{"$nulls":9},{"$f":"DF62","v":200},{"$f":"BL16","v":11.4},{"$f":"ROUND(IF($BZ$2=1,W16,IF($BZ$2=2,W16*3.412141633,)),0)","v":7690},{"$f":"IF($BZ$2=1,ROUND(AA16,0),IF($BZ$2=2,ROUND(AA16/272.7654,1),))","v":661},{"$f":"IF($BZ$2=1,AE16,IF($BZ$2=2,AE16*0.3346,))","v":{"v":2.8682489622749725,"d":"2.87"}},{"$f":"IF(BY16=1,ROUND(IF($BZ$2=1,AR16,IF($BZ$2=2,AR16*3.412141633,)),0),\"\")","v":998},{"$f":"IF(BY16=1,IF($BZ$2=1,ROUND(AU16,0),IF($BZ$2=2,ROUND(AU16/272.7654,1),)),\"\")","v":429},{"$f":"IF(BY16=1,IF($BZ$2=1,AX16,IF($BZ$2=2,AX16*0.3346,)),\"\")","v":{"v":1.2440371883056511,"d":"1.24"}},{"$f":"K16","v":{"v":30,"d":"30.0"}},{"$f":"DN64+8","v":{"v":38,"d":"38.0"}},{"$f":"BB16","v":14.7},{"$f":"DQ62","v":5.3}]
["1957011",null,null,1,95,70,11,11.5,0,26,30,{"v":41,"d":"41.0"},{"v":854.7600000000001,"d":"855"},{"v":1397.1861540381678,"d":"1397"},{"v":1498.3320774196782,"d":"1498"},{"v":1791.4,"d":"1791"},1.5,1.1,1.1,1.1,855,1397,1498,1791,74,120,129,154,{"v":0.045934160191076906,"d":"0.05"},{"v":0.11600499755813,"d":"0.12"},{"v":0.1332901912514781,"d":"0.13"},{"v":0.1873650746869771,"d":"0.19"},3.969E-4,1.7346,4,0.000574288,{"$f":"AK63*(1-(($E65-50)*0.005))","v":{"v":181.36044076401095,"d":"181"}},{"$f":"AL63*(1-(($E65-50)*0.005))","v":{"v":194.48959266187072,"d":"194"}},{"$f":"AM63*(1-(($E65-50)*0.005))","v":{"v":232.53100000000003,"d":"233"}},0.95,0.95,0.95,181,194,233,78,83,100,{"v":0.05080122852202401,"d":"0.05"},{"v":0.05721628309682179,"d":"0.06"},{"v":0.08176271957736268,"d":"0.08"},0.9,5.5,5.9,7.9,null,1257,null,{"v":0.68,"d":"68%"},null,null,0,13.2,15.1,21.85,null,1,1,1,181,194,233,null,0,0,0,1,{"$nulls":14},0.2,{"v":0.98,"d":"98%"},{"v":0.936,"d":"94%"},{"v":0.96,"d":"96%"},{"v":0.936,"d":"94%"},{"v":0.96,"d":"96%"},{"v":0.96,"d":"96%"},{"$f":"IF(#REF!/#REF!>data!CN$61,0,IF(#REF!/#REF!=data!CN$61,data!CS$61,IF(#REF!/#REF!>data!CN$62,data!CS$62,IF(#REF!/#REF!>data!CN$63,data!CS$63,IF(#REF!/#REF!>data!CN$64,data!CS$64,IF(#REF!/#REF!>data!CN$65,data!CS$65,IF(#REF!/#REF!>data!CN$66,data!CS$66,IF(#REF!/#REF!=data!CN$66,1,))))))))","v":{"$error":"#REF!"}},"T20",{"$nulls":9},{"$f":"DF62","v":200},{"$f":"BM16","v":{"v":21.85,"d":"21.9"}},{"$f":"ROUND(IF($BZ$2=1,X16,IF($BZ$2=2,X16*3.412141633,)),0)","v":11098},{"$f":"IF($BZ$2=1,ROUND(AB16,0),IF($BZ$2=2,ROUND(AB16/272.7654,1),))","v":954},{"$f":"IF($BZ$2=1,AF16,IF($BZ$2=2,AF16*0.3346,))","v":{"v":5.839944747903367,"d":"5.84"}},{"$f":"IF(BY16=1,ROUND(IF($BZ$2=1,AS16,IF($BZ$2=2,AS16*3.412141633,)),0),\"\")","v":1440},{"$f":"IF(BY16=1,IF($BZ$2=1,ROUND(AV16,0),IF($BZ$2=2,ROUND(AV16/272.7654,1),)),\"\")","v":619},{"$f":"IF(BY16=1,IF($BZ$2=1,AY16,IF($BZ$2=2,AY16*0.3346,)),\"\")","v":{"v":2.526100947496626,"d":"2.53"}},{"$f":"L16","v":47.1},{"$f":"DN65+8","v":55.1},{"$f":"BC16","v":23.5},{"$f":"DQ62","v":5.3}]
["1357015",null,null,1,35,70,15,16.5,0,26,30,41.1,{"v":823.2,"d":"823"},{"v":1070.8273541699666,"d":"1071"},{"v":1149.5094620994566,"d":"1150"},{"v":1521.41,"d":"1521"},1.5,1.08,1.08,1.08,823,1071,1150,1521,71,92,99,131,{"v":0.02634367905239998,"d":"0.03"},{"v":0.043822991749213405,"d":"0.04"},{"v":0.05061744266822105,"d":"0.05"},{"v":0.08781307235307986,"d":"0.09"},0.0002083,1.724,2,0.000461829,{"v":135.09481491470635,"d":"135"},{"v":145.0212935075816,"d":"145"},{"v":191.94,"d":"192"},1.01,1.01,1.01,135,145,192,58,62,83,{"v":0.017715040719154605,"d":"0.02"},{"v":0.020190861450308,"d":"0.02"},{"v":0.03579769620508036,"d":"0.04"},0.7,5.1,5.6,7.2,null,1029,null,{"v":0.8,"d":"80%"},null,null,0,12.3,14.4,21.85,null,1,1,1,135,145,192,null,0,0,0,1,{"$nulls":14},0,{"v":1,"d":"100%"},{"v":1,"d":"100%"},{"v":1,"d":"100%"},{"v":1,"d":"100%"},{"v":1,"d":"100%"},{"v":1,"d":"100%"},{"$f":"IF(#REF!/#REF!>data!CN$61,0,IF(#REF!/#REF!=data!CN$61,data!CT$61,IF(#REF!/#REF!>data!CN$62,data!CT$62,IF(#REF!/#REF!>data!CN$63,data!CT$63,IF(#REF!/#REF!>data!CN$64,data!CT$64,IF(#REF!/#REF!>data!CN$65,data!CT$65,IF(#REF!/#REF!>data!CN$66,data!CT$66,IF(#REF!/#REF!=data!CN$66,1,))))))))","v":{"$error":"#REF!"}},"T21",{"$nulls":9},220,{"$f":"BJ17","v":{"v":0,"d":"0.0"}},{"$f":"ROUND(IF($BZ$2=1,U17,IF($BZ$2=2,U17*3.412141633,)),0)","v":3815},{"$f":"IF($BZ$2=1,ROUND(Y17,0),IF($BZ$2=2,ROUND(Y17/272.7654,1),))","v":365},{"$f":"IF($BZ$2=1,AC17,IF($BZ$2=2,AC17*0.3346,))","v":{"v":0.9369090681291671,"d":"0.94"}},{"$nulls":3},{"v":0,"d":"0.0"},{"v":0,"d":"0.0"},{"v":0,"d":"0.0"},{"$f":"IF($BZ$2=1,AZ17,IF($BZ$2=2,AZ17/4.54609,))","v":5.9}]
["1507015",null,null,1,50,70,15,16.5,0,26,30,41.1,{"v":975.8273541699666,"d":"976"},{"v":1070.8273541699666,"d":"1071"},{"v":1149.5094620994566,"d":"1150"},{"v":1521.41,"d":"1521"},1.5,1.08,1.08,1.08,976,1071,1150,1521,84,92,99,131,{"v":0.036649876914223174,"d":"0.04"},{"v":0.043822991749213405,"d":"0.04"},{"v":0.05061744266822105,"d":"0.05"},{"v":0.08781307235307986,"d":"0.09"},0.0002083,1.724,2,0.000461829,{"v":135.09481491470635,"d":"135"},{"v":145.0212935075816,"d":"145"},{"v":191.94,"d":"192"},1.01,1.01,1.01,135,145,192,58,62,83,{"v":0.017715040719154605,"d":"0.02"},{"v":0.020190861450308,"d":"0.02"},{"v":0.03579769620508036,"d":"0.04"},0.7,5.1,5.6,7.2,null,1214,null,{"v":0.8,"d":"80%"},null,null,0,12.3,14.4,21.85,null,1,1,1,135,145,192,null,0,0,0,1,{"$nulls":32},{"$f":"DF66","v":220},{"$f":"BK17","v":{"v":10,"d":"10.0"}},{"$f":"ROUND(IF($BZ$2=1,V17,IF($BZ$2=2,V17*3.412141633,)),0)","v":8103},{"$f":"IF($BZ$2=1,ROUND(Z17,0),IF($BZ$2=2,ROUND(Z17/272.7654,1),))","v":697},{"$f":"IF($BZ$2=1,AD17,IF($BZ$2=2,AD17*0.3346,))","v":{"v":3.2570253321888645,"d":"3.26"}},{"$f":"IF(BY17=1,ROUND(IF($BZ$2=1,AQ17,IF($BZ$2=2,AQ17*3.412141633,)),0),\"\")","v":1051},{"$f":"IF(BY17=1,IF($BZ$2=1,ROUND(AT17,0),IF($BZ$2=2,ROUND(AT17/272.7654,1),)),\"\")","v":452},{"$f":"IF(BY17=1,IF($BZ$2=1,AW17,IF($BZ$2=2,AW17*0.3346,)),\"\")","v":{"v":1.4132675404061716,"d":"1.41"}},{"$f":"J17","v":{"v":26,"d":"26.0"}},{"$f":"DN67+8","v":{"v":34,"d":"34.0"}},{"$f":"BA17","v":15.5},{"$f":"DQ66","v":5.9}]
["1657015",null,null,1,65,70,15,16.5,0,26,30,41.1,{"v":975.8273541699666,"d":"976"},{"v":1070.8273541699666,"d":"1071"},{"v":1149.5094620994566,"d":"1150"},{"v":1521.41,"d":"1521"},1.5,1.08,1.08,1.08,976,1071,1150,1521,84,92,99,131,{"v":0.036649876914223174,"d":"0.04"},{"v":0.043822991749213405,"d":"0.04"},{"v":0.05061744266822105,"d":"0.05"},{"v":0.08781307235307986,"d":"0.09"},0.0002083,1.724,2,0.000461829,{"v":135.09481491470635,"d":"135"},{"v":145.0212935075816,"d":"145"},{"v":191.94,"d":"192"},1.01,1.01,1.01,135,145,192,58,62,83,{"v":0.017715040719154605,"d":"0.02"},{"v":0.020190861450308,"d":"0.02"},{"v":0.03579769620508036,"d":"0.04"},0.7,5.1,5.6,7.2,null,1345,null,{"v":0.8,"d":"80%"},null,null,0,12.3,14.4,21.85,null,1,1,1,135,145,192,null,0,0,0,1,{"$nulls":32},{"$f":"DF66","v":220},{"$f":"BL17","v":11.1},{"$f":"ROUND(IF($BZ$2=1,W17,IF($BZ$2=2,W17*3.412141633,)),0)","v":8440},{"$f":"IF($BZ$2=1,ROUND(AA17,0),IF($BZ$2=2,ROUND(AA17/272.7654,1),))","v":726},{"$f":"IF($BZ$2=1,AE17,IF($BZ$2=2,AE17*0.3346,))","v":{"v":3.523799431798829,"d":"3.52"}},{"$f":"IF(BY17=1,ROUND(IF($BZ$2=1,AR17,IF($BZ$2=2,AR17*3.412141633,)),0),\"\")","v":1095},{"$f":"IF(BY17=1,IF($BZ$2=1,ROUND(AU17,0),IF($BZ$2=2,ROUND(AU17/272.7654,1),)),\"\")","v":471},{"$f":"IF(BY17=1,IF($BZ$2=1,AX17,IF($BZ$2=2,AX17*0.3346,)),\"\")","v":{"v":1.529835024440543,"d":"1.53"}},{"$f":"K17","v":{"v":30,"d":"30.0"}},{"$f":"DN68+8","v":{"v":38,"d":"38.0"}},{"$f":"BB17","v":16.8},{"$f":"DQ66","v":5.9}]
["1957015",null,null,1,95,70,15,16.5,0,26,30,41.1,{"v":975.8273541699666,"d":"976"},{"v":1070.8273541699666,"d":"1071"},{"v":1149.5094620994566,"d":"1150"},{"v":1521.41,"d":"1521"},1.5,1.08,1.08,1.08,976,1071,1150,1521,84,92,99,131,{"v":0.036649876914223174,"d":"0.04"},{"v":0.043822991749213405,"d":"0.04"},{"v":0.05061744266822105,"d":"0.05"},{"v":0.08781307235307986,"d":"0.09"},0.0002083,1.724,2,0.000461829,{"v":135.09481491470635,"d":"135"},{"v":145.0212935075816,"d":"145"},{"v":191.94,"d":"192"},1.01,1.01,1.01,135,145,192,58,62,83,{"v":0.017715040719154605,"d":"0.02"},{"v":0.020190861450308,"d":"0.02"},{"v":0.03579769620508036,"d":"0.04"},0.7,5.1,5.6,7.2,null,1502,null,{"v":0.8,"d":"80%"},null,null,0,12.3,14.4,21.85,null,1,1,1,135,145,192,null,0,0,0,1,{"$nulls":32},{"$f":"DF66","v":220},{"$f":"BM17","v":{"v":21.85,"d":"21.9"}},{"$f":"ROUND(IF($BZ$2=1,X17,IF($BZ$2=2,X17*3.412141633,)),0)","v":12318},{"$f":"IF($BZ$2=1,ROUND(AB17,0),IF($BZ$2=2,ROUND(AB17/272.7654,1),))","v":1059},{"$f":"IF($BZ$2=1,AF17,IF($BZ$2=2,AF17*0.3346,))","v":{"v":7.31370514880791,"d":"7.31"}},{"$f":"IF(BY17=1,ROUND(IF($BZ$2=1,AS17,IF($BZ$2=2,AS17*3.412141633,)),0),\"\")","v":1598},{"$f":"IF(BY17=1,IF($BZ$2=1,ROUND(AV17,0),IF($BZ$2=2,ROUND(AV17/272.7654,1),)),\"\")","v":687},{"$f":"IF(BY17=1,IF($BZ$2=1,AY17,IF($BZ$2=2,AY17*0.3346,)),\"\")","v":{"v":3.1674021588285153,"d":"3.17"}},{"$f":"L17","v":47.8},{"$f":"DN69+8","v":55.8},{"$f":"BC17","v":27.5},{"$f":"DQ66","v":5.9}]
["1357016",null,null,1,35,70,16,16.5,0,26,30,41.1,{"v":758.2,"d":"758"},{"v":1627.62717250317,"d":"1628"},{"v":1747.2217424001376,"d":"1747"},{"v":2312.5,"d":"2313"},1.5,1.1,1.1,1.1,758,1628,1747,2313,65,140,150,199,{"v":0.06372927838372673,"d":"0.06"},{"v":0.2902779131483183,"d":"0.29"},{"v":0.33273460547085354,"d":"0.33"},{"v":0.5822430562049591,"d":"0.58"},0.0002083,1.724,4,1.392796E-3,{"v":219.59769851718443,"d":"220"},{"v":235.7332685962564,"d":"236"},312,0.95,0.95,0.95,220,236,312,95,101,134,{"v":0.1348444213322838,"d":"0.13"},{"v":0.1521944098151945,"d":"0.15"},{"v":0.26618360536544905,"d":"0.27"},1.4,5.1,5.6,7.2,null,1115,null,{"v":0.68,"d":"68%"},null,null,0,12.3,14.4,21.85,null,1,1,1,220,236,312,null,0,0,0,1,{"$nulls":14},"Lengths","Calculation factors for lower fan settings",{"$nulls":16},240,{"$f":"BJ18","v":{"v":0,"d":"0.0"}},{"$f":"ROUND(IF($BZ$2=1,U18,IF($BZ$2=2,U18*3.412141633,)),0)","v":4462},{"$f":"IF($BZ$2=1,ROUND(Y18,0),IF($BZ$2=2,ROUND(Y18/272.7654,1),))","v":426},{"$f":"IF($BZ$2=1,AC18,IF($BZ$2=2,AC18*0.3346,))","v":{"v":1.2947269988938084,"d":"1.29"}},{"$nulls":3},{"v":0,"d":"0.0"},{"v":0,"d":"0.0"},{"v":0,"d":"0.0"},{"$f":"IF($BZ$2=1,AZ18,IF($BZ$2=2,AZ18/4.54609,))","v":6.4}]
["1507016",null,null,1,50,70,16,16.5,0,26,30,41.1,{"v":903.72,"d":"904"},{"v":1627.62717250317,"d":"1628"},{"v":1747.2217424001376,"d":"1747"},{"v":2312.5,"d":"2313"},1.5,1.1,1.1,1.1,904,1628,1747,2313,78,140,150,199,{"v":0.09134186769301138,"d":"0.09"},{"v":0.2902779131483183,"d":"0.29"},{"v":0.33273460547085354,"d":"0.33"},{"v":0.5822430562049591,"d":"0.58"},0.0002083,1.724,4,1.392796E-3,{"v":219.59769851718443,"d":"220"},{"v":235.7332685962564,"d":"236"},312,0.95,0.95,0.95,220,236,312,95,101,134,{"v":0.1348444213322838,"d":"0.13"},{"v":0.1521944098151945,"d":"0.15"},{"v":0.26618360536544905,"d":"0.27"},1.4,5.1,5.6,7.2,null,1329,null,{"v":0.68,"d":"68%"},null,null,0,12.3,14.4,21.85,null,1,1,1,220,236,312,null,0,0,0,1,{"$nulls":15},"T10",null,"T11",null,"T15",null,"T16",null,"T20",null,"T21",{"$nulls":6},{"$f":"DF70","v":240},{"$f":"BK18","v":{"v":10,"d":"10.0"}},{"$f":"ROUND(IF($BZ$2=1,V18,IF($BZ$2=2,V18*3.412141633,)),0)","v":8907},{"$f":"IF($BZ$2=1,ROUND(Z18,0),IF($BZ$2=2,ROUND(Z18/272.7654,1),))","v":766},{"$f":"IF($BZ$2=1,AD18,IF($BZ$2=2,AD18*0.3346,))","v":{"v":4.001072919071332,"d":"4.00"}},{"$f":"IF(BY18=1,ROUND(IF($BZ$2=1,AQ18,IF($BZ$2=2,AQ18*3.412141633,)),0),\"\")","v":1155},{"$f":"IF(BY18=1,IF($BZ$2=1,ROUND(AT18,0),IF($BZ$2=2,ROUND(AT18/272.7654,1),)),\"\")","v":497},{"$f":"IF(BY18=1,IF($BZ$2=1,AW18,IF($BZ$2=2,AW18*0.3346,)),\"\")","v":{"v":1.7405492683847181,"d":"1.74"}},{"$f":"J18","v":{"v":26,"d":"26.0"}},{"$f":"DN71+8","v":{"v":34,"d":"34.0"}},{"$f":"BA18","v":16.4},{"$f":"DQ70","v":6.4}]
["1657016",null,null,1,65,70,16,16.5,0,26,30,41.1,{"v":1034.28,"d":"1034"},{"v":1627.62717250317,"d":"1628"},{"v":1747.2217424001376,"d":"1747"},{"v":2312.5,"d":"2313"},1.5,1.1,1.1,1.1,1034,1628,1747,2313,89,140,150,199,{"v":0.11853524310307993,"d":"0.12"},{"v":0.2902779131483183,"d":"0.29"},{"v":0.33273460547085354,"d":"0.33"},{"v":0.5822430562049591,"d":"0.58"},0.0002083,1.724,4,1.392796E-3,{"$f":"AK71*(1-(($E72-50)*0.005))","v":{"v":203.1278711283956,"d":"203"}},{"$f":"AL71*(1-(($E72-50)*0.005))","v":{"v":218.0532734515372,"d":"218"}},{"$f":"AM71*(1-(($E72-50)*0.005))","v":{"v":288.6,"d":"289"}},0.95,0.95,0.95,203,218,289,87,94,124,{"v":0.11333032140726006,"d":"0.11"},{"v":0.13205391903674,"d":"0.13"},{"v":0.22832797696070714,"d":"0.23"},1.4,5.1,5.6,7.2,null,1521,null,{"v":0.68,"d":"68%"},null,null,0,12.3,14.4,21.85,null,1,1,1,203,218,289,null,0,0,0,1,{"$nulls":15},"S2","S1","S2","S1","S2","S1","S2","S1","S2","S1","S2","S1",{"$nulls":5},{"$f":"DF70","v":240},{"$f":"BL18","v":10.9},{"$f":"ROUND(IF($BZ$2=1,W18,IF($BZ$2=2,W18*3.412141633,)),0)","v":9231},{"$f":"IF($BZ$2=1,ROUND(AA18,0),IF($BZ$2=2,ROUND(AA18/272.7654,1),))","v":794},{"$f":"IF($BZ$2=1,AE18,IF($BZ$2=2,AE18*0.3346,))","v":{"v":4.287778638628886,"d":"4.29"}},{"$f":"IF(BY18=1,ROUND(IF($BZ$2=1,AR18,IF($BZ$2=2,AR18*3.412141633,)),0),\"\")","v":1197},{"$f":"IF(BY18=1,IF($BZ$2=1,ROUND(AU18,0),IF($BZ$2=2,ROUND(AU18/272.7654,1),)),\"\")","v":515},{"$f":"IF(BY18=1,IF($BZ$2=1,AX18,IF($BZ$2=2,AX18*0.3346,)),\"\")","v":{"v":1.8636668369026486,"d":"1.86"}},{"$f":"K18","v":{"v":30,"d":"30.0"}},{"$f":"DN72+8","v":{"v":38,"d":"38.0"}},{"$f":"BB18","v":17.7},{"$f":"DQ70","v":6.4}]
["1957016",null,null,1,95,70,16,16.5,0,26,30,41.1,{"v":1274.3200000000002,"d":"1274"},{"v":1627.62717250317,"d":"1628"},{"v":1747.2217424001376,"d":"1747"},{"v":2312.5,"d":"2313"},1.5,1.1,1.1,1.1,1274,1628,1747,2313,110,140,150,199,{"v":0.18016880127763313,"d":"0.18"},{"v":0.2902779131483183,"d":"0.29"},{"v":0.33273460547085354,"d":"0.33"},{"v":0.5822430562049591,"d":"0.58"},0.0002083,1.724,4,1.392796E-3,{"$f":"AK71*(1-(($E73-50)*0.005))","v":{"v":170.18821635081792,"d":"170"}},{"$f":"AL71*(1-(($E73-50)*0.005))","v":{"v":182.6932831620987,"d":"183"}},{"$f":"AM71*(1-(($E73-50)*0.005))","v":{"v":241.8,"d":"242"}},0.95,0.95,0.95,170,183,242,73,79,104,{"v":0.08014084420178988,"d":"0.08"},{"v":0.09366910117078692,"d":"0.09"},{"v":0.16125940069017777,"d":"0.16"},1.4,5.1,5.6,7.2,null,1874,null,{"v":0.68,"d":"68%"},null,null,0,12.3,14.4,21.85,null,1,1,1,170,183,242,null,0,0,0,1,{"$nulls":14},50,0.8551869613368048,0.7991842971835594,0.8551869613368048,0.7991842971835594,{"$nulls":13},{"$f":"DF70","v":240},{"$f":"BM18","v":{"v":21.85,"d":"21.9"}},{"$f":"ROUND(IF($BZ$2=1,X18,IF($BZ$2=2,X18*3.412141633,)),0)","v":13538},{"$f":"IF($BZ$2=1,ROUND(AB18,0),IF($BZ$2=2,ROUND(AB18/272.7654,1),))","v":1164},{"$f":"IF($BZ$2=1,AF18,IF($BZ$2=2,AF18*0.3346,))","v":{"v":8.974097369960258,"d":"8.97"}},{"$f":"IF(BY18=1,ROUND(IF($BZ$2=1,AS18,IF($BZ$2=2,AS18*3.412141633,)),0),\"\")","v":1756},{"$f":"IF(BY18=1,IF($BZ$2=1,ROUND(AV18,0),IF($BZ$2=2,ROUND(AV18/272.7654,1),)),\"\")","v":755},{"$f":"IF(BY18=1,IF($BZ$2=1,AY18,IF($BZ$2=2,AY18*0.3346,)),\"\")","v":{"v":3.8910739231720726,"d":"3.89"}},{"$f":"L18","v":48.1},{"$f":"DN73+8","v":56.1},{"$f":"BC18","v":29.7},{"$f":"DQ70","v":6.4}]
["1357020",null,null,1,35,70,20,21.5,0,26,30,41.1,{"v":1153.6000000000001,"d":"1154"},{"v":1509.840819712653,"d":"1510"},{"v":1619.1421060355642,"d":"1619"},{"v":1935.84,"d":"1936"},1.5,1.08,1.08,1.08,1154,1510,1619,1936,99,130,139,166,{"v":0.039970631396197505,"d":"0.04"},{"v":0.06844420067394426,"d":"0.07"},{"v":0.07812114773499958,"d":"0.08"},{"v":0.11095002490928764,"d":"0.11"},0.0001276,1.7219,2,3.76611E-4,{"v":170.52628152222005,"d":"171"},{"v":182.87112058001478,"d":"183"},{"v":218.64000000000001,"d":"219"},0.95,0.95,0.95,171,183,219,74,79,94,{"v":0.02251119783327968,"d":"0.02"},{"v":0.025608782122359248,"d":"0.03"},{"v":0.036084845824600094,"d":"0.04"},0.9,5.1,5.6,7.2,null,1442,null,{"v":0.8,"d":"80%"},null,null,0,12.3,14.4,21.85,null,1,1,1,171,183,219,null,0,0,0,1,{"$nulls":14},60,0.8452517014716241,0.78929861482599,0.8452517014716241,0.78929861482599,0.7555553480649244,0.7038387772986681,0.7555553480649244,0.7038387772986681,0.8452517014716241,0.78929861482599,0.7555553480649244,0.7038387772986681,{"$nulls":5},260,{"$f":"BJ19","v":{"v":0,"d":"0.0"}},{"$f":"ROUND(IF($BZ$2=1,U19,IF($BZ$2=2,U19*3.412141633,)),0)","v":4621},{"$f":"IF($BZ$2=1,ROUND(Y19,0),IF($BZ$2=2,ROUND(Y19/272.7654,1),))","v":442},{"$f":"IF($BZ$2=1,AC19,IF($BZ$2=2,AC19*0.3346,))","v":{"v":1.4255527177399208,"d":"1.43"}},{"$nulls":3},{"v":0,"d":"0.0"},{"v":0,"d":"0.0"},{"v":0,"d":"0.0"},{"$f":"IF($BZ$2=1,AZ19,IF($BZ$2=2,AZ19/4.54609,))","v":6.9}]
["1507020",null,null,1,50,70,20,21.5,0,26,30,41.1,{"v":1358.4,"d":"1358"},{"v":1509.840819712653,"d":"1510"},{"v":1619.1421060355642,"d":"1619"},{"v":1935.84,"d":"1936"},1.5,1.08,1.08,1.08,1358,1510,1619,1936,117,130,139,166,{"v":0.055585994208595724,"d":"0.06"},{"v":0.06844420067394426,"d":"0.07"},{"v":0.07812114773499958,"d":"0.08"},{"v":0.11095002490928764,"d":"0.11"},0.0001276,1.7219,2,3.76611E-4,{"v":170.52628152222005,"d":"171"},{"v":182.87112058001478,"d":"183"},{"v":218.64000000000001,"d":"219"},0.95,0.95,0.95,171,183,219,74,79,94,{"v":0.02251119783327968,"d":"0.02"},{"v":0.025608782122359248,"d":"0.03"},{"v":0.036084845824600094,"d":"0.04"},0.9,5.1,5.6,7.2,null,1698,null,{"v":0.8,"d":"80%"},null,null,0,12.3,14.4,21.85,null,1,1,1,171,183,219,null,0,0,0,1,{"$nulls":14},70,0.8364028566594162,0.7799409143899563,0.8364028566594162,0.7799409143899563,0.7555553480649244,0.7038387772986681,0.7555553480649244,0.7038387772986681,0.8364028566594162,0.7799409143899563,0.7555553480649244,0.7038387772986681,{"$nulls":5},{"$f":"DF74","v":260},{"$f":"BK19","v":{"v":10,"d":"10.0"}},{"$f":"ROUND(IF($BZ$2=1,V19,IF($BZ$2=2,V19*3.412141633,)),0)","v":9235},{"$f":"IF($BZ$2=1,ROUND(Z19,0),IF($BZ$2=2,ROUND(Z19/272.7654,1),))","v":794},{"$f":"IF($BZ$2=1,AD19,IF($BZ$2=2,AD19*0.3346,))","v":{"v":4.386263087795206,"d":"4.39"}},{"$f":"IF(BY19=1,ROUND(IF($BZ$2=1,AQ19,IF($BZ$2=2,AQ19*3.412141633,)),0),\"\")","v":1168},{"$f":"IF(BY19=1,IF($BZ$2=1,ROUND(AT19,0),IF($BZ$2=2,ROUND(AT19/272.7654,1),)),\"\")","v":502},{"$f":"IF(BY19=1,IF($BZ$2=1,AW19,IF($BZ$2=2,AW19*0.3346,)),\"\")","v":{"v":1.8190609839698662,"d":"1.82"}},{"$f":"J19","v":{"v":26,"d":"26.0"}},{"$f":"DN75+8","v":{"v":34,"d":"34.0"}},{"$f":"BA19","v":16.4},{"$f":"DQ74","v":6.9}]
["1657020",null,null,1,65,70,20,21.5,0,26,30,41.1,{"v":1414.840819712653,"d":"1415"},{"v":1509.840819712653,"d":"1510"},{"v":1619.1421060355642,"d":"1619"},{"v":1935.84,"d":"1936"},1.5,1.08,1.08,1.08,1415,1510,1619,1936,122,130,139,166,{"v":0.060374758328522876,"d":"0.06"},{"v":0.06844420067394426,"d":"0.07"},{"v":0.07812114773499958,"d":"0.08"},{"v":0.11095002490928764,"d":"0.11"},0.0001276,1.7219,2,3.76611E-4,{"v":170.52628152222005,"d":"171"},{"v":182.87112058001478,"d":"183"},{"v":218.64000000000001,"d":"219"},0.95,0.95,0.95,171,183,219,74,79,94,{"v":0.02251119783327968,"d":"0.02"},{"v":0.025608782122359248,"d":"0.03"},{"v":0.036084845824600094,"d":"0.04"},0.9,5.1,5.6,7.2,null,1880,null,{"v":0.8,"d":"80%"},null,null,0,12.3,14.4,21.85,null,1,1,1,171,183,219,null,0,0,0,1,{"$nulls":14},80,0.8284588613790702,0.7713393602007246,0.8284588613790702,0.7713393602007246,0.7453108993363179,0.6950414455205922,0.7453108993363179,0.6950414455205922,0.8284588613790702,0.7713393602007246,0.7453108993363179,0.6950414455205922,{"$nulls":5},{"$f":"DF74","v":260},{"$f":"BL19","v":10.9},{"$f":"ROUND(IF($BZ$2=1,W19,IF($BZ$2=2,W19*3.412141633,)),0)","v":9571},{"$f":"IF($BZ$2=1,ROUND(AA19,0),IF($BZ$2=2,ROUND(AA19/272.7654,1),))","v":823},{"$f":"IF($BZ$2=1,AE19,IF($BZ$2=2,AE19*0.3346,))","v":{"v":4.699623379387812,"d":"4.70"}},{"$f":"IF(BY19=1,ROUND(IF($BZ$2=1,AR19,IF($BZ$2=2,AR19*3.412141633,)),0),\"\")","v":1210},{"$f":"IF(BY19=1,IF($BZ$2=1,ROUND(AU19,0),IF($BZ$2=2,ROUND(AU19/272.7654,1),)),\"\")","v":520},{"$f":"IF(BY19=1,IF($BZ$2=1,AX19,IF($BZ$2=2,AX19*0.3346,)),\"\")","v":{"v":1.9461054883013664,"d":"1.95"}},{"$f":"K19","v":{"v":30,"d":"30.0"}},{"$f":"DN76+8","v":{"v":38,"d":"38.0"}},{"$f":"BB19","v":17.7},{"$f":"DQ74","v":6.9}]
["1957020",null,null,1,95,70,20,21.5,0,26,30,41.1,{"v":1414.840819712653,"d":"1415"},{"v":1509.840819712653,"d":"1510"},{"v":1619.1421060355642,"d":"1619"},{"v":1935.84,"d":"1936"},1.5,1.08,1.08,1.08,1415,1510,1619,1936,122,130,139,166,{"v":0.060374758328522876,"d":"0.06"},{"v":0.06844420067394426,"d":"0.07"},{"v":0.07812114773499958,"d":"0.08"},{"v":0.11095002490928764,"d":"0.11"},0.0001276,1.7219,2,3.76611E-4,{"v":170.52628152222005,"d":"171"},{"v":182.87112058001478,"d":"183"},{"v":218.64000000000001,"d":"219"},0.95,0.95,0.95,171,183,219,74,79,94,{"v":0.02251119783327968,"d":"0.02"},{"v":0.025608782122359248,"d":"0.03"},{"v":0.036084845824600094,"d":"0.04"},0.9,5.1,5.6,7.2,null,2094,null,{"v":0.8,"d":"80%"},null,null,0,12.3,14.4,21.85,null,1,1,1,171,183,219,null,0,0,0,1,{"$nulls":14},90,0.8212441545440573,0.7634388097075354,0.8212441545440573,0.7634388097075354,0.7342980293974435,0.6854011253923185,0.7342980293974435,0.6854011253923185,0.8212441545440573,0.7634388097075354,0.7342980293974435,0.6854011253923185,{"$nulls":5},{"$f":"DF74","v":260},{"$f":"BM19","v":{"v":21.85,"d":"21.9"}},{"$f":"ROUND(IF($BZ$2=1,X19,IF($BZ$2=2,X19*3.412141633,)),0)","v":14035},{"$f":"IF($BZ$2=1,ROUND(AB19,0),IF($BZ$2=2,ROUND(AB19/272.7654,1),))","v":1207},{"$f":"IF($BZ$2=1,AF19,IF($BZ$2=2,AF19*0.3346,))","v":{"v":9.828773759743742,"d":"9.83"}},{"$f":"IF(BY19=1,ROUND(IF($BZ$2=1,AS19,IF($BZ$2=2,AS19*3.412141633,)),0),\"\")","v":1774},{"$f":"IF(BY19=1,IF($BZ$2=1,ROUND(AV19,0),IF($BZ$2=2,ROUND(AV19/272.7654,1),)),\"\")","v":763},{"$f":"IF(BY19=1,IF($BZ$2=1,AY19,IF($BZ$2=2,AY19*0.3346,)),\"\")","v":{"v":4.062882859258807,"d":"4.06"}},{"$f":"L19","v":48.1},{"$f":"DN77+8","v":56.1},{"$f":"BC19","v":29.7},{"$f":"DQ74","v":6.9}]
["1357021",null,null,1,35,70,21,21.5,0,26,30,41.1,1184,{"v":1977.829194535895,"d":"1978"},{"v":2123.1558613833213,"d":"2123"},{"v":2810.06,"d":"2810"},1.5,1.05,1.05,1.05,1184,1978,2123,2810,102,170,183,242,{"v":0.060422553907038073,"d":"0.06"},{"v":0.16489933699427986,"d":"0.16"},{"v":0.1906306494771868,"d":"0.19"},{"v":0.3305057858506517,"d":"0.33"},0.0001276,1.7219,4,0.000514201,{"v":240.30463534531125,"d":"240"},{"v":257.9617069363265,"d":"258"},{"v":341.42,"d":"341"},0.85,0.85,0.85,240,258,341,103,111,147,{"v":0.06159102799690025,"d":"0.06"},{"v":0.07133572501153694,"d":"0.07"},{"v":0.12389224890734116,"d":"0.12"},1.9,5.1,5.6,7.2,null,1480,null,{"v":0.8,"d":"80%"},null,null,0,12.3,14.4,21.85,null,1,1,1,240,258,341,null,0,0,0,1,{"$nulls":14},100,0.8146699660963719,0.7561986894808467,0.8146699660963719,0.7561986894808467,0.7254135990953521,0.6774634004202911,0.7254135990953521,0.6774634004202911,0.8146699660963719,0.7561986894808467,0.7254135990953521,0.6774634004202911,{"$nulls":5},280,{"$f":"BJ20","v":{"v":0,"d":"0.0"}},{"$f":"ROUND(IF($BZ$2=1,U20,IF($BZ$2=2,U20*3.412141633,)),0)","v":5206},{"$f":"IF($BZ$2=1,ROUND(Y20,0),IF($BZ$2=2,ROUND(Y20/272.7654,1),))","v":497},{"$f":"IF($BZ$2=1,AC20,IF($BZ$2=2,AC20*0.3346,))","v":{"v":1.8284622072599876,"d":"1.83"}},{"$nulls":3},{"v":0,"d":"0.0"},{"v":0,"d":"0.0"},{"v":0,"d":"0.0"},{"$f":"IF($BZ$2=1,AZ20,IF($BZ$2=2,AZ20/4.54609,))","v":7.5}]
["1507021",null,null,1,50,70,21,21.5,0,26,30,41.1,{"v":1445.6000000000001,"d":"1446"},{"v":1977.829194535895,"d":"1978"},{"v":2123.1558613833213,"d":"2123"},{"v":2810.06,"d":"2810"},1.5,1.05,1.05,1.05,1446,1978,2123,2810,124,170,183,242,{"v":0.0886734149457019,"d":"0.09"},{"v":0.16489933699427986,"d":"0.16"},{"v":0.1906306494771868,"d":"0.19"},{"v":0.3305057858506517,"d":"0.33"},0.0001276,1.7219,4,0.000514201,{"v":240.30463534531125,"d":"240"},{"v":257.9617069363265,"d":"258"},{"v":341.42,"d":"341"},0.85,0.85,0.85,240,258,341,103,111,147,{"v":0.06159102799690025,"d":"0.06"},{"v":0.07133572501153694,"d":"0.07"},{"v":0.12389224890734116,"d":"0.12"},1.9,5.1,5.6,7.2,null,1807,null,{"v":0.8,"d":"80%"},null,null,0,12.3,14.4,21.85,null,1,1,1,240,258,341,null,0,0,0,1,{"$nulls":14},110,0.8146699660963719,0.7561986894808467,0.8146699660963719,0.7561986894808467,0.7254135990953521,0.6774634004202911,0.7254135990953521,0.6774634004202911,0.8146699660963719,0.7561986894808467,0.7254135990953521,0.6774634004202911,{"$nulls":5},{"$f":"DF78","v":280},{"$f":"BK20","v":{"v":10,"d":"10.0"}},{"$f":"ROUND(IF($BZ$2=1,V20,IF($BZ$2=2,V20*3.412141633,)),0)","v":10516},{"$f":"IF($BZ$2=1,ROUND(Z20,0),IF($BZ$2=2,ROUND(Z20/272.7654,1),))","v":904},{"$f":"IF($BZ$2=1,AD20,IF($BZ$2=2,AD20*0.3346,))","v":{"v":5.75336682600242,"d":"5.75"}},{"$f":"IF(BY20=1,ROUND(IF($BZ$2=1,AQ20,IF($BZ$2=2,AQ20*3.412141633,)),0),\"\")","v":1364},{"$f":"IF(BY20=1,IF($BZ$2=1,ROUND(AT20,0),IF($BZ$2=2,ROUND(AT20/272.7654,1),)),\"\")","v":587},{"$f":"IF(BY20=1,IF($BZ$2=1,AW20,IF($BZ$2=2,AW20*0.3346,)),\"\")","v":{"v":2.5138101209572565,"d":"2.51"}},{"$f":"J20","v":{"v":26,"d":"26.0"}},{"$f":"DN79+8","v":{"v":34,"d":"34.0"}},{"$f":"BA20","v":19.3},{"$f":"DQ78","v":7.5}]
["1657021",null,null,1,65,70,21,21.5,0,26,30,41.1,{"v":1696.8000000000002,"d":"1697"},{"v":1977.829194535895,"d":"1978"},{"v":2123.1558613833213,"d":"2123"},{"v":2810.06,"d":"2810"},1.5,1.05,1.05,1.05,1697,1978,2123,2810,146,170,183,242,{"v":0.12224049009497565,"d":"0.12"},{"v":0.16489933699427986,"d":"0.16"},{"v":0.1906306494771868,"d":"0.19"},{"v":0.3305057858506517,"d":"0.33"},0.0001276,1.7219,4,0.000514201,{"$f":"AK79*(1-(($E80-50)*0.005))","v":{"v":222.2817876944129,"d":"222"}},{"$f":"AL79*(1-(($E80-50)*0.005))","v":{"v":238.614578916102,"d":"239"}},{"$f":"AM79*(1-(($E80-50)*0.005))","v":{"v":315.81350000000003,"d":"316"}},0.85,0.85,0.85,222,239,316,95,103,136,{"v":0.05255232425818339,"d":"0.05"},{"v":0.06159102799690025,"d":"0.06"},{"v":0.1063250388113887,"d":"0.11"},1.9,5.1,5.6,7.2,null,2121,null,{"v":0.8,"d":"80%"},null,null,0,12.3,14.4,21.85,null,1,1,1,222,239,316,null,0,0,0,1,{"$nulls":14},120,0.8030103878625993,0.7433030653966308,0.8030103878625993,0.7433030653966308,0.718791222592855,0.671228725846115,0.718791222592855,0.671228725846115,0.8030103878625993,0.7433030653966308,0.718791222592855,0.671228725846115,{"$nulls":5},{"$f":"DF78","v":280},{"$f":"BL20","v":10.6},{"$f":"ROUND(IF($BZ$2=1,W20,IF($BZ$2=2,W20*3.412141633,)),0)","v":10751},{"$f":"IF($BZ$2=1,ROUND(AA20,0),IF($BZ$2=2,ROUND(AA20/272.7654,1),))","v":925},{"$f":"IF($BZ$2=1,AE20,IF($BZ$2=2,AE20*0.3346,))","v":{"v":6.0128744748590695,"d":"6.01"}},{"$f":"IF(BY20=1,ROUND(IF($BZ$2=1,AR20,IF($BZ$2=2,AR20*3.412141633,)),0),\"\")","v":1395},{"$f":"IF(BY20=1,IF($BZ$2=1,ROUND(AU20,0),IF($BZ$2=2,ROUND(AU20/272.7654,1),)),\"\")","v":600},{"$f":"IF(BY20=1,IF($BZ$2=1,AX20,IF($BZ$2=2,AX20*0.3346,)),\"\")","v":{"v":2.6214541033696332,"d":"2.62"}},{"$f":"K20","v":{"v":30,"d":"30.0"}},{"$f":"DN80+8","v":{"v":38,"d":"38.0"}},{"$f":"BB20","v":20.4},{"$f":"DQ78","v":7.5}]
["1957021",null,null,1,95,70,21,21.5,0,26,30,41.1,{"v":1882.829194535895,"d":"1883"},{"v":1977.829194535895,"d":"1978"},{"v":2123.1558613833213,"d":"2123"},{"v":2810.06,"d":"2810"},1.5,1.05,1.05,1.05,1883,1978,2123,2810,162,170,183,242,{"v":0.14998069549460102,"d":"0.15"},{"v":0.16489933699427986,"d":"0.16"},{"v":0.1906306494771868,"d":"0.19"},{"v":0.3305057858506517,"d":"0.33"},0.0001276,1.7219,4,0.000514201,{"$f":"AK79*(1-(($E81-50)*0.005))","v":{"v":186.23609239261623,"d":"186"}},{"$f":"AL79*(1-(($E81-50)*0.005))","v":{"v":199.92032287565303,"d":"200"}},{"$f":"AM79*(1-(($E81-50)*0.005))","v":{"v":264.6005,"d":"265"}},0.85,0.85,0.85,186,200,265,80,86,114,{"v":0.03751258176855251,"d":"0.04"},{"v":0.043229400080322014,"d":"0.04"},{"v":0.07517174002419126,"d":"0.08"},1.9,5.1,5.6,7.2,null,2744,null,{"v":0.8,"d":"80%"},null,null,0,12.3,14.4,21.85,null,1,1,1,186,200,265,null,0,0,0,1,{"$nulls":14},140,0.7929231278982726,0.732117182845212,0.7929231278982726,0.732117182845212,0.7127093372490777,0.6655050705360576,0.7127093372490777,0.6655050705360576,0.7929231278982726,0.732117182845212,0.7127093372490777,0.6655050705360576,{"$nulls":5},{"$f":"DF78","v":280},{"$f":"BM20","v":{"v":21.85,"d":"21.9"}},{"$f":"ROUND(IF($BZ$2=1,X20,IF($BZ$2=2,X20*3.412141633,)),0)","v":15977},{"$f":"IF($BZ$2=1,ROUND(AB20,0),IF($BZ$2=2,ROUND(AB20/272.7654,1),))","v":1374},{"$f":"IF($BZ$2=1,AF20,IF($BZ$2=2,AF20*0.3346,))","v":{"v":12.875842236012033,"d":"12.88"}},{"$f":"IF(BY20=1,ROUND(IF($BZ$2=1,AS20,IF($BZ$2=2,AS20*3.412141633,)),0),\"\")","v":2072},{"$f":"IF(BY20=1,IF($BZ$2=1,ROUND(AV20,0),IF($BZ$2=2,ROUND(AV20/272.7654,1),)),\"\")","v":891},{"$f":"IF(BY20=1,IF($BZ$2=1,AY20,IF($BZ$2=2,AY20*0.3346,)),\"\")","v":{"v":5.595495810053871,"d":"5.60"}},{"$f":"L20","v":48.9},{"$f":"DN81+8","v":56.9},{"$f":"BC20","v":34.5},{"$f":"DQ78","v":7.5}]
["1358010",null,null,1,35,80,10,11.5,0,26,30,41.8,{"v":646.2,"d":"646"},{"v":1214.2269940407766,"d":"1214"},{"v":1304.143370405705,"d":"1304"},{"v":1574.18,"d":"1574"},1.5,1.08,1.08,1.08,646,1214,1304,1574,56,104,112,135,{"v":0.01678814913043279,"d":"0.02"},{"v":0.05502875488465266,"d":"0.06"},{"v":0.06345686966495562,"d":"0.06"},{"v":0.09090986199355394,"d":"0.09"},3.969E-4,1.7346,2,0.000367347,{"v":168.33710197020613,"d":"168"},{"v":180.80286190736828,"d":"181"},{"v":218.24,"d":"218"},0.98,0.98,0.98,168,181,218,72,78,94,{"v":0.027165359623318678,"d":"0.03"},{"v":0.03167181300086596,"d":"0.03"},{"v":0.045312552969066985,"d":"0.05"},0.5,6.3,6.8,9.1,null,718,null,{"v":0.9,"d":"90%"},null,null,0,12.8,14.7,21.85,null,1,1,1,168,181,218,null,0,0,0,1,{"$nulls":14},160,0.7840224333226739,0.7222362755803995,0.7840224333226739,0.7222362755803995,0.7015311234086448,0.657069305346098,0.7015311234086448,0.657069305346098,0.7840224333226739,0.7222362755803995,0.7015311234086448,0.657069305346098,{"$nulls":5},300,{"$f":"BJ21","v":{"$error":"#N/A"}},{"$f":"ROUND(IF($BZ$2=1,U21,IF($BZ$2=2,U21*3.412141633,)),0)","v":{"$error":"#N/A"}},{"$f":"IF($BZ$2=1,ROUND(Y21,0),IF($BZ$2=2,ROUND(Y21/272.7654,1),))","v":{"$error":"#N/A"}},{"$f":"IF($BZ$2=1,AC21,IF($BZ$2=2,AC21*0.3346,))","v":{"$error":"#N/A"}},{"$nulls":3},{"v":0,"d":"0.0"},{"v":0,"d":"0.0"},{"v":0,"d":"0.0"},{"$f":"IF($BZ$2=1,AZ21,IF($BZ$2=2,AZ21/4.54609,))","v":{"$error":"#N/A"}}]
["1508010",null,null,1,50,80,10,11.5,0,26,30,41.8,{"v":774.9,"d":"775"},{"v":1214.2269940407766,"d":"1214"},{"v":1304.143370405705,"d":"1304"},{"v":1574.18,"d":"1574"},1.5,1.08,1.08,1.08,775,1214,1304,1574,67,104,112,135,{"v":0.02366539691855473,"d":"0.02"},{"v":0.05502875488465266,"d":"0.06"},{"v":0.06345686966495562,"d":"0.06"},{"v":0.09090986199355394,"d":"0.09"},3.969E-4,1.7346,2,0.000367347,{"v":168.33710197020613,"d":"168"},{"v":180.80286190736828,"d":"181"},{"v":218.24,"d":"218"},0.98,0.98,0.98,168,181,218,72,78,94,{"v":0.027165359623318678,"d":"0.03"},{"v":0.03167181300086596,"d":"0.03"},{"v":0.045312552969066985,"d":"0.05"},0.5,6.3,6.8,9.1,null,861,null,{"v":0.9,"d":"90%"},null,null,0,12.8,14.7,21.85,null,1,1,1,168,181,218,null,0,0,0,1,{"$nulls":14},180,0.7840224333226739,0.7222362755803995,0.7840224333226739,0.7222362755803995,0.7015311234086448,0.657069305346098,0.7015311234086448,0.657069305346098,0.7840224333226739,0.7222362755803995,0.7015311234086448,0.657069305346098,{"$nulls":5},{"$f":"DF82","v":300},{"$f":"BK21","v":{"$error":"#N/A"}},{"$f":"ROUND(IF($BZ$2=1,V21,IF($BZ$2=2,V21*3.412141633,)),0)","v":{"$error":"#N/A"}},{"$f":"IF($BZ$2=1,ROUND(Z21,0),IF($BZ$2=2,ROUND(Z21/272.7654,1),))","v":{"$error":"#N/A"}},{"$f":"IF($BZ$2=1,AD21,IF($BZ$2=2,AD21*0.3346,))","v":{"$error":"#N/A"}},{"$f":"IF(BY21=1,ROUND(IF($BZ$2=1,AQ21,IF($BZ$2=2,AQ21*3.412141633,)),0),\"\")","v":{"$error":"#N/A"}},{"$f":"IF(BY21=1,IF($BZ$2=1,ROUND(AT21,0),IF($BZ$2=2,ROUND(AT21/272.7654,1),)),\"\")","v":{"$error":"#N/A"}},{"$f":"IF(BY21=1,IF($BZ$2=1,AW21,IF($BZ$2=2,AW21*0.3346,)),\"\")","v":{"$error":"#N/A"}},{"$f":"J21","v":{"$error":"#N/A"}},{"$f":"DN83+8","v":{"$error":"#N/A"}},{"$f":"BA21","v":{"$error":"#N/A"}},{"$f":"DQ82","v":{"$error":"#N/A"}}]
["1658010",null,null,1,65,80,10,11.5,0,26,30,41.8,{"v":872.1,"d":"872"},{"v":1214.2269940407766,"d":"1214"},{"v":1304.143370405705,"d":"1304"},{"v":1574.18,"d":"1574"},1.5,1.08,1.08,1.08,872,1214,1304,1574,75,104,112,135,{"v":0.02937688204355411,"d":"0.03"},{"v":0.05502875488465266,"d":"0.06"},{"v":0.06345686966495562,"d":"0.06"},{"v":0.09090986199355394,"d":"0.09"},3.969E-4,1.7346,2,0.000367347,{"v":168.33710197020613,"d":"168"},{"v":180.80286190736828,"d":"181"},{"v":218.24,"d":"218"},0.98,0.98,0.98,168,181,218,72,78,94,{"v":0.027165359623318678,"d":"0.03"},{"v":0.03167181300086596,"d":"0.03"},{"v":0.045312552969066985,"d":"0.05"},0.5,6.3,6.8,9.1,null,969,null,{"v":0.9,"d":"90%"},null,null,0,12.8,14.7,21.85,null,1,1,1,168,181,218,null,0,0,0,1,{"$nulls":14},200,0.7688559120374613,0.7053868583882835,0.7688559120374613,0.7053868583882835,0.6929174768045717,0.6576204296006558,0.6929174768045717,0.6576204296006558,0.7688559120374613,0.7053868583882835,0.6929174768045717,0.6576204296006558,{"$nulls":5},{"$f":"DF82","v":300},{"$f":"BL21","v":{"$error":"#N/A"}},{"$f":"ROUND(IF($BZ$2=1,W21,IF($BZ$2=2,W21*3.412141633,)),0)","v":{"$error":"#N/A"}},{"$f":"IF($BZ$2=1,ROUND(AA21,0),IF($BZ$2=2,ROUND(AA21/272.7654,1),))","v":{"$error":"#N/A"}},{"$f":"IF($BZ$2=1,AE21,IF($BZ$2=2,AE21*0.3346,))","v":{"$error":"#N/A"}},{"$f":"IF(BY21=1,ROUND(IF($BZ$2=1,AR21,IF($BZ$2=2,AR21*3.412141633,)),0),\"\")","v":{"$error":"#N/A"}},{"$f":"IF(BY21=1,IF($BZ$2=1,ROUND(AU21,0),IF($BZ$2=2,ROUND(AU21/272.7654,1),)),\"\")","v":{"$error":"#N/A"}},{"$f":"IF(BY21=1,IF($BZ$2=1,AX21,IF($BZ$2=2,AX21*0.3346,)),\"\")","v":{"$error":"#N/A"}},{"$f":"K21","v":{"$error":"#N/A"}},{"$f":"DN84+8","v":{"$error":"#N/A"}},{"$f":"BB21","v":{"$error":"#N/A"}},{"$f":"DQ82","v":{"$error":"#N/A"}}]
["1958010",null,null,1,95,80,10,11.5,0,26,30,41.8,{"v":1002.6,"d":"1003"},{"v":1214.2269940407766,"d":"1214"},{"v":1304.143370405705,"d":"1304"},{"v":1574.18,"d":"1574"},1.5,1.08,1.08,1.08,1003,1214,1304,1574,86,104,112,135,{"v":0.03819796677405591,"d":"0.04"},{"v":0.05502875488465266,"d":"0.06"},{"v":0.06345686966495562,"d":"0.06"},{"v":0.09090986199355394,"d":"0.09"},3.969E-4,1.7346,2,0.000367347,{"v":168.33710197020613,"d":"168"},{"v":180.80286190736828,"d":"181"},{"v":218.24,"d":"218"},0.98,0.98,0.98,168,181,218,72,78,94,{"v":0.027165359623318678,"d":"0.03"},{"v":0.03167181300086596,"d":"0.03"},{"v":0.045312552969066985,"d":"0.05"},0.5,6.3,6.8,9.1,null,1114,null,{"v":0.9,"d":"90%"},null,null,0,12.8,14.7,21.85,null,1,1,1,168,181,218,null,0,0,0,1,{"$nulls":14},220,0.7585639347228863,0.6942595523857338,0.7585639347228863,0.6942595523857338,0.6852107186854955,0.6578068517992561,0.6852107186854955,0.6578068517992561,0.7585639347228863,0.6942595523857338,0.6852107186854955,0.6578068517992561,{"$nulls":5},{"$f":"DF82","v":300},{"$f":"BM21","v":{"$error":"#N/A"}},{"$f":"ROUND(IF($BZ$2=1,X21,IF($BZ$2=2,X21*3.412141633,)),0)","v":{"$error":"#N/A"}},{"$f":"IF($BZ$2=1,ROUND(AB21,0),IF($BZ$2=2,ROUND(AB21/272.7654,1),))","v":{"$error":"#N/A"}},{"$f":"IF($BZ$2=1,AF21,IF($BZ$2=2,AF21*0.3346,))","v":{"$error":"#N/A"}},{"$f":"IF(BY21=1,ROUND(IF($BZ$2=1,AS21,IF($BZ$2=2,AS21*3.412141633,)),0),\"\")","v":{"$error":"#N/A"}},{"$f":"IF(BY21=1,IF($BZ$2=1,ROUND(AV21,0),IF($BZ$2=2,ROUND(AV21/272.7654,1),)),\"\")","v":{"$error":"#N/A"}},{"$f":"IF(BY21=1,IF($BZ$2=1,AY21,IF($BZ$2=2,AY21*0.3346,)),\"\")","v":{"$error":"#N/A"}},{"$f":"L21","v":{"$error":"#N/A"}},{"$f":"DN85+8","v":{"$error":"#N/A"}},{"$f":"BC21","v":{"$error":"#N/A"}},{"$f":"DQ82","v":{"$error":"#N/A"}}]
["1358011",null,null,1,35,80,11,11.5,0,26,30,41.8,{"v":650.76,"d":"651"},{"v":1647.5037394527276,"d":"1648"},{"v":1769.505282019556,"d":"1770"},{"v":2135.9,"d":"2136"},1.5,1.1,1.1,1.1,651,1648,1770,2136,56,142,152,184,{"v":0.02864657274406557,"d":"0.03"},{"v":0.1687204798043572,"d":"0.17"},{"v":0.19218780961004492,"d":"0.19"},{"v":0.2771236061849882,"d":"0.28"},3.969E-4,1.7346,4,0.000574288,276,296,358,0.95,0.95,0.95,276,296,358,119,127,154,{"v":0.12035350001470055,"d":"0.12"},{"v":0.13628668965853094,"d":"0.14"},{"v":0.1970576817820449,"d":"0.20"},1.1,6.3,6.8,9.1,null,957,null,{"v":0.68,"d":"68%"},null,null,0,12.8,14.7,21.85,null,1,1,1,276,296,358,null,0,0,0,1,{"$nulls":14},240,0.750275090099452,0.6848867351465859,0.750275090099452,0.6848867351465859,0.681904401633284,0.6579686139337618,0.681904401633284,0.6579686139337618,0.750275090099452,0.6848867351465859,0.681904401633284,0.6579686139337618,{"$nulls":16},"v2020-09-17"]
["1508011",null,null,1,50,80,11,11.5,0,26,30,41.8,{"v":754.12,"d":"754"},{"v":1647.5037394527276,"d":"1648"},{"v":1769.505282019556,"d":"1770"},{"v":2135.9,"d":"2136"},1.5,1.1,1.1,1.1,754,1648,1770,2136,65,142,152,184,{"v":0.03801972345006935,"d":"0.04"},{"v":0.1687204798043572,"d":"0.17"},{"v":0.19218780961004492,"d":"0.19"},{"v":0.2771236061849882,"d":"0.28"},3.969E-4,1.7346,4,0.000574288,276,296,358,0.95,0.95,0.95,276,296,358,119,127,154,{"v":0.12035350001470055,"d":"0.12"},{"v":0.13628668965853094,"d":"0.14"},{"v":0.1970576817820449,"d":"0.20"},1.1,6.3,6.8,9.1,null,1109,null,{"v":0.68,"d":"68%"},null,null,0,12.8,14.7,21.85,null,1,1,1,276,296,358,null,0,0,0,1,{"$nulls":14},260,0.75,0.68,0.75,0.68,0.681904493845304,0.6579686139337618,0.681904493845304,0.6579686139337618,0.75,0.68,0.681904493845304,0.6579686139337618,{"$nulls":5},"*",{"$f":"IF($J$4=data!$CC$3,NL!DI6,IF($J$4=data!$CC$4,EN!DI6,IF($J$4=data!$CC$5,FR!DI6,IF($J$4=data!$CC$6,DE!DI6,IF($J$4=data!$CC$7,NR!DI6,IF($J$4=data!$CC$8,SP!DI6,IF($J$4=data!$CC$9,SW!DI6,)))))))","v":0}]
["1658011",null,null,1,65,80,11,11.5,0,26,30,41.8,{"v":839.12,"d":"839"},{"v":1647.5037394527276,"d":"1648"},{"v":1769.505282019556,"d":"1770"},{"v":2135.9,"d":"2136"},1.5,1.1,1.1,1.1,839,1648,1770,2136,72,142,152,184,{"v":0.04618158114743735,"d":"0.05"},{"v":0.1687204798043572,"d":"0.17"},{"v":0.19218780961004492,"d":"0.19"},{"v":0.2771236061849882,"d":"0.28"},3.969E-4,1.7346,4,0.000574288,{"$f":"AK87*(1-(($E88-50)*0.005))","v":{"v":255.3,"d":"255"}},{"$f":"AL87*(1-(($E88-50)*0.005))","v":{"v":273.8,"d":"274"}},{"$f":"AM87*(1-(($E88-50)*0.005))","v":{"v":331.15000000000003,"d":"331"}},0.95,0.95,0.95,255,274,331,110,118,142,{"v":0.10356985253432938,"d":"0.10"},{"v":0.11842888168254465,"d":"0.12"},{"v":0.1687204798043572,"d":"0.17"},1.1,6.3,6.8,9.1,null,1234,null,{"v":0.68,"d":"68%"},null,null,0,12.8,14.7,21.85,null,1,1,1,255,274,331,null,0,0,0,1,{"$nulls":14},280,0.7507794609544182,0.68,0.7507794609544182,0.68,0.6729424377054166,0.6582099452827469,0.6729424377054166,0.6582099452827469,0.7507794609544182,0.68,0.6729424377054166,0.6582099452827469,{"$nulls":5},"**",{"$f":"IF($J$4=data!$CC$3,NL!DF20,IF($J$4=data!$CC$4,EN!DF20,IF($J$4=data!$CC$5,FR!DF20,IF($J$4=data!$CC$6,DE!DF20,IF($J$4=data!$CC$7,NR!DF20,IF($J$4=data!$CC$8,SP!DF20,IF($J$4=data!$CC$9,SW!DF20,)))))))","v":0}]
["1958011",null,null,1,95,80,11,11.5,0,26,30,41.8,{"v":977.1600000000001,"d":"977"},{"v":1647.5037394527276,"d":"1648"},{"v":1769.505282019556,"d":"1770"},{"v":2135.9,"d":"2136"},1.5,1.1,1.1,1.1,977,1648,1770,2136,84,142,152,184,{"v":0.06193039491470774,"d":"0.06"},{"v":0.1687204798043572,"d":"0.17"},{"v":0.19218780961004492,"d":"0.19"},{"v":0.2771236061849882,"d":"0.28"},3.969E-4,1.7346,4,0.000574288,{"$f":"AK87*(1-(($E89-50)*0.005))","v":{"v":213.9,"d":"214"}},{"$f":"AL87*(1-(($E89-50)*0.005))","v":{"v":229.4,"d":"229"}},{"$f":"AM87*(1-(($E89-50)*0.005))","v":{"v":277.45,"d":"277"}},0.95,0.95,0.95,214,229,277,92,98,119,{"v":0.07365259079897084,"d":"0.07"},{"v":0.08308184265979417,"d":"0.08"},{"v":0.12035350001470055,"d":"0.12"},1.1,6.3,6.8,9.1,null,1437,null,{"v":0.68,"d":"68%"},null,null,0,12.8,14.7,21.85,null,1,1,1,214,229,277,null,0,0,0,1,{"$nulls":14},300,0.7507794609544182,0.68,0.7507794609544182,0.68,0.6729424377054166,0.6582099452827469,0.6729424377054166,0.6582099452827469,0.7507794609544182,0.68,0.6729424377054166,0.6582099452827469,{"$nulls":5},"***",{"$f":"IF($J$4=data!$CC$3,NL!DF21,IF($J$4=data!$CC$4,EN!DF21,IF($J$4=data!$CC$5,FR!DF21,IF($J$4=data!$CC$6,DE!DF21,IF($J$4=data!$CC$7,NR!DF21,IF($J$4=data!$CC$8,SP!DF21,IF($J$4=data!$CC$9,SW!DF21,)))))))","v":0}]
["1358015",null,null,1,35,80,15,16.5,0,26,30,42.4,{"v":940.8000000000001,"d":"941"},{"v":1395.33740436932,"d":"1395"},{"v":1496.2563490716184,"d":"1496"},{"v":2007.56,"d":"2008"},1.5,1.08,1.08,1.08,941,1395,1496,2008,81,120,129,173,{"v":0.03491948110137858,"d":"0.03"},{"v":0.0754619408365597,"d":"0.08"},{"v":0.08697073187627373,"d":"0.09"},{"v":0.1547867774406054,"d":"0.15"},0.0002083,1.724,2,0.000461829,{"v":190.4691577304631,"d":"190"},{"v":204.24499885412456,"d":"204"},{"v":274.04,"d":"274"},1.01,1.01,1.01,190,204,274,82,88,118,{"v":0.035768909532348576,"d":"0.04"},{"v":0.041076258231928696,"d":"0.04"},{"v":0.07301376057828349,"d":"0.07"},0.8,6,6.7,9,null,1176,null,{"v":0.8,"d":"80%"},null,null,0,11.8,13.7,21.85,null,1,1,1,190,204,274,null,0,0,0,1,{"$nulls":32},"****",{"$f":"IF($J$4=data!$CC$3,NL!DF22,IF($J$4=data!$CC$4,EN!DF22,IF($J$4=data!$CC$5,FR!DF22,IF($J$4=data!$CC$6,DE!DF22,IF($J$4=data!$CC$7,NR!DF22,IF($J$4=data!$CC$8,SP!DF22,IF($J$4=data!$CC$9,SW!DF22,)))))))","v":0}]
["1508015",null,null,1,50,80,15,16.5,0,26,30,42.4,{"v":1109.6000000000001,"d":"1110"},{"v":1395.33740436932,"d":"1395"},{"v":1496.2563490716184,"d":"1496"},{"v":2007.56,"d":"2008"},1.5,1.08,1.08,1.08,1110,1395,1496,2008,95,120,129,173,{"v":0.04772418883454872,"d":"0.05"},{"v":0.0754619408365597,"d":"0.08"},{"v":0.08697073187627373,"d":"0.09"},{"v":0.1547867774406054,"d":"0.15"},0.0002083,1.724,2,0.000461829,{"v":190.4691577304631,"d":"190"},{"v":204.24499885412456,"d":"204"},{"v":274.04,"d":"274"},1.01,1.01,1.01,190,204,274,82,88,118,{"v":0.035768909532348576,"d":"0.04"},{"v":0.041076258231928696,"d":"0.04"},{"v":0.07301376057828349,"d":"0.07"},0.8,6,6.7,9,null,1387,null,{"v":0.8,"d":"80%"},null,null,0,11.8,13.7,21.85,null,1,1,1,190,204,274,null,0,0,0,1,{"$nulls":14},"Type,ww","L/cm"]
["1658015",null,null,1,65,80,15,16.5,0,26,30,42.4,{"$f":"IF($N92-($BE92*$BG92)>100,$BE92*$BG92,$N92-95)","v":{"v":1230.4,"d":"1230"}},{"v":1395.33740436932,"d":"1395"},{"v":1496.2563490716184,"d":"1496"},{"v":2007.56,"d":"2008"},1.5,1.08,1.08,1.08,{"$f":"ROUND(M92*POWER(CF_heat,Q92),0)","v":1230},{"$f":"ROUND(N92*POWER(CF_heat,R92),0)","v":1395},{"$f":"ROUND(O92*POWER(CF_heat,S92),0)","v":1496},{"$f":"ROUND(P92*POWER(CF_heat,T92),0)","v":2008},106,120,129,173,{"v":0.05916090180918762,"d":"0.06"},{"v":0.0754619408365597,"d":"0.08"},{"v":0.08697073187627373,"d":"0.09"},{"v":0.1547867774406054,"d":"0.15"},{"$f":"IF($G92=$CO$103,CP$103,IF($G92=$CO$104,CP$104,IF($G92=$CO$105,CP$105,IF($G92=$CO$107,CP$107,IF($G92=$CO$108,CP$108,IF($G92=$CO$109,CP$109,IF($G92=$CO$111,CP$111,IF($G92=$CO$112,CP$112,IF($G92=$CO$113,CP$113,IF($G92=$CO$115,CP$115,IF($G92=$CO$116,CP$116,IF($G92=$CO$117,CP$117,IF($G92=$CO$119,CP$119,IF($G92=$CO$120,CP$120,))))))))))))))","v":0.0002083},{"$f":"IF($G92=$CO$103,CQ$103,IF($G92=$CO$104,CQ$104,IF($G92=$CO$105,CQ$105,IF($G92=$CO$107,CQ$107,IF($G92=$CO$108,CQ$108,IF($G92=$CO$109,CQ$109,IF($G92=$CO$111,CQ$111,IF($G92=$CO$112,CQ$112,IF($G92=$CO$113,CQ$113,IF($G92=$CO$115,CQ$115,IF($G92=$CO$116,CQ$116,IF($G92=$CO$117,CQ$117,IF($G92=$CO$119,CQ$119,IF($G92=$CO$120,CQ$120,))))))))))))))","v":1.724},{"$f":"IF($G92=$CO$103,CR$103,IF($G92=$CO$104,CR$104,IF($G92=$CO$105,CR$105,IF($G92=$CO$107,CR$107,IF($G92=$CO$108,CR$108,IF($G92=$CO$109,CR$109,IF($G92=$CO$111,CR$111,IF($G92=$CO$112,CR$112,IF($G92=$CO$113,CR$113,IF($G92=$CO$115,CR$115,IF($G92=$CO$116,CR$116,IF($G92=$CO$117,CR$117,IF($G92=$CO$119,CR$119,IF($G92=$CO$120,CR$120,))))))))))))))","v":2},{"$f":"IF($G92=$CO$103,CS$103,IF($G92=$CO$104,CS$104,IF($G92=$CO$105,CS$105,IF($G92=$CO$107,CS$107,IF($G92=$CO$108,CS$108,IF($G92=$CO$109,CS$109,IF($G92=$CO$111,CS$111,IF($G92=$CO$112,CS$112,IF($G92=$CO$113,CS$113,IF($G92=$CO$115,CS$115,IF($G92=$CO$116,CS$116,IF($G92=$CO$117,CS$117,IF($G92=$CO$119,CS$119,IF($G92=$CO$120,CS$120,))))))))))))))","v":0.000461829},{"v":190.4691577304631,"d":"190"},{"v":204.24499885412456,"d":"204"},{"v":274.04,"d":"274"},1.01,1.01,1.01,{"$f":"ROUND(AK92*POWER(CF_cool,AN92),0)","v":190},{"$f":"ROUND(AL92*POWER(CF_cool,AO92),0)","v":204},{"$f":"ROUND(AM92*POWER(CF_cool,AP92),0)","v":274},82,88,118,{"v":0.035768909532348576,"d":"0.04"},{"v":0.041076258231928696,"d":"0.04"},{"v":0.07301376057828349,"d":"0.07"},{"$f":"ROUND(IF(G92=10,$CO$92*F92,IF(G92=11,$CO$93*F92,IF(G92=15,$CO$94*F92,IF(G92=16,$CO$95*F92,IF(G92=20,$CO$96*F92,IF(G92=21,$CO$97*F92,)))))),1)","v":0.8},6,6.7,9,null,1538,null,{"$f":"IF(G92=10,0.9,IF(G92=11,0.68,IF(G92=15,0.8,IF(G92=16,0.68,IF(G92=20,0.8,IF(G92=21,0.8))))))","v":{"v":0.8,"d":"80%"}},null,null,0,11.8,13.7,21.85,null,1,1,1,{"$f":"AQ92/BO92","v":190},204,274,null,{"$f":"BR92-AQ92","v":0},{"$f":"BS92-AR92","v":0},{"$f":"BT92-AS92","v":0},1,{"$nulls":14},10,{"$f":"0.4/60","v":{"v":0.006666666666666667,"d":"0.0067"}}]
[{"$f":"CONCATENATE(D93,E93,F93,G93)","v":"1958015"},null,null,1,95,80,15,16.5,0,26,30,42.4,{"v":1300.33740436932,"d":"1300"},{"v":1395.33740436932,"d":"1395"},{"v":1496.2563490716184,"d":"1496"},{"v":2007.56,"d":"2008"},1.5,{"$f":"IF($G93=10,1.08,IF($G93=11,1.1,IF($G93=15,1.08,IF($G93=16,1.1,IF($G93=20,1.08,IF($G93=21,1.05))))))","v":1.08},1.08,1.08,1300,1395,1496,2008,112,120,129,173,{"$f":"(($AG93*(Y93^$AH93)*((($F93-14.4)*$AI93)/100))+($AJ93*(Y93^2)))*0.0098","v":{"v":0.06590803541187258,"d":"0.07"}},{"$f":"(($AG93*(Z93^$AH93)*((($F93-14.4)*$AI93)/100))+($AJ93*(Z93^2)))*0.0098","v":{"v":0.0754619408365597,"d":"0.08"}},{"$f":"(($AG93*(AA93^$AH93)*((($F93-14.4)*$AI93)/100))+($AJ93*(AA93^2)))*0.0098","v":{"v":0.08697073187627373,"d":"0.09"}},{"$f":"(($AG93*(AB93^$AH93)*((($F93-14.4)*$AI93)/100))+($AJ93*(AB93^2)))*0.0098","v":{"v":0.1547867774406054,"d":"0.15"}},0.0002083,1.724,2,0.000461829,{"v":190.4691577304631,"d":"190"},{"v":204.24499885412456,"d":"204"},{"v":274.04,"d":"274"},1.01,1.01,1.01,190,204,274,82,88,118,{"$f":"(($AG93*(AT93^$AH93)*((($F93-14.4)*$AI93)/100))+($AJ93*(AT93^2)))*0.0098","v":{"v":0.035768909532348576,"d":"0.04"}},{"$f":"(($AG93*(AU93^$AH93)*((($F93-14.4)*$AI93)/100))+($AJ93*(AU93^2)))*0.0098","v":{"v":0.041076258231928696,"d":"0.04"}},{"$f":"(($AG93*(AV93^$AH93)*((($F93-14.4)*$AI93)/100))+($AJ93*(AV93^2)))*0.0098","v":{"v":0.07301376057828349,"d":"0.07"}},0.8,6,6.7,9,null,1717,null,{"v":0.8,"d":"80%"},null,null,0,11.8,13.7,21.85,null,1,1,1,190,{"$f":"AR93/BP93","v":204},{"$f":"AS93/BQ93","v":274},null,0,0,0,{"$f":"IF(SUM(BV93:BX93)=0,1,0)","v":1},{"$nulls":14},11,{"$f":"CO92*2","v":{"v":0.013333333333333334,"d":"0.0133"}}]
["1358016",null,null,1,35,80,16,16.5,0,26,30,42.4,{"v":866.32,"d":"866"},{"v":2040.4331716148024,"d":"2040"},{"v":2188.0092071816284,"d":"2188"},{"v":2935.7,"d":"2936"},1.5,1.1,1.1,1.1,866,2040,2188,2936,74,175,188,252,{"v":0.08368611869078287,"d":"0.08"},{"v":0.4574474388725192,"d":"0.46"},{"v":0.5270441899399481,"d":"0.53"},{"v":0.9407339766638919,"d":"0.94"},0.0002083,1.724,4,1.392796E-3,312,335,450,0.95,0.95,0.95,312,335,450,134,144,194,{"v":0.2699776637468608,"d":"0.27"},{"v":0.31121106327333475,"d":"0.31"},{"v":0.5608119342375016,"d":"0.56"},1.6,6,6.7,9,null,1274,null,{"v":0.68,"d":"68%"},null,null,0,11.8,13.7,21.85,null,{"$f":"IF((237.3*LN(($AQ$1*EXP(17.27*($AM$3/($AM$3+237.3))))))/(17.27-LN(($AQ$1*EXP(17.27*($AM$3/($AM$3+237.3))))))<(($AM$1+$AM$2)/2),1,IF(1/(1+((2258*((0.622/((101325/(1*611*EXP(17.27*((($AM$1+$AM$2)/2)/((($AM$1+$AM$2)/2)+237.3))))))-1)*1000-(0.622/((101325/($AQ$1*611*EXP(17.27*($AM$3/($AM$3+237.3))))))-1)*1000))/(1005*((($AM$1+$AM$2)/2)-$AM$3))))>1,1,1/(1+((2258*((0.622/((101325/(1*611*EXP(17.27*((($AM$1+$AM$2)/2)/((($AM$1+$AM$2)/2)+237.3))))))-1)*1000-(0.622/((101325/($AQ$1*611*EXP(17.27*($AM$3/($AM$3+237.3))))))-1)*1000))/(1005*((($AM$1+$AM$2)/2)-$AM$3))))))","v":1},1,1,312,335,450,null,0,0,0,1,{"$nulls":14},15,{"$f":"CO92*1.5","v":{"v":0.01,"d":"0.0100"}}]
["1508016",null,null,1,50,80,16,16.5,0,26,30,42.4,{"v":1032.24,"d":"1032"},{"v":2040.4331716148024,"d":"2040"},{"v":2188.0092071816284,"d":"2188"},{"v":2935.7,"d":"2936"},1.5,1.1,1.1,1.1,1032,2040,2188,2936,89,175,188,252,{"v":0.1204090451473749,"d":"0.12"},{"v":0.4574474388725192,"d":"0.46"},{"v":0.5270441899399481,"d":"0.53"},{"v":0.9407339766638919,"d":"0.94"},0.0002083,1.724,4,1.392796E-3,312,335,450,0.95,0.95,0.95,312,335,450,134,144,194,{"v":0.2699776637468608,"d":"0.27"},{"v":0.31121106327333475,"d":"0.31"},{"v":0.5608119342375016,"d":"0.56"},1.6,6,6.7,9,null,1518,null,{"v":0.68,"d":"68%"},null,null,0,11.8,13.7,21.85,null,1,1,1,312,335,450,null,0,0,0,1,{"$nulls":14},16,{"$f":"CO94*2","v":0.02}]
["1658016",null,null,1,65,80,16,16.5,0,26,30,42.4,{"v":1181.8400000000001,"d":"1182"},{"v":2040.4331716148024,"d":"2040"},{"v":2188.0092071816284,"d":"2188"},{"v":2935.7,"d":"2936"},1.5,1.1,1.1,1.1,1182,2040,2188,2936,102,175,188,252,{"v":0.15755748797224914,"d":"0.16"},{"v":0.4574474388725192,"d":"0.46"},{"v":0.5270441899399481,"d":"0.53"},{"v":0.9407339766638919,"d":"0.94"},0.0002083,1.724,4,1.392796E-3,{"$f":"AK95*(1-(($E96-50)*0.005))","v":{"v":288.6,"d":"289"}},{"$f":"AL95*(1-(($E96-50)*0.005))","v":{"v":309.875,"d":"310"}},{"$f":"AM95*(1-(($E96-50)*0.005))","v":{"v":416.25,"d":"416"}},0.95,0.95,0.95,289,310,416,124,133,179,{"v":0.2316471838419854,"d":"0.23"},{"v":0.26601392538714985,"d":"0.27"},{"v":0.4783417675486094,"d":"0.48"},1.6,6,6.7,9,null,1738,null,{"v":0.68,"d":"68%"},null,null,0,11.8,13.7,21.85,null,1,1,1,289,310,416,null,0,0,0,1,{"$nulls":14},20,{"$f":"CO92*2","v":{"v":0.013333333333333334,"d":"0.0133"}}]
["1958016",null,null,1,95,80,16,16.5,0,26,30,42.4,{"v":1456.5600000000002,"d":"1457"},{"v":2040.4331716148024,"d":"2040"},{"v":2188.0092071816284,"d":"2188"},{"v":2935.7,"d":"2936"},1.5,1.1,1.1,1.1,1457,2040,2188,2936,125,175,188,252,{"v":0.23534949655891071,"d":"0.24"},{"v":0.4574474388725192,"d":"0.46"},{"v":0.5270441899399481,"d":"0.53"},{"v":0.9407339766638919,"d":"0.94"},0.0002083,1.724,4,1.392796E-3,{"$f":"AK95*(1-(($E97-50)*0.005))","v":{"v":241.8,"d":"242"}},{"$f":"AL95*(1-(($E97-50)*0.005))","v":{"v":259.625,"d":"260"}},{"$f":"AM95*(1-(($E97-50)*0.005))","v":{"v":348.75,"d":"349"}},0.95,0.95,0.95,242,260,349,104,112,150,{"v":0.16371038659618098,"d":"0.16"},{"v":0.18948776812934515,"d":"0.19"},{"v":0.33734307444043155,"d":"0.34"},1.6,6,6.7,9,null,2142,null,{"v":0.68,"d":"68%"},null,null,0,11.8,13.7,21.85,null,1,1,1,242,260,349,null,0,0,0,1,{"$nulls":14},21,{"$f":"CO96*2","v":0.02666666666666667}]
["1358020",null,null,1,35,80,20,21.5,0,26,30,42.4,{"v":1318.4,"d":"1318"},{"v":1942.5718983039128,"d":"1943"},{"v":2086.4239348515057,"d":"2086"},{"v":2518.44,"d":"2518"},1.5,1.08,1.08,1.08,1318,1943,2086,2518,113,167,179,217,{"v":0.05275375529478302,"d":"0.05"},{"v":0.11395554008077592,"d":"0.11"},{"v":0.1306787233750386,"d":"0.13"},{"v":0.19110006829963533,"d":"0.19"},0.0001276,1.7219,2,3.76611E-4,{"v":240.0716624688735,"d":"240"},{"v":257.8495360156218,"d":"258"},{"v":311.24,"d":"311"},0.95,0.95,0.95,240,258,311,103,111,134,{"v":0.0439519634412318,"d":"0.04"},{"v":0.05092991835624913,"d":"0.05"},{"v":0.07381701321036345,"d":"0.07"},1.1,6,6.7,9,null,1648,null,{"v":0.8,"d":"80%"},null,null,0,11.8,13.7,21.85,null,1,1,1,240,258,311,null,0,0,0,1]
["1508020",null,null,1,50,80,20,21.5,0,26,30,42.4,1552,{"v":1942.5718983039128,"d":"1943"},{"v":2086.4239348515057,"d":"2086"},{"v":2518.44,"d":"2518"},1.5,1.08,1.08,1.08,1552,1943,2086,2518,133,167,179,217,{"v":0.07273487804247988,"d":"0.07"},{"v":0.11395554008077592,"d":"0.11"},{"v":0.1306787233750386,"d":"0.13"},{"v":0.19110006829963533,"d":"0.19"},0.0001276,1.7219,2,3.76611E-4,{"v":240.0716624688735,"d":"240"},{"v":257.8495360156218,"d":"258"},{"v":311.24,"d":"311"},0.95,0.95,0.95,240,258,311,103,111,134,{"v":0.0439519634412318,"d":"0.04"},{"v":0.05092991835624913,"d":"0.05"},{"v":0.07381701321036345,"d":"0.07"},1.1,6,6.7,9,null,1940,null,{"v":0.8,"d":"80%"},null,null,0,11.8,13.7,21.85,null,1,1,1,240,258,311,null,0,0,0,1]
["1658020",null,null,1,65,80,20,21.5,0,26,30,42.4,{"v":1718.4,"d":"1718"},{"v":1942.5718983039128,"d":"1943"},{"v":2086.4239348515057,"d":"2086"},{"v":2518.44,"d":"2518"},1.5,1.08,1.08,1.08,1718,1943,2086,2518,148,167,179,217,{"v":0.08979633856870778,"d":"0.09"},{"v":0.11395554008077592,"d":"0.11"},{"v":0.1306787233750386,"d":"0.13"},{"v":0.19110006829963533,"d":"0.19"},0.0001276,1.7219,2,3.76611E-4,{"v":240.0716624688735,"d":"240"},{"v":257.8495360156218,"d":"258"},{"v":311.24,"d":"311"},0.95,0.95,0.95,240,258,311,103,111,134,{"v":0.0439519634412318,"d":"0.04"},{"v":0.05092991835624913,"d":"0.05"},{"v":0.07381701321036345,"d":"0.07"},1.1,6,6.7,9,null,2148,null,{"v":0.8,"d":"80%"},null,null,0,11.8,13.7,21.85,null,1,1,1,240,258,311,null,0,0,0,1,{"$nulls":14},"Niveaus","Type","k1","n","t","k2"]
["1958020",null,null,1,95,80,20,21.5,0,26,30,42.4,{"v":1847.5718983039128,"d":"1848"},{"v":1942.5718983039128,"d":"1943"},{"v":2086.4239348515057,"d":"2086"},{"v":2518.44,"d":"2518"},1.5,1.08,1.08,1.08,1848,1943,2086,2518,159,167,179,217,{"v":0.10343649960648692,"d":"0.10"},{"v":0.11395554008077592,"d":"0.11"},{"v":0.1306787233750386,"d":"0.13"},{"v":0.19110006829963533,"d":"0.19"},0.0001276,1.7219,2,3.76611E-4,{"v":240.0716624688735,"d":"240"},{"v":257.8495360156218,"d":"258"},{"v":311.24,"d":"311"},0.95,0.95,0.95,240,258,311,103,111,134,{"v":0.0439519634412318,"d":"0.04"},{"v":0.05092991835624913,"d":"0.05"},{"v":0.07381701321036345,"d":"0.07"},1.1,6,6.7,9,null,2394,null,{"v":0.8,"d":"80%"},null,null,0,11.8,13.7,21.85,null,1,1,1,240,258,311,null,0,0,0,1]
["1358021",null,null,1,35,80,21,21.5,0,26,30,42.4,{"v":1352.8000000000002,"d":"1353"},{"v":2627.7848955664344,"d":"2628"},{"v":2817.8416357747774,"d":"2818"},{"v":3780.76,"d":"3781"},1.5,1.05,1.05,1.05,1353,2628,2818,3781,116,226,242,325,{"v":0.07957854133023104,"d":"0.08"},{"v":0.29449823797779945,"d":"0.29"},{"v":0.3368712257217761,"d":"0.34"},{"v":0.6016452248134326,"d":"0.60"},0.0001276,1.7219,4,0.000514201,{"v":340.86222571220884,"d":"341"},{"v":365.515371252517,"d":"366"},{"v":490.42,"d":"490"},0.85,0.85,0.85,341,366,490,147,157,211,{"v":0.12659023968056798,"d":"0.13"},{"v":0.14403307699408213,"d":"0.14"},{"v":0.25732674402542394,"d":"0.26"},2.1,6,6.7,9,null,1691,null,{"v":0.8,"d":"80%"},null,null,0,11.8,13.7,21.85,null,1,1,1,341,366,490,null,0,0,0,1,{"$nulls":14},"1 row"]
["1508021",null,null,1,50,80,21,21.5,0,26,30,42.4,{"v":1652.8000000000002,"d":"1653"},{"v":2627.7848955664344,"d":"2628"},{"v":2817.8416357747774,"d":"2818"},{"v":3780.76,"d":"3781"},1.5,1.05,1.05,1.05,1653,2628,2818,3781,142,226,242,325,{"v":0.11828482132104842,"d":"0.12"},{"v":0.29449823797779945,"d":"0.29"},{"v":0.3368712257217761,"d":"0.34"},{"v":0.6016452248134326,"d":"0.60"},0.0001276,1.7219,4,0.000514201,{"v":340.86222571220884,"d":"341"},{"v":365.515371252517,"d":"366"},{"v":490.42,"d":"490"},0.85,0.85,0.85,341,366,490,147,157,211,{"v":0.12659023968056798,"d":"0.13"},{"v":0.14403307699408213,"d":"0.14"},{"v":0.25732674402542394,"d":"0.26"},2.1,6,6.7,9,null,2066,null,{"v":0.8,"d":"80%"},null,null,0,11.8,13.7,21.85,null,1,1,1,341,366,490,null,0,0,0,1,{"$nulls":14},1,4,1.3823338826853E-3,1.723172227894,1,0.00033290816326531]
["1658021",null,null,1,65,80,21,21.5,0,26,30,42.4,{"v":1939.2,"d":"1939"},{"v":2627.7848955664344,"d":"2628"},{"v":2817.8416357747774,"d":"2818"},{"v":3780.76,"d":"3781"},1.5,1.05,1.05,1.05,1939,2628,2818,3781,167,226,242,325,{"v":0.16258372480535185,"d":"0.16"},{"v":0.29449823797779945,"d":"0.29"},{"v":0.3368712257217761,"d":"0.34"},{"v":0.6016452248134326,"d":"0.60"},0.0001276,1.7219,4,0.000514201,{"$f":"AK103*(1-(($E104-50)*0.005))","v":{"v":315.2975587837932,"d":"315"}},{"$f":"AL103*(1-(($E104-50)*0.005))","v":{"v":338.1017184085783,"d":"338"}},{"$f":"AM103*(1-(($E104-50)*0.005))","v":{"v":453.6385,"d":"454"}},0.85,0.85,0.85,315,338,454,135,145,195,{"v":0.1071237588710041,"d":"0.11"},{"v":0.12323476934005491,"d":"0.12"},{"v":0.22040506229603998,"d":"0.22"},2.1,6,6.7,9,null,2424,null,{"v":0.8,"d":"80%"},null,null,0,11.8,13.7,21.85,null,1,1,1,315,338,454,null,0,0,0,1,{"$nulls":14},2,5,0.000937,1.789,2,4.46E-4]
["1958021",null,null,1,95,80,21,21.5,0,26,30,42.4,{"v":2508.8,"d":"2509"},{"v":2627.7848955664344,"d":"2628"},{"v":2817.8416357747774,"d":"2818"},{"v":3780.76,"d":"3781"},1.5,1.05,1.05,1.05,2509,2628,2818,3781,216,226,242,325,{"v":0.26944246216529844,"d":"0.27"},{"v":0.29449823797779945,"d":"0.29"},{"v":0.3368712257217761,"d":"0.34"},{"v":0.6016452248134326,"d":"0.60"},0.0001276,1.7219,4,0.000514201,{"$f":"AK103*(1-(($E105-50)*0.005))","v":{"v":264.16822492696184,"d":"264"}},{"$f":"AL103*(1-(($E105-50)*0.005))","v":{"v":283.2744127207007,"d":"283"}},{"$f":"AM103*(1-(($E105-50)*0.005))","v":{"v":380.07550000000003,"d":"380"}},0.85,0.85,0.85,264,283,380,114,122,163,{"v":0.07691323090609616,"d":"0.08"},{"v":0.0878423691303216,"d":"0.09"},{"v":0.1550306404519149,"d":"0.16"},2.1,6,6.7,9,null,3136,null,{"v":0.8,"d":"80%"},null,null,0,11.8,13.7,21.85,null,1,1,1,264,283,380,null,0,0,0,1,{"$nulls":14},4,6,0.000937,1.789,4,1.39E-3]
["1359010",null,null,1,35,90,10,11.5,0,26,30,42.4,{"v":727.2,"d":"727"},{"v":1395.6272192501513,"d":"1396"},{"v":1501.3000140389001,"d":"1501"},{"v":1828.08,"d":"1828"},1.5,1.08,1.08,1.08,727,1396,1501,1828,{"$f":"ROUND(U106*3600/(4186*ABS($O$1-$O$2)),0)","v":63},{"$f":"ROUND(V106*3600/(4186*ABS($O$1-$O$2)),0)","v":120},{"$f":"ROUND(W106*3600/(4186*ABS($O$1-$O$2)),0)","v":129},{"$f":"ROUND(X106*3600/(4186*ABS($O$1-$O$2)),0)","v":157},{"v":0.022061517200412373,"d":"0.02"},{"v":0.07560878121067112,"d":"0.08"},{"v":0.08685321114716028,"d":"0.09"},{"v":0.12662134598395483,"d":"0.13"},3.969E-4,1.7346,2,0.000367347,{"v":193.48593193227777,"d":"193"},{"v":208.1361185276459,"d":"208"},{"v":253.44,"d":"253"},0.98,0.98,0.98,193,208,253,{"$f":"ROUND(AQ106*3600/(4186*ABS($AM$1-$AM$2)),0)","v":83},{"$f":"ROUND(AR106*3600/(4186*ABS($AM$1-$AM$2)),0)","v":89},{"$f":"ROUND(AS106*3600/(4186*ABS($AM$1-$AM$2)),0)","v":109},{"v":0.03734023921264072,"d":"0.04"},{"v":0.04266933360054228,"d":"0.04"},{"v":0.06288933684631558,"d":"0.06"},0.6,6.7,7.4,10.3,null,808,null,{"v":0.9,"d":"90%"},null,null,0,12.5,14.7,21.85,null,1,1,1,193,208,253,null,0,0,0,1,{"$nulls":14},"2 rows"]
["1509010",null,null,1,50,90,10,11.5,0,26,30,42.4,{"v":871.2,"d":"871"},{"v":1395.6272192501513,"d":"1396"},{"v":1501.3000140389001,"d":"1501"},{"v":1828.08,"d":"1828"},1.5,1.08,1.08,1.08,871,1396,1501,1828,75,120,129,157,{"v":0.03076817452351662,"d":"0.03"},{"v":0.07560878121067112,"d":"0.08"},{"v":0.08685321114716028,"d":"0.09"},{"v":0.12662134598395483,"d":"0.13"},3.969E-4,1.7346,2,0.000367347,{"v":193.48593193227777,"d":"193"},{"v":208.1361185276459,"d":"208"},{"v":253.44,"d":"253"},0.98,0.98,0.98,193,208,253,83,89,109,{"v":0.03734023921264072,"d":"0.04"},{"v":0.04266933360054228,"d":"0.04"},{"v":0.06288933684631558,"d":"0.06"},0.6,6.7,7.4,10.3,null,968,null,{"v":0.9,"d":"90%"},null,null,0,12.5,14.7,21.85,null,1,1,1,193,208,253,null,0,0,0,1,{"$nulls":14},1,9,0.00080534470601597,1.813864715518,2,0.00039795050474944]
["1659010",null,null,1,65,90,10,11.5,0,26,30,42.4,981,{"v":1395.6272192501513,"d":"1396"},{"v":1501.3000140389001,"d":"1501"},{"v":1828.08,"d":"1828"},1.5,1.08,1.08,1.08,981,1396,1501,1828,84,120,129,157,{"v":0.03820466525371635,"d":"0.04"},{"v":0.07560878121067112,"d":"0.08"},{"v":0.08685321114716028,"d":"0.09"},{"v":0.12662134598395483,"d":"0.13"},3.969E-4,1.7346,2,0.000367347,{"v":193.48593193227777,"d":"193"},{"v":208.1361185276459,"d":"208"},{"v":253.44,"d":"253"},{"$f":"IF($G108=10,0.98,IF($G108=11,0.95,IF($G108=15,1.01,IF($G108=16,0.95,IF($G108=20,0.95,IF($G108=21,0.85))))))","v":0.98},0.98,0.98,193,208,253,83,89,109,{"v":0.03734023921264072,"d":"0.04"},{"v":0.04266933360054228,"d":"0.04"},{"v":0.06288933684631558,"d":"0.06"},0.6,6.7,7.4,10.3,null,1090,null,{"v":0.9,"d":"90%"},null,null,0,12.5,14.7,21.85,null,1,1,1,193,208,253,null,0,0,0,1,{"$nulls":14},2,10,3.969E-4,1.7346,2,0.000367347]
["1959010",null,null,1,95,90,10,11.5,0,26,30,42.4,{"v":1128.6000000000001,"d":"1129"},{"v":1395.62721925015,"d":"1396"},{"v":1501.3000140389,"d":"1501"},{"v":1828.08,"d":"1828"},1.5,1.08,1.08,1.08,1129,1396,1501,1828,97,120,129,157,{"v":0.05030526794354062,"d":"0.05"},{"v":0.07560878121067112,"d":"0.08"},{"v":0.08685321114716028,"d":"0.09"},{"v":0.12662134598395483,"d":"0.13"},3.969E-4,1.7346,2,0.000367347,{"v":193.48593193227777,"d":"193"},{"v":208.1361185276459,"d":"208"},{"v":253.44,"d":"253"},0.98,0.98,0.98,193,208,253,83,89,109,{"v":0.03734023921264072,"d":"0.04"},{"v":0.04266933360054228,"d":"0.04"},{"v":0.06288933684631558,"d":"0.06"},0.6,6.7,7.4,10.3,null,1254,null,{"v":0.9,"d":"90%"},null,null,0,12.5,14.7,21.85,null,1,1,1,193,208,253,null,0,0,0,1,{"$nulls":14},4,11,3.969E-4,1.7346,4,0.000574288]
["1359011",null,null,1,35,90,11,11.5,0,26,30,42.4,{"v":731.6800000000001,"d":"732"},{"v":1893.633623598571,"d":"1894"},{"v":2037.0140009310799,"d":"2037"},{"v":2480.4,"d":"2480"},1.5,1.1,1.1,1.1,732,1894,2037,2480,63,163,175,213,{"v":0.03788385054362474,"d":"0.04"},{"v":0.23039387696616745,"d":"0.23"},{"v":0.26382483336744583,"d":"0.26"},{"v":0.38395411039699373,"d":"0.38"},3.969E-4,1.7346,4,0.000574288,{"v":317.1630191048985,"d":"317"},{"v":341.1776715637832,"d":"341"},{"v":415.44,"d":"415"},0.95,0.95,0.95,317,341,415,136,147,178,{"v":0.16316026903161293,"d":"0.16"},{"v":0.18921140887221088,"d":"0.19"},{"v":0.2725218612263355,"d":"0.27"},1.2,6.7,7.4,10.3,null,1076,null,{"v":0.68,"d":"68%"},null,null,0,12.5,14.7,21.85,null,1,1,1,317,341,415,null,0,0,0,1,{"$nulls":14},"3 rows"]
["1509011",null,null,1,50,90,11,11.5,0,26,30,42.4,{"v":847.96,"d":"848"},{"v":1893.633623598571,"d":"1894"},{"v":2037.0140009310799,"d":"2037"},{"v":2480.4,"d":"2480"},1.5,1.1,1.1,1.1,848,1894,2037,2480,73,163,175,213,{"v":0.05006457006293298,"d":"0.05"},{"v":0.23039387696616745,"d":"0.23"},{"v":0.26382483336744583,"d":"0.26"},{"v":0.38395411039699373,"d":"0.38"},3.969E-4,1.7346,4,0.000574288,{"v":317.1630191048985,"d":"317"},{"v":341.1776715637832,"d":"341"},{"v":415.44,"d":"415"},0.95,0.95,0.95,317,341,415,136,147,178,{"v":0.16316026903161293,"d":"0.16"},{"v":0.18921140887221088,"d":"0.19"},{"v":0.2725218612263355,"d":"0.27"},1.2,6.7,7.4,10.3,null,1247,null,{"v":0.68,"d":"68%"},null,null,0,12.5,14.7,21.85,null,1,1,1,317,341,415,null,0,0,0,1,{"$nulls":14},1,14,0.00255823982887,1.4942747715062,3,0.00056161694684148]
["1659011",null,null,1,65,90,11,11.5,0,26,30,42.4,{"v":944.5200000000001,"d":"945"},{"v":1893.633623598571,"d":"1894"},{"v":2037.0140009310799,"d":"2037"},{"v":2480.4,"d":"2480"},1.5,1.1,1.1,1.1,945,1894,2037,2480,81,163,175,213,{"v":0.0609661530944433,"d":"0.06"},{"v":0.23039387696616745,"d":"0.23"},{"v":0.26382483336744583,"d":"0.26"},{"v":0.38395411039699373,"d":"0.38"},3.969E-4,1.7346,4,0.000574288,{"$f":"AK111*(1-(($E112-50)*0.005))","v":{"v":293.37579267203114,"d":"293"}},{"$f":"AL111*(1-(($E112-50)*0.005))","v":{"v":315.58934619649943,"d":"316"}},{"$f":"AM111*(1-(($E112-50)*0.005))","v":{"v":384.28200000000004,"d":"384"}},0.95,0.95,0.95,293,316,384,126,136,165,{"v":0.14108634794348476,"d":"0.14"},{"v":0.16316026903161293,"d":"0.16"},{"v":0.23581464895791238,"d":"0.24"},1.2,6.7,7.4,10.3,null,1389,null,{"v":0.68,"d":"68%"},null,null,0,12.5,14.7,21.85,null,1,1,1,293,316,384,null,0,0,0,1,{"$nulls":14},2,15,0.0002083,1.724,2,0.000461829]
["1959011",null,null,1,95,90,11,11.5,0,26,30,42.4,{"v":1098.88,"d":"1099"},{"v":1893.633623598571,"d":"1894"},{"v":2037.0140009310799,"d":"2037"},{"v":2480.4,"d":"2480"},1.5,1.1,1.1,1.1,1099,1894,2037,2480,95,163,175,213,{"v":0.08249210399909661,"d":"0.08"},{"v":0.23039387696616745,"d":"0.23"},{"v":0.26382483336744583,"d":"0.26"},{"v":0.38395411039699373,"d":"0.38"},3.969E-4,1.7346,4,0.000574288,{"$f":"AK111*(1-(($E113-50)*0.005))","v":{"v":245.80133980629637,"d":"246"}},{"$f":"AL111*(1-(($E113-50)*0.005))","v":{"v":264.41269546193195,"d":"264"}},{"$f":"AM111*(1-(($E113-50)*0.005))","v":{"v":321.966,"d":"322"}},0.95,0.95,0.95,246,264,322,106,114,138,{"v":0.10157049294564785,"d":"0.10"},{"v":0.11663245094015465,"d":"0.12"},{"v":0.1677592154689023,"d":"0.17"},1.2,6.7,7.4,10.3,null,1616,null,{"v":0.68,"d":"68%"},null,null,0,12.5,14.7,21.85,null,1,1,1,246,264,322,null,0,0,0,1,{"$nulls":14},4,16,0.0002083,1.724,4,1.392796E-3]
["1359015",null,null,1,35,90,15,16.5,0,26,30,43.3,{"v":1058.4,"d":"1058"},{"v":1597.9167676946356,"d":"1598"},{"v":1711.9130538160239,"d":"1712"},{"v":2331.36,"d":"2331"},1.5,1.08,1.08,1.08,1058,1598,1712,2331,91,137,147,200,{"v":0.04483878315410632,"d":"0.04"},{"v":0.09984662963434696,"d":"0.10"},{"v":0.11462442340612437,"d":"0.11"},{"v":0.20964202709641322,"d":"0.21"},0.0002083,1.724,2,0.000461829,{"v":218.12205414485143,"d":"218"},{"v":233.68300487544244,"d":"234"},{"v":318.24,"d":"318"},1.01,1.01,1.01,218,234,318,94,101,137,{"v":0.04777393228997936,"d":"0.05"},{"v":0.05497776159902216,"d":"0.05"},{"v":0.09984662963434696,"d":"0.10"},0.9,{"v":7,"d":"7.0"},7.7,10.7,null,1323,null,{"v":0.8,"d":"80%"},null,null,0,11.3,13.2,21.85,null,1,1,1,218,234,318,null,0,0,0,1,{"$nulls":14},"4 rows"]
["1509015",null,null,1,50,90,15,16.5,0,26,30,43.3,{"v":1248.8000000000002,"d":"1249"},{"v":1597.9167676946356,"d":"1598"},{"v":1711.9130538160239,"d":"1712"},{"v":2331.36,"d":"2331"},1.5,1.08,1.08,1.08,1249,1598,1712,2331,107,137,147,200,{"v":0.06154757343457923,"d":"0.06"},{"v":0.09984662963434696,"d":"0.10"},{"v":0.11462442340612437,"d":"0.11"},{"v":0.20964202709641322,"d":"0.21"},0.0002083,1.724,2,0.000461829,{"v":218.12205414485143,"d":"218"},{"v":233.68300487544244,"d":"234"},{"v":318.24,"d":"318"},1.01,1.01,1.01,218,234,318,94,101,137,{"v":0.04777393228997936,"d":"0.05"},{"v":0.05497776159902216,"d":"0.05"},{"v":0.09984662963434696,"d":"0.10"},0.9,{"v":7,"d":"7.0"},7.7,10.7,null,1561,null,{"v":0.8,"d":"80%"},null,null,0,11.3,13.2,21.85,null,1,1,1,218,234,318,null,0,0,0,1,{"$nulls":14},1,19,0.011616292894075,1.5869346821791,1,0.0016553227470232]
["1659015",null,null,1,65,90,15,16.5,0,26,30,43.3,1384,{"v":1597.9167676946356,"d":"1598"},{"v":1711.9130538160239,"d":"1712"},{"v":2331.36,"d":"2331"},1.5,1.08,1.08,1.08,1384,1598,1712,2331,119,137,147,200,{"v":0.07577880242862826,"d":"0.08"},{"v":0.09984662963434696,"d":"0.10"},{"v":0.11462442340612437,"d":"0.11"},{"v":0.20964202709641322,"d":"0.21"},0.0002083,1.724,2,0.000461829,{"v":218.12205414485143,"d":"218"},{"v":233.68300487544244,"d":"234"},{"v":318.24,"d":"318"},1.01,1.01,1.01,218,234,318,94,101,137,{"v":0.04777393228997936,"d":"0.05"},{"v":0.05497776159902216,"d":"0.05"},{"v":0.09984662963434696,"d":"0.10"},0.9,{"v":7,"d":"7.0"},7.7,10.7,null,1730,null,{"v":0.8,"d":"80%"},null,null,0,11.3,13.2,21.85,null,1,1,1,218,234,318,null,0,0,0,1,{"$nulls":14},2,20,0.0001276,1.7219,2,3.76611E-4]
["1959015",null,null,1,95,90,15,16.5,0,26,30,43.3,{"v":1502.9167676946356,"d":"1503"},{"v":1597.9167676946356,"d":"1598"},{"v":1711.9130538160239,"d":"1712"},{"v":2331.36,"d":"2331"},1.5,1.08,1.08,1.08,1503,1598,1712,2331,129,137,147,200,{"v":0.08874738237384597,"d":"0.09"},{"v":0.09984662963434696,"d":"0.10"},{"v":0.11462442340612437,"d":"0.11"},{"v":0.20964202709641322,"d":"0.21"},0.0002083,1.724,2,0.000461829,{"v":218.12205414485143,"d":"218"},{"v":233.68300487544244,"d":"234"},{"v":318.24,"d":"318"},1.01,1.01,1.01,218,234,318,94,101,137,{"v":0.04777393228997936,"d":"0.05"},{"v":0.05497776159902216,"d":"0.05"},{"v":0.09984662963434696,"d":"0.10"},0.9,{"v":7,"d":"7.0"},7.7,10.7,null,1931,null,{"v":0.8,"d":"80%"},null,null,0,11.3,13.2,21.85,null,1,1,1,218,234,318,null,0,0,0,1,{"$nulls":14},4,21,0.0001276,1.7219,4,0.000514201]
["1359016",null,null,1,35,90,16,16.5,0,26,30,43.3,{"v":975.1200000000001,"d":"975"},{"v":2336.669516687492,"d":"2337"},{"v":2503.3688418217644,"d":"2503"},{"v":3409.2,"d":"3409"},1.5,1.1,1.1,1.1,975,2337,2503,3409,84,201,215,293,{"v":0.10913213806574071,"d":"0.11"},{"v":0.6091536033262105,"d":"0.61"},{"v":0.6957504205886854,"d":"0.70"},{"v":1.2822911322288062,"d":"1.28"},0.0002083,1.724,4,1.392796E-3,{"v":357.77938745479025,"d":"358"},{"v":383.3035713454655,"d":"383"},522,0.95,0.95,0.95,358,383,522,154,165,224,{"v":0.36016635113087053,"d":"0.36"},{"v":0.4126668756670805,"d":"0.41"},{"v":0.7544267517546265,"d":"0.75"},1.8,{"v":7,"d":"7.0"},7.7,10.7,null,1434,null,{"v":0.68,"d":"68%"},null,null,0,11.3,13.2,21.85,null,1,1,1,358,383,522,null,0,0,0,1]
["1509016",null,null,1,50,90,16,16.5,0,26,30,43.3,{"v":1161.44,"d":"1161"},{"v":2336.669516687492,"d":"2337"},{"v":2503.3688418217644,"d":"2503"},{"v":3409.2,"d":"3409"},1.5,1.1,1.1,1.1,1161,2337,2503,3409,100,201,215,293,{"v":0.15381198396114895,"d":"0.15"},{"v":0.6091536033262105,"d":"0.61"},{"v":0.6957504205886854,"d":"0.70"},{"v":1.2822911322288062,"d":"1.28"},0.0002083,1.724,4,1.392796E-3,{"v":357.77938745479025,"d":"358"},{"v":383.3035713454655,"d":"383"},522,0.95,0.95,0.95,358,383,522,154,165,224,{"v":0.36016635113087053,"d":"0.36"},{"v":0.4126668756670805,"d":"0.41"},{"v":0.7544267517546265,"d":"0.75"},1.8,{"v":7,"d":"7.0"},7.7,10.7,null,1708,null,{"v":0.68,"d":"68%"},null,null,0,11.3,13.2,21.85,null,1,1,1,358,383,522,null,0,0,0,{"$f":"IF(SUM(BV119:BX119)=0,1,0)","v":1},{"$nulls":14},{"$f":"CN111","v":1},7,{"$f":"CP111","v":0.00255823982887},{"$f":"CQ111","v":1.4942747715062},{"$f":"CR111","v":3},{"$f":"CS111","v":0.00056161694684148}]
["1659016",null,null,1,65,90,16,16.5,0,26,30,43.3,{"v":1330.0800000000002,"d":"1330"},{"v":2336.669516687492,"d":"2337"},{"v":2503.3688418217644,"d":"2503"},{"v":3409.2,"d":"3409"},1.5,1.1,1.1,1.1,1330,2337,2503,3409,114,201,215,293,{"v":0.19909467727004923,"d":"0.20"},{"v":0.6091536033262105,"d":"0.61"},{"v":0.6957504205886854,"d":"0.70"},{"v":1.2822911322288062,"d":"1.28"},0.0002083,1.724,4,1.392796E-3,{"$f":"AK119*(1-(($E120-50)*0.005))","v":{"v":330.945933395681,"d":"331"}},{"$f":"AL119*(1-(($E120-50)*0.005))","v":{"v":354.5558034945556,"d":"355"}},{"$f":"AM119*(1-(($E120-50)*0.005))","v":{"v":482.85,"d":"483"}},0.95,0.95,0.95,331,355,483,142,153,208,{"v":0.3069252751383089,"d":"0.31"},{"v":0.3555688142082118,"d":"0.36"},{"v":0.65173992320045,"d":"0.65"},1.8,{"v":7,"d":"7.0"},7.7,10.7,null,1956,null,{"v":0.68,"d":"68%"},null,null,0,11.3,13.2,21.85,null,1,1,1,331,355,483,null,0,0,0,1,{"$nulls":14},{"$f":"CN105","v":4},8,{"$f":"CP105","v":0.000937},{"$f":"CQ105","v":1.789},{"$f":"CR105","v":4},{"$f":"CS105","v":1.39E-3}]
["1959016",null,null,1,95,90,16,16.5,0,26,30,43.3,{"v":1638.1200000000001,"d":"1638"},{"v":2336.669516687492,"d":"2337"},{"v":2503.3688418217644,"d":"2503"},{"v":3409.2,"d":"3409"},1.5,1.1,1.1,1.1,1638,2337,2503,3409,141,201,215,293,{"v":0.302678626742097,"d":"0.30"},{"v":0.6091536033262105,"d":"0.61"},{"v":0.6957504205886854,"d":"0.70"},{"v":1.2822911322288062,"d":"1.28"},0.0002083,1.724,4,1.392796E-3,{"$f":"AK119*(1-(($E121-50)*0.005))","v":{"v":277.27902527746244,"d":"277"}},{"$f":"AL119*(1-(($E121-50)*0.005))","v":{"v":297.0602677927358,"d":"297"}},{"$f":"AM119*(1-(($E121-50)*0.005))","v":{"v":404.55,"d":"405"}},0.95,0.95,0.95,277,297,405,119,128,174,{"v":0.2166635443936565,"d":"0.22"},{"v":0.2501367406929416,"d":"0.25"},{"v":0.4582483802461124,"d":"0.46"},1.8,{"v":7,"d":"7.0"},7.7,10.7,null,2409,null,{"v":0.68,"d":"68%"},null,null,0,11.3,13.2,21.85,null,1,1,1,277,297,405,null,0,0,0,1]
["1359020",null,null,1,35,90,20,21.5,0,26,30,43.3,{"v":1483.2,"d":"1483"},{"v":2232.7836804230465,"d":"2233"},{"v":2401.8435041457315,"d":"2402"},{"v":2924.64,"d":"2925"},1.5,1.08,1.08,1.08,1483,2233,2402,2925,128,192,207,252,{"v":0.0685057463009488,"d":"0.07"},{"v":0.15220989401469975,"d":"0.15"},{"v":0.17653301618879313,"d":"0.18"},{"v":0.26017862567755984,"d":"0.26"},0.0001276,1.7219,2,3.76611E-4,{"v":275.9373233806916,"d":"276"},{"v":296.8304872184041,"d":"297"},{"v":361.44,"d":"361"},0.95,0.95,0.95,276,297,361,119,128,155,{"v":0.05935306887959389,"d":"0.06"},{"v":0.0685057463009488,"d":"0.07"},{"v":0.0998439426179513,"d":"0.10"},1.2,{"v":7,"d":"7.0"},7.7,10.7,null,1854,null,{"v":0.8,"d":"80%"},null,null,0,11.3,13.2,21.85,null,1,1,1,276,297,361,null,0,0,0,1]
["1509020",null,null,1,50,90,20,21.5,0,26,30,43.3,{"v":1746.4,"d":"1746"},{"v":2232.7836804230465,"d":"2233"},{"v":2401.8435041457315,"d":"2402"},{"v":2924.64,"d":"2925"},1.5,1.08,1.08,1.08,1746,2233,2402,2925,150,192,207,252,{"v":0.09360214588813605,"d":"0.09"},{"v":0.15220989401469975,"d":"0.15"},{"v":0.17653301618879313,"d":"0.18"},{"v":0.26017862567755984,"d":"0.26"},0.0001276,1.7219,2,3.76611E-4,{"v":275.9373233806916,"d":"276"},{"v":296.8304872184041,"d":"297"},{"v":361.44,"d":"361"},0.95,0.95,0.95,276,297,361,119,128,155,{"v":0.05935306887959389,"d":"0.06"},{"v":0.0685057463009488,"d":"0.07"},{"v":0.0998439426179513,"d":"0.10"},1.2,{"v":7,"d":"7.0"},7.7,10.7,null,2183,null,{"v":0.8,"d":"80%"},null,null,0,11.3,13.2,21.85,null,1,1,1,276,297,361,null,0,0,0,1]
["1659020",null,null,1,65,90,20,21.5,0,26,30,43.3,{"v":1933.6000000000001,"d":"1934"},{"v":2232.7836804230465,"d":"2233"},{"v":2401.8435041457315,"d":"2402"},{"v":2924.64,"d":"2925"},1.5,1.08,1.08,1.08,1934,2233,2402,2925,166,192,207,252,{"v":0.11427616746054219,"d":"0.11"},{"v":0.15220989401469975,"d":"0.15"},{"v":0.17653301618879313,"d":"0.18"},{"v":0.26017862567755984,"d":"0.26"},0.0001276,1.7219,2,3.76611E-4,{"v":275.9373233806916,"d":"276"},{"v":296.8304872184041,"d":"297"},{"v":361.44,"d":"361"},0.95,0.95,0.95,276,297,361,119,128,155,{"v":0.05935306887959389,"d":"0.06"},{"v":0.0685057463009488,"d":"0.07"},{"v":0.0998439426179513,"d":"0.10"},1.2,{"v":7,"d":"7.0"},7.7,10.7,null,2417,null,{"v":0.8,"d":"80%"},null,null,0,11.3,13.2,21.85,null,1,1,1,276,297,361,null,0,0,0,1]
["1959020",null,null,1,95,90,20,21.5,0,26,30,43.3,{"v":2137.7836804230465,"d":"2138"},{"v":2232.7836804230465,"d":"2233"},{"v":2401.8435041457315,"d":"2402"},{"v":2924.64,"d":"2925"},1.5,1.08,1.08,1.08,2138,2233,2402,2925,184,192,207,252,{"v":0.13996661335677618,"d":"0.14"},{"v":0.15220989401469975,"d":"0.15"},{"v":0.17653301618879313,"d":"0.18"},{"v":0.26017862567755984,"d":"0.26"},0.0001276,1.7219,2,3.76611E-4,{"v":275.9373233806916,"d":"276"},{"v":296.8304872184041,"d":"297"},{"v":361.44,"d":"361"},0.95,0.95,0.95,276,297,361,119,128,155,{"v":0.05935306887959389,"d":"0.06"},{"v":0.0685057463009488,"d":"0.07"},{"v":0.0998439426179513,"d":"0.10"},1.2,{"v":7,"d":"7.0"},7.7,10.7,null,2693,null,{"v":0.8,"d":"80%"},null,null,0,11.3,13.2,21.85,null,1,1,1,276,297,361,null,0,0,0,1]
["1359021",null,null,1,35,90,21,21.5,0,26,30,43.3,{"v":1522.4,"d":"1522"},{"v":3009.294765102498,"d":"3009"},{"v":3223.97955595124,"d":"3224"},{"v":4390.56,"d":"4391"},1.5,1.05,1.05,1.05,1522,3009,3224,4391,131,259,277,378,{"v":0.10320303459017836,"d":"0.10"},{"v":0.3921228506628396,"d":"0.39"},{"v":0.4473750300143957,"d":"0.45"},{"v":0.8237317604768891,"d":"0.82"},0.0001276,1.7219,4,0.000514201,{"v":390.3496489334332,"d":"390"},{"v":418.197413702432,"d":"418"},{"v":569.52,"d":"570"},0.85,0.85,0.85,390,418,570,168,180,245,{"v":0.16789509816318576,"d":"0.17"},{"v":0.19217671661448937,"d":"0.19"},{"v":0.35163070513405226,"d":"0.35"},2.4,{"v":7,"d":"7.0"},7.7,10.7,null,1903,null,{"v":0.8,"d":"80%"},null,null,0,11.3,13.2,21.85,null,1,1,1,390,418,570,null,0,0,0,1]
["1509021",null,null,1,50,90,21,21.5,0,26,30,43.3,{"v":1859.2,"d":"1859"},{"v":3009.294765102498,"d":"3009"},{"v":3223.97955595124,"d":"3224"},{"v":4390.56,"d":"4391"},1.5,1.05,1.05,1.05,1859,3009,3224,4391,160,259,277,378,{"v":0.15260387350858196,"d":"0.15"},{"v":0.3921228506628396,"d":"0.39"},{"v":0.4473750300143957,"d":"0.45"},{"v":0.8237317604768891,"d":"0.82"},0.0001276,1.7219,4,0.000514201,{"v":390.3496489334332,"d":"390"},{"v":418.197413702432,"d":"418"},{"v":569.52,"d":"570"},0.85,0.85,0.85,390,418,570,168,180,245,{"v":0.16789509816318576,"d":"0.17"},{"v":0.19217671661448937,"d":"0.19"},{"v":0.35163070513405226,"d":"0.35"},2.4,{"v":7,"d":"7.0"},7.7,10.7,null,2324,null,{"v":0.8,"d":"80%"},null,null,0,11.3,13.2,21.85,null,1,1,1,390,418,570,null,0,0,0,1]
["1659021",null,null,1,65,90,21,21.5,0,26,30,43.3,{"v":2181.6,"d":"2182"},{"v":3009.294765102498,"d":"3009"},{"v":3223.97955595124,"d":"3224"},{"v":4390.56,"d":"4391"},1.5,1.05,1.05,1.05,2182,3009,3224,4391,188,259,277,378,{"v":0.20925964567664998,"d":"0.21"},{"v":0.3921228506628396,"d":"0.39"},{"v":0.4473750300143957,"d":"0.45"},{"v":0.8237317604768891,"d":"0.82"},0.0001276,1.7219,4,0.000514201,{"$f":"AK127*(1-(($E128-50)*0.005))","v":{"v":361.0734252634257,"d":"361"}},{"$f":"AL127*(1-(($E128-50)*0.005))","v":{"v":386.8326076747496,"d":"387"}},{"$f":"AM127*(1-(($E128-50)*0.005))","v":{"v":526.806,"d":"527"}},0.85,0.85,0.85,361,387,527,155,166,227,{"v":0.14341158589090264,"d":"0.14"},{"v":0.16400500069628438,"d":"0.16"},{"v":0.30276558287201993,"d":"0.30"},2.4,{"v":7,"d":"7.0"},7.7,10.7,null,2727,null,{"v":0.8,"d":"80%"},null,null,0,11.3,13.2,21.85,null,1,1,1,361,387,527,null,0,0,0,1]
["1959021",null,null,1,95,90,21,21.5,0,26,30,43.3,{"v":2822.4,"d":"2822"},{"v":3009.294765102498,"d":"3009"},{"v":3223.97955595124,"d":"3224"},{"v":4390.56,"d":"4391"},1.5,1.05,1.05,1.05,2822,3009,3224,4391,243,259,277,378,{"v":0.34602358057183785,"d":"0.35"},{"v":0.3921228506628396,"d":"0.39"},{"v":0.4473750300143957,"d":"0.45"},{"v":0.8237317604768891,"d":"0.82"},0.0001276,1.7219,4,0.000514201,{"$f":"AK127*(1-(($E129-50)*0.005))","v":{"v":302.5209779234107,"d":"303"}},{"$f":"AL127*(1-(($E129-50)*0.005))","v":{"v":324.10299561938484,"d":"324"}},{"$f":"AM127*(1-(($E129-50)*0.005))","v":{"v":441.378,"d":"441"}},0.85,0.85,0.85,303,324,441,130,139,190,{"v":0.10166856840266857,"d":"0.10"},{"v":0.11588498714575281,"d":"0.12"},{"v":0.21364215145761875,"d":"0.21"},2.4,{"v":7,"d":"7.0"},7.7,10.7,null,3528,null,{"v":0.8,"d":"80%"},null,null,0,11.3,13.2,21.85,null,1,1,1,303,324,441,null,0,0,0,1]
["13510010",null,null,1,35,100,10,11.5,0,26,30,{"v":43,"d":"43.0"},{"v":808.2,"d":"808"},{"v":1574.3905475253332,"d":"1574"},{"v":1696.1265760133244,"d":"1696"},{"v":2081.98,"d":"2082"},1.5,1.08,1.08,1.08,808,1574,1696,2082,69,135,146,179,{"v":0.027445328289755353,"d":"0.03"},{"v":0.09862323121872285,"d":"0.10"},{"v":0.11455551187153463,"d":"0.11"},{"v":0.16920060692862343,"d":"0.17"},3.969E-4,1.7346,2,0.000367347,{"v":218.26918973175157,"d":"218"},{"v":235.14633901405676,"d":"235"},{"v":288.64,"d":"289"},0.98,0.98,0.98,218,235,289,94,101,124,{"v":0.04942930530670935,"d":"0.05"},{"v":0.05668113608073874,"d":"0.06"},{"v":0.08384149307866094,"d":"0.08"},0.7,7.8,8.7,12.2,null,898,null,{"v":0.9,"d":"90%"},null,null,0,12.3,14.1,21.85,null,1,1,1,218,235,289,null,0,0,0,1]
["15010010",null,null,1,50,100,10,11.5,0,26,30,{"v":43,"d":"43.0"},{"v":968.4,"d":"968"},{"v":1574.3905475253332,"d":"1574"},{"v":1696.1265760133244,"d":"1696"},{"v":2081.98,"d":"2082"},1.5,1.08,1.08,1.08,968,1574,1696,2082,83,135,146,179,{"v":0.03899894755645563,"d":"0.04"},{"v":0.09862323121872285,"d":"0.10"},{"v":0.11455551187153463,"d":"0.11"},{"v":0.16920060692862343,"d":"0.17"},3.969E-4,1.7346,2,0.000367347,{"v":218.26918973175157,"d":"218"},{"v":235.14633901405676,"d":"235"},{"v":288.64,"d":"289"},0.98,0.98,0.98,218,235,289,94,101,124,{"v":0.04942930530670935,"d":"0.05"},{"v":0.05668113608073874,"d":"0.06"},{"v":0.08384149307866094,"d":"0.08"},0.7,7.8,8.7,12.2,null,1076,null,{"v":0.9,"d":"90%"},null,null,0,12.3,14.1,21.85,null,1,1,1,218,235,289,null,0,0,0,1]
["16510010",null,null,1,65,100,10,11.5,0,26,30,{"v":43,"d":"43.0"},{"v":1089.9,"d":"1090"},{"v":1574.3905475253332,"d":"1574"},{"v":1696.1265760133244,"d":"1696"},{"v":2081.98,"d":"2082"},1.5,1.08,1.08,1.08,1090,1574,1696,2082,94,135,146,179,{"v":0.04942930530670935,"d":"0.05"},{"v":0.09862323121872285,"d":"0.10"},{"v":0.11455551187153463,"d":"0.11"},{"v":0.16920060692862343,"d":"0.17"},3.969E-4,1.7346,2,0.000367347,{"v":218.26918973175157,"d":"218"},{"v":235.14633901405676,"d":"235"},{"v":288.64,"d":"289"},0.98,0.98,0.98,218,235,289,94,101,124,{"v":0.04942930530670935,"d":"0.05"},{"v":0.05668113608073874,"d":"0.06"},{"v":0.08384149307866094,"d":"0.08"},0.7,7.8,8.7,12.2,null,1211,null,{"v":0.9,"d":"90%"},null,null,0,12.3,14.1,21.85,null,1,1,1,218,235,289,null,0,0,0,1]
["19510010",null,null,1,95,100,10,11.5,0,26,30,{"v":43,"d":"43.0"},{"v":1253.7,"d":"1254"},{"v":1574.39054752533,"d":"1574"},{"v":1696.12657601332,"d":"1696"},{"v":2081.98,"d":"2082"},1.5,1.08,1.08,1.08,1254,1574,1696,2082,108,135,146,179,{"v":0.06440793811271066,"d":"0.06"},{"v":0.09862323121872285,"d":"0.10"},{"v":0.11455551187153463,"d":"0.11"},{"v":0.16920060692862343,"d":"0.17"},3.969E-4,1.7346,2,0.000367347,{"v":218.26918973175157,"d":"218"},{"v":235.14633901405676,"d":"235"},{"v":288.64,"d":"289"},0.98,0.98,0.98,218,235,289,94,101,124,{"v":0.04942930530670935,"d":"0.05"},{"v":0.05668113608073874,"d":"0.06"},{"v":0.08384149307866094,"d":"0.08"},0.7,7.8,8.7,12.2,null,1393,null,{"v":0.9,"d":"90%"},null,null,0,12.3,14.1,21.85,null,1,1,1,218,235,289,null,0,0,0,1]
["13510011",null,null,1,35,100,11,11.5,0,26,30,{"v":43,"d":"43.0"},{"v":813.2800000000001,"d":"813"},{"v":2136.1856779144437,"d":"2136"},{"v":2301.361187225641,"d":"2301"},{"v":2824.9,"d":"2825"},1.5,1.1,1.1,1.1,813,2136,2301,2825,70,184,198,243,{"v":0.04870966928890678,"d":"0.05"},{"v":0.3035203378345578,"d":"0.30"},{"v":0.3489438597084153,"d":"0.35"},{"v":0.5153554252697664,"d":"0.52"},3.969E-4,1.7346,4,0.000574288,358,385,473,0.95,0.95,0.95,358,385,473,154,166,203,{"v":0.21644289597218058,"d":"0.22"},{"v":0.2495876591101075,"d":"0.25"},{"v":0.3659001109941029,"d":"0.37"},1.3,7.8,8.7,12.2,null,1196,null,{"v":0.68,"d":"68%"},null,null,0,12.3,14.1,21.85,null,1,1,1,358,385,473,null,0,0,0,1]
["15010011",null,null,1,50,100,11,11.5,0,26,30,{"v":43,"d":"43.0"},{"v":942.48,"d":"942"},{"v":2136.1856779144437,"d":"2136"},{"v":2301.361187225641,"d":"2301"},{"v":2824.9,"d":"2825"},1.5,1.1,1.1,1.1,942,2136,2301,2825,81,184,198,243,{"v":0.06414613961931677,"d":"0.06"},{"v":0.3035203378345578,"d":"0.30"},{"v":0.3489438597084153,"d":"0.35"},{"v":0.5153554252697664,"d":"0.52"},3.969E-4,1.7346,4,0.000574288,358,385,473,0.95,0.95,0.95,358,385,473,154,166,203,{"v":0.21644289597218058,"d":"0.22"},{"v":0.2495876591101075,"d":"0.25"},{"v":0.3659001109941029,"d":"0.37"},1.3,7.8,8.7,12.2,null,1386,null,{"v":0.68,"d":"68%"},null,null,0,12.3,14.1,21.85,null,1,1,1,358,385,473,null,0,0,0,1]
["16510011",null,null,1,65,100,11,11.5,0,26,30,{"v":43,"d":"43.0"},{"v":1049.24,"d":"1049"},{"v":2136.1856779144437,"d":"2136"},{"v":2301.361187225641,"d":"2301"},{"v":2824.9,"d":"2825"},1.5,1.1,1.1,1.1,1049,2136,2301,2825,90,184,198,243,{"v":0.07826607392716567,"d":"0.08"},{"v":0.3035203378345578,"d":"0.30"},{"v":0.3489438597084153,"d":"0.35"},{"v":0.5153554252697664,"d":"0.52"},3.969E-4,1.7346,4,0.000574288,{"$f":"AK135*(1-(($E136-50)*0.005))","v":{"v":331.15000000000003,"d":"331"}},{"$f":"AL135*(1-(($E136-50)*0.005))","v":{"v":356.125,"d":"356"}},{"$f":"AM135*(1-(($E136-50)*0.005))","v":{"v":437.52500000000003,"d":"438"}},0.95,0.95,0.95,331,356,438,142,153,188,{"v":0.1855610396003198,"d":"0.19"},{"v":0.21378279383702437,"d":"0.21"},{"v":0.3161890408370044,"d":"0.32"},1.3,7.8,8.7,12.2,null,1543,null,{"v":0.68,"d":"68%"},null,null,0,12.3,14.1,21.85,null,1,1,1,331,356,438,null,0,0,0,1]
["19510011",null,null,1,95,100,11,11.5,0,26,30,{"v":43,"d":"43.0"},{"v":1221.2800000000002,"d":"1221"},{"v":2136.1856779144437,"d":"2136"},{"v":2301.361187225641,"d":"2301"},{"v":2824.9,"d":"2825"},1.5,1.1,1.1,1.1,1221,2136,2301,2825,105,184,198,243,{"v":0.1047458021750964,"d":"0.10"},{"v":0.3035203378345578,"d":"0.30"},{"v":0.3489438597084153,"d":"0.35"},{"v":0.5153554252697664,"d":"0.52"},3.969E-4,1.7346,4,0.000574288,{"$f":"AK135*(1-(($E137-50)*0.005))","v":{"v":277.45,"d":"277"}},{"$f":"AL135*(1-(($E137-50)*0.005))","v":{"v":298.375,"d":"298"}},{"$f":"AM135*(1-(($E137-50)*0.005))","v":{"v":366.575,"d":"367"}},0.95,0.95,0.95,277,298,367,119,128,158,{"v":0.13274833989527998,"d":"0.13"},{"v":0.15241102337390627,"d":"0.15"},{"v":0.22724036708041567,"d":"0.23"},1.3,7.8,8.7,12.2,null,1796,null,{"v":0.68,"d":"68%"},null,null,0,12.3,14.1,21.85,null,1,1,1,277,298,367,null,0,0,0,1]
["13510015",null,null,1,35,100,15,16.5,0,26,30,44.1,1176,{"v":1798.7737222599399,"d":"1799"},{"v":1926.0891717740149,"d":"1926"},{"v":2655.16,"d":"2655"},1.5,1.08,1.08,1.08,1176,1799,1926,2655,101,155,166,228,{"v":0.056142947952834615,"d":"0.06"},{"v":0.12960669873525657,"d":"0.13"},{"v":0.14820649885017992,"d":"0.15"},{"v":0.2758730960999123,"d":"0.28"},0.0002083,1.724,2,0.000461829,{"v":245.5398348483303,"d":"246"},{"v":262.9189048561194,"d":"263"},{"v":362.44,"d":"362"},1.01,1.01,1.01,246,263,362,106,113,156,{"v":0.061693712021988735,"d":"0.06"},{"v":0.06989545441405931,"d":"0.07"},{"v":0.1312469465018126,"d":"0.13"},{"v":1,"d":"1.0"},7,7.7,10.7,null,1470,null,{"v":0.8,"d":"80%"},null,null,0,10.9,12.8,21.85,null,1,1,1,246,263,362,null,0,0,0,1]
["15010015",null,null,1,50,100,15,16.5,0,26,30,44.1,{"v":1387.2,"d":"1387"},{"v":1798.7737222599399,"d":"1799"},{"v":1926.0891717740149,"d":"1926"},{"v":2655.16,"d":"2655"},1.5,1.08,1.08,1.08,1387,1799,1926,2655,119,155,166,228,{"v":0.07732472700963731,"d":"0.08"},{"v":0.12960669873525657,"d":"0.13"},{"v":0.14820649885017992,"d":"0.15"},{"v":0.2758730960999123,"d":"0.28"},0.0002083,1.724,2,0.000461829,{"v":245.5398348483303,"d":"246"},{"v":262.9189048561194,"d":"263"},{"v":362.44,"d":"362"},1.01,1.01,1.01,246,263,362,106,113,156,{"v":0.061693712021988735,"d":"0.06"},{"v":0.06989545441405931,"d":"0.07"},{"v":0.1312469465018126,"d":"0.13"},{"v":1,"d":"1.0"},7,7.7,10.7,null,1734,null,{"v":0.8,"d":"80%"},null,null,0,10.9,12.8,21.85,null,1,1,1,246,263,362,null,0,0,0,1]
["16510015",null,null,1,65,100,15,16.5,0,26,30,44.1,{"v":1537.6000000000001,"d":"1538"},{"v":1798.7737222599399,"d":"1799"},{"v":1926.0891717740149,"d":"1926"},{"v":2655.16,"d":"2655"},1.5,1.08,1.08,1.08,1538,1799,1926,2655,132,155,166,228,{"v":0.09468269361669687,"d":"0.09"},{"v":0.12960669873525657,"d":"0.13"},{"v":0.14820649885017992,"d":"0.15"},{"v":0.2758730960999123,"d":"0.28"},0.0002083,1.724,2,0.000461829,{"v":245.5398348483303,"d":"246"},{"v":262.9189048561194,"d":"263"},{"v":362.44,"d":"362"},1.01,1.01,1.01,246,263,362,106,113,156,{"v":0.061693712021988735,"d":"0.06"},{"v":0.06989545441405931,"d":"0.07"},{"v":0.1312469465018126,"d":"0.13"},{"v":1,"d":"1.0"},7,7.7,10.7,null,1922,null,{"v":0.8,"d":"80%"},null,null,0,10.9,12.8,21.85,null,1,1,1,246,263,362,null,0,0,0,1]
["19510015",null,null,1,95,100,15,16.5,0,26,30,44.1,{"v":1703.7737222599399,"d":"1704"},{"v":1798.7737222599399,"d":"1799"},{"v":1926.0891717740149,"d":"1926"},{"v":2655.16,"d":"2655"},1.5,1.08,1.08,1.08,1704,1799,1926,2655,147,155,166,228,{"v":0.11684978416913024,"d":"0.12"},{"v":0.12960669873525657,"d":"0.13"},{"v":0.14820649885017992,"d":"0.15"},{"v":0.2758730960999123,"d":"0.28"},0.0002083,1.724,2,0.000461829,{"v":245.5398348483303,"d":"246"},{"v":262.9189048561194,"d":"263"},{"v":362.44,"d":"362"},1.01,1.01,1.01,246,263,362,106,113,156,{"v":0.061693712021988735,"d":"0.06"},{"v":0.06989545441405931,"d":"0.07"},{"v":0.1312469465018126,"d":"0.13"},{"v":1,"d":"1.0"},7,7.7,10.7,null,2146,null,{"v":0.8,"d":"80%"},null,null,0,10.9,12.8,21.85,null,1,1,1,246,263,362,null,0,0,0,1]
["13510016",null,null,1,35,100,16,16.5,0,26,30,44.1,{"v":1083.24,"d":"1083"},{"v":2630.387144811864,"d":"2630"},{"v":2816.5633812075234,"d":"2817"},{"v":3882.7,"d":"3883"},1.5,1.1,1.1,1.1,1083,2630,2817,3883,93,226,242,334,{"v":0.13535636062865283,"d":"0.14"},{"v":0.7771277076165684,"d":"0.78"},{"v":0.8893436749809193,"d":"0.89"},{"v":1.6794877029795134,"d":"1.68"},0.0002083,1.724,4,1.392796E-3,403,431,595,0.95,0.95,0.95,403,431,595,173,185,256,{"v":0.45896052508691165,"d":"0.46"},{"v":0.5237816029681843,"d":"0.52"},{"v":0.9936684747746941,"d":"0.99"},{"v":2,"d":"2.0"},7,7.7,10.7,null,1593,null,{"v":0.68,"d":"68%"},null,null,0,10.9,12.8,21.85,null,1,1,1,403,431,595,null,0,0,0,1]
["15010016",null,null,1,50,100,16,16.5,0,26,30,44.1,{"v":1290.64,"d":"1291"},{"v":2630.387144811864,"d":"2630"},{"v":2816.5633812075234,"d":"2817"},{"v":3882.7,"d":"3883"},1.5,1.1,1.1,1.1,1291,2630,2817,3883,111,226,242,334,{"v":0.19164820330533572,"d":"0.19"},{"v":0.7771277076165684,"d":"0.78"},{"v":0.8893436749809193,"d":"0.89"},{"v":1.6794877029795134,"d":"1.68"},0.0002083,1.724,4,1.392796E-3,403,431,595,0.95,0.95,0.95,403,431,595,173,185,256,{"v":0.45896052508691165,"d":"0.46"},{"v":0.5237816029681843,"d":"0.52"},{"v":0.9936684747746941,"d":"0.99"},{"v":2,"d":"2.0"},7,7.7,10.7,null,1898,null,{"v":0.68,"d":"68%"},null,null,0,10.9,12.8,21.85,null,1,1,1,403,431,595,null,0,0,0,1]
["16510016",null,null,1,65,100,16,16.5,0,26,30,44.1,{"v":1477.64,"d":"1478"},{"v":2630.387144811864,"d":"2630"},{"v":2816.5633812075234,"d":"2817"},{"v":3882.7,"d":"3883"},1.5,1.1,1.1,1.1,1478,2630,2817,3883,127,226,242,334,{"v":0.24975902491663646,"d":"0.25"},{"v":0.7771277076165684,"d":"0.78"},{"v":0.8893436749809193,"d":"0.89"},{"v":1.6794877029795134,"d":"1.68"},0.0002083,1.724,4,1.392796E-3,{"$f":"AK143*(1-(($E144-50)*0.005))","v":{"v":372.77500000000003,"d":"373"}},{"$f":"AL143*(1-(($E144-50)*0.005))","v":{"v":398.675,"d":"399"}},{"$f":"AM143*(1-(($E144-50)*0.005))","v":{"v":550.375,"d":"550"}},0.95,0.95,0.95,373,399,550,160,172,237,{"v":0.39351586381621806,"d":"0.39"},{"v":0.4537498078618153,"d":"0.45"},{"v":0.8534722991447381,"d":"0.85"},{"v":2,"d":"2.0"},7,7.7,10.7,null,2173,null,{"v":0.68,"d":"68%"},null,null,0,10.9,12.8,21.85,null,1,1,1,373,399,550,null,0,0,0,1]
["19510016",null,null,1,95,100,16,16.5,0,26,30,44.1,{"v":1820.3600000000001,"d":"1820"},{"v":2630.387144811864,"d":"2630"},{"v":2816.5633812075234,"d":"2817"},{"v":3882.7,"d":"3883"},1.5,1.1,1.1,1.1,1820,2630,2817,3883,157,226,242,334,{"v":0.3791197261674796,"d":"0.38"},{"v":0.7771277076165684,"d":"0.78"},{"v":0.8893436749809193,"d":"0.89"},{"v":1.6794877029795134,"d":"1.68"},0.0002083,1.724,4,1.392796E-3,{"$f":"AK143*(1-(($E145-50)*0.005))","v":{"v":312.325,"d":"312"}},{"$f":"AL143*(1-(($E145-50)*0.005))","v":{"v":334.02500000000003,"d":"334"}},{"$f":"AM143*(1-(($E145-50)*0.005))","v":{"v":461.125,"d":"461"}},0.95,0.95,0.95,312,334,461,134,144,198,{"v":0.27756578050968417,"d":"0.28"},{"v":0.31980163896983926,"d":"0.32"},{"v":0.5987759838075244,"d":"0.60"},{"v":2,"d":"2.0"},7,7.7,10.7,null,2677,null,{"v":0.68,"d":"68%"},null,null,0,10.9,12.8,21.85,null,1,1,1,312,334,461,null,0,0,0,1]
["13510020",null,null,1,35,100,20,21.5,0,26,30,44.1,1648,{"v":2518.7768428703835,"d":"2519"},{"v":2713.5353098724395,"d":"2714"},{"v":3330.84,"d":"3331"},1.5,1.08,1.08,1.08,1648,2519,2714,3331,142,217,233,286,{"v":0.08530046689250353,"d":"0.09"},{"v":0.1963758492708046,"d":"0.20"},{"v":0.22589211718801094,"d":"0.23"},{"v":0.3382159729533156,"d":"0.34"},0.0001276,1.7219,2,3.76611E-4,{"v":311.2816285378957,"d":"311"},{"v":335.3507448439105,"d":"335"},{"v":411.64,"d":"412"},0.95,0.95,0.95,311,335,412,134,144,177,{"v":0.0761173874401084,"d":"0.08"},{"v":0.08767678608746131,"d":"0.09"},{"v":0.13152753973488002,"d":"0.13"},1.3,7,7.7,10.7,null,2060,null,{"v":0.8,"d":"80%"},null,null,0,10.9,12.8,21.85,null,1,1,1,311,335,412,null,0,0,0,1]
["15010020",null,null,1,50,100,20,21.5,0,26,30,44.1,1940,{"v":2518.7768428703835,"d":"2519"},{"v":2713.5353098724395,"d":"2714"},{"v":3330.84,"d":"3331"},1.5,1.08,1.08,1.08,1940,2519,2714,3331,167,217,233,286,{"v":0.1173162593266832,"d":"0.12"},{"v":0.1963758492708046,"d":"0.20"},{"v":0.22589211718801094,"d":"0.23"},{"v":0.3382159729533156,"d":"0.34"},0.0001276,1.7219,2,3.76611E-4,{"v":311.2816285378957,"d":"311"},{"v":335.3507448439105,"d":"335"},{"v":411.64,"d":"412"},0.95,0.95,0.95,311,335,412,134,144,177,{"v":0.0761173874401084,"d":"0.08"},{"v":0.08767678608746131,"d":"0.09"},{"v":0.13152753973488002,"d":"0.13"},1.3,7,7.7,10.7,null,2425,null,{"v":0.8,"d":"80%"},null,null,0,10.9,12.8,21.85,null,1,1,1,311,335,412,null,0,0,0,1]
["16510020",null,null,1,65,100,20,21.5,0,26,30,44.1,2148,{"v":2518.7768428703835,"d":"2519"},{"v":2713.5353098724395,"d":"2714"},{"v":3330.84,"d":"3331"},1.5,1.08,1.08,1.08,2148,2519,2714,3331,185,217,233,286,{"v":0.14347350762463587,"d":"0.14"},{"v":0.1963758492708046,"d":"0.20"},{"v":0.22589211718801094,"d":"0.23"},{"v":0.3382159729533156,"d":"0.34"},0.0001276,1.7219,2,3.76611E-4,{"v":311.2816285378957,"d":"311"},{"v":335.3507448439105,"d":"335"},{"v":411.64,"d":"412"},0.95,0.95,0.95,311,335,412,134,144,177,{"v":0.0761173874401084,"d":"0.08"},{"v":0.08767678608746131,"d":"0.09"},{"v":0.13152753973488002,"d":"0.13"},1.3,7,7.7,10.7,null,2685,null,{"v":0.8,"d":"80%"},null,null,0,10.9,12.8,21.85,null,1,1,1,311,335,412,null,0,0,0,1]
["19510020",null,null,1,95,100,20,21.5,0,26,30,44.1,{"v":2393.6,"d":"2394"},{"v":2518.7768428703835,"d":"2519"},{"v":2713.5353098724395,"d":"2714"},{"v":3330.84,"d":"3331"},1.5,1.08,1.08,1.08,2394,2519,2714,3331,206,217,233,286,{"v":0.17726791711514006,"d":"0.18"},{"v":0.1963758492708046,"d":"0.20"},{"v":0.22589211718801094,"d":"0.23"},{"v":0.3382159729533156,"d":"0.34"},0.0001276,1.7219,2,3.76611E-4,{"v":311.2816285378957,"d":"311"},{"v":335.3507448439105,"d":"335"},{"v":411.64,"d":"412"},0.95,0.95,0.95,311,335,412,134,144,177,{"v":0.0761173874401084,"d":"0.08"},{"v":0.08767678608746131,"d":"0.09"},{"v":0.13152753973488002,"d":"0.13"},1.3,7,7.7,10.7,null,2992,null,{"v":0.8,"d":"80%"},null,null,0,10.9,12.8,21.85,null,1,1,1,311,335,412,null,0,0,0,1]
["13510021",null,null,1,35,100,21,21.5,0,26,30,44.1,{"v":1691.2,"d":"1691"},{"v":3387.5608889256064,"d":"3388"},{"v":3627.3291443724347,"d":"3627"},{"v":5000.36,"d":"5000"},1.5,1.05,1.05,1.05,1691,3388,3627,5000,145,291,312,430,{"v":0.12850495967391312,"d":"0.13"},{"v":0.5015712551884005,"d":"0.50"},{"v":0.5749237834149689,"d":"0.57"},{"v":1.0783579804788856,"d":"1.08"},0.0001276,1.7219,4,0.000514201,{"v":439.4163107806092,"d":"439"},{"v":470.51776864522725,"d":"471"},{"v":648.62,"d":"649"},0.85,0.85,0.85,439,471,649,189,203,279,{"v":0.21560419169801393,"d":"0.22"},{"v":0.24792046126884393,"d":"0.25"},{"v":0.46186798350799674,"d":"0.46"},2.7,7,7.7,10.7,null,2114,null,{"v":0.8,"d":"80%"},null,null,0,10.9,12.8,21.85,null,1,1,1,439,471,649,null,0,0,0,1]
["15010021",null,null,1,50,100,21,21.5,0,26,30,44.1,{"v":2065.6,"d":"2066"},{"v":3387.5608889256064,"d":"3388"},{"v":3627.3291443724347,"d":"3627"},{"v":5000.36,"d":"5000"},1.5,1.05,1.05,1.05,2066,3388,3627,5000,178,291,312,430,{"v":0.19176871983459592,"d":"0.19"},{"v":0.5015712551884005,"d":"0.50"},{"v":0.5749237834149689,"d":"0.57"},{"v":1.0783579804788856,"d":"1.08"},0.0001276,1.7219,4,0.000514201,{"v":439.4163107806092,"d":"439"},{"v":470.51776864522725,"d":"471"},{"v":648.62,"d":"649"},0.85,0.85,0.85,439,471,649,189,203,279,{"v":0.21560419169801393,"d":"0.22"},{"v":0.24792046126884393,"d":"0.25"},{"v":0.46186798350799674,"d":"0.46"},2.7,7,7.7,10.7,null,2582,null,{"v":0.8,"d":"80%"},null,null,0,10.9,12.8,21.85,null,1,1,1,439,471,649,null,0,0,0,1]
["16510021",null,null,1,65,100,21,21.5,0,26,30,44.1,2424,{"v":3387.5608889256064,"d":"3388"},{"v":3627.3291443724347,"d":"3627"},{"v":5000.36,"d":"5000"},1.5,1.05,1.05,1.05,2424,3388,3627,5000,208,291,312,430,{"v":0.2599986373158495,"d":"0.26"},{"v":0.5015712551884005,"d":"0.50"},{"v":0.5749237834149689,"d":"0.57"},{"v":1.0783579804788856,"d":"1.08"},0.0001276,1.7219,4,0.000514201,{"$f":"AK151*(1-(($E152-50)*0.005))","v":{"v":406.46008747206355,"d":"406"}},{"$f":"AL151*(1-(($E152-50)*0.005))","v":{"v":435.2289359968352,"d":"435"}},{"$f":"AM151*(1-(($E152-50)*0.005))","v":{"v":599.9735000000001,"d":"600"}},0.85,0.85,0.85,406,435,600,175,187,258,{"v":0.18550612673564695,"d":"0.19"},{"v":0.21116854253394793,"d":"0.21"},{"v":0.3962657957640151,"d":"0.40"},2.7,7,7.7,10.7,null,3030,null,{"v":0.8,"d":"80%"},null,null,0,10.9,12.8,21.85,null,1,1,1,406,435,600,null,0,0,0,1]
["19510021",null,null,1,95,100,21,21.5,0,26,30,44.1,3136,{"v":3387.5608889256064,"d":"3388"},{"v":3627.3291443724347,"d":"3627"},{"v":5000.36,"d":"5000"},1.5,1.05,1.05,1.05,3136,3388,3627,5000,270,291,312,430,{"v":0.4331478848650922,"d":"0.43"},{"v":0.5015712551884005,"d":"0.50"},{"v":0.5749237834149689,"d":"0.57"},{"v":1.0783579804788856,"d":"1.08"},0.0001276,1.7219,4,0.000514201,{"$f":"AK151*(1-(($E153-50)*0.005))","v":{"v":340.54764085497214,"d":"341"}},{"$f":"AL151*(1-(($E153-50)*0.005))","v":{"v":364.65127070005116,"d":"365"}},{"$f":"AM151*(1-(($E153-50)*0.005))","v":{"v":502.6805,"d":"503"}},0.85,0.85,0.85,341,365,503,147,157,216,{"v":0.13198622122702164,"d":"0.13"},{"v":0.15007654668733886,"d":"0.15"},{"v":0.2799104365483772,"d":"0.28"},2.7,7,7.7,10.7,null,3920,null,{"v":0.8,"d":"80%"},null,null,0,10.9,12.8,21.85,null,1,1,1,341,365,503,null,0,0,0,1]
["13511010",null,null,1,35,110,10,11.5,0,26,30,43.5,{"v":889.2,"d":"889"},{"v":1766.3893947845202,"d":"1766"},{"v":1902.9712804051933,"d":"1903"},{"v":2335.88,"d":"2336"},1.5,1.08,1.08,1.08,889,1766,1903,2336,{"$f":"ROUND(U154*3600/(4186*ABS($O$1-$O$2)),0)","v":76},{"$f":"ROUND(V154*3600/(4186*ABS($O$1-$O$2)),0)","v":152},{"$f":"ROUND(W154*3600/(4186*ABS($O$1-$O$2)),0)","v":164},{"$f":"ROUND(X154*3600/(4186*ABS($O$1-$O$2)),0)","v":201},{"v":0.034403484208875526,"d":"0.03"},{"v":0.12846635666491932,"d":"0.13"},{"v":0.14849855963064404,"d":"0.15"},{"v":0.2189828314672463,"d":"0.22"},3.969E-4,1.7346,2,0.000367347,{"v":244.88738360147738,"d":"245"},{"v":263.82272182064906,"d":"264"},{"v":323.84,"d":"324"},0.98,0.98,0.98,245,264,324,{"$f":"ROUND(AQ154*3600/(4186*ABS($AM$1-$AM$2)),0)","v":105},{"$f":"ROUND(AR154*3600/(4186*ABS($AM$1-$AM$2)),0)","v":114},{"$f":"ROUND(AS154*3600/(4186*ABS($AM$1-$AM$2)),0)","v":139},{"v":0.0635324094103459,"d":"0.06"},{"v":0.0742836780814925,"d":"0.07"},{"v":0.10834103483995079,"d":"0.11"},0.7,8.4,9.3,{"v":14,"d":"14.0"},null,988,null,{"v":0.9,"d":"90%"},null,null,0,12,13.9,21.85,null,1,1,1,245,264,324,null,0,0,0,1]
["15011010",null,null,1,50,110,10,11.5,0,26,30,43.5,{"v":1065.6000000000001,"d":"1066"},{"v":1766.3893947845202,"d":"1766"},{"v":1902.9712804051933,"d":"1903"},{"v":2335.88,"d":"2336"},1.5,1.08,1.08,1.08,1066,1766,1903,2336,92,152,164,201,{"v":0.04942792093231351,"d":"0.05"},{"v":0.12846635666491932,"d":"0.13"},{"v":0.14849855963064404,"d":"0.15"},{"v":0.2189828314672463,"d":"0.22"},3.969E-4,1.7346,2,0.000367347,{"v":244.88738360147738,"d":"245"},{"v":263.82272182064906,"d":"264"},{"v":323.84,"d":"324"},0.98,0.98,0.98,245,264,324,105,114,139,{"v":0.0635324094103459,"d":"0.06"},{"v":0.0742836780814925,"d":"0.07"},{"v":0.10834103483995079,"d":"0.11"},0.7,8.4,9.3,{"v":14,"d":"14.0"},null,1184,null,{"v":0.9,"d":"90%"},null,null,0,12,13.9,21.85,null,1,1,1,245,264,324,null,0,0,0,1]
["16511010",null,null,1,65,110,10,11.5,0,26,30,43.5,{"$f":"IF($N156-($BE156*$BG156)>100,$BE156*$BG156,$N156-95)","v":{"v":1198.8,"d":"1199"}},{"v":1766.3893947845202,"d":"1766"},{"v":1902.9712804051933,"d":"1903"},{"v":2335.88,"d":"2336"},1.5,1.08,1.08,1.08,{"$f":"ROUND(M156*POWER(CF_heat,Q156),0)","v":1199},{"$f":"ROUND(N156*POWER(CF_heat,R156),0)","v":1766},{"$f":"ROUND(O156*POWER(CF_heat,S156),0)","v":1903},{"$f":"ROUND(P156*POWER(CF_heat,T156),0)","v":2336},103,152,164,201,{"v":0.061252576785718035,"d":"0.06"},{"v":0.12846635666491932,"d":"0.13"},{"v":0.14849855963064404,"d":"0.15"},{"v":0.2189828314672463,"d":"0.22"},{"$f":"IF($G156=$CO$103,CP$103,IF($G156=$CO$104,CP$104,IF($G156=$CO$105,CP$105,IF($G156=$CO$107,CP$107,IF($G156=$CO$108,CP$108,IF($G156=$CO$109,CP$109,IF($G156=$CO$111,CP$111,IF($G156=$CO$112,CP$112,IF($G156=$CO$113,CP$113,IF($G156=$CO$115,CP$115,IF($G156=$CO$116,CP$116,IF($G156=$CO$117,CP$117,IF($G156=$CO$119,CP$119,IF($G156=$CO$120,CP$120,))))))))))))))","v":3.969E-4},{"$f":"IF($G156=$CO$103,CQ$103,IF($G156=$CO$104,CQ$104,IF($G156=$CO$105,CQ$105,IF($G156=$CO$107,CQ$107,IF($G156=$CO$108,CQ$108,IF($G156=$CO$109,CQ$109,IF($G156=$CO$111,CQ$111,IF($G156=$CO$112,CQ$112,IF($G156=$CO$113,CQ$113,IF($G156=$CO$115,CQ$115,IF($G156=$CO$116,CQ$116,IF($G156=$CO$117,CQ$117,IF($G156=$CO$119,CQ$119,IF($G156=$CO$120,CQ$120,))))))))))))))","v":1.7346},{"$f":"IF($G156=$CO$103,CR$103,IF($G156=$CO$104,CR$104,IF($G156=$CO$105,CR$105,IF($G156=$CO$107,CR$107,IF($G156=$CO$108,CR$108,IF($G156=$CO$109,CR$109,IF($G156=$CO$111,CR$111,IF($G156=$CO$112,CR$112,IF($G156=$CO$113,CR$113,IF($G156=$CO$115,CR$115,IF($G156=$CO$116,CR$116,IF($G156=$CO$117,CR$117,IF($G156=$CO$119,CR$119,IF($G156=$CO$120,CR$120,))))))))))))))","v":2},{"$f":"IF($G156=$CO$103,CS$103,IF($G156=$CO$104,CS$104,IF($G156=$CO$105,CS$105,IF($G156=$CO$107,CS$107,IF($G156=$CO$108,CS$108,IF($G156=$CO$109,CS$109,IF($G156=$CO$111,CS$111,IF($G156=$CO$112,CS$112,IF($G156=$CO$113,CS$113,IF($G156=$CO$115,CS$115,IF($G156=$CO$116,CS$116,IF($G156=$CO$117,CS$117,IF($G156=$CO$119,CS$119,IF($G156=$CO$120,CS$120,))))))))))))))","v":0.000367347},{"v":244.88738360147738,"d":"245"},{"v":263.82272182064906,"d":"264"},{"v":323.84,"d":"324"},0.98,0.98,0.98,{"$f":"ROUND(AK156*POWER(CF_cool,AN156),0)","v":245},{"$f":"ROUND(AL156*POWER(CF_cool,AO156),0)","v":264},{"$f":"ROUND(AM156*POWER(CF_cool,AP156),0)","v":324},105,114,139,{"v":0.0635324094103459,"d":"0.06"},{"v":0.0742836780814925,"d":"0.07"},{"v":0.10834103483995079,"d":"0.11"},{"$f":"ROUND(IF(G156=10,$CO$92*F156,IF(G156=11,$CO$93*F156,IF(G156=15,$CO$94*F156,IF(G156=16,$CO$95*F156,IF(G156=20,$CO$96*F156,IF(G156=21,$CO$97*F156,)))))),1)","v":0.7},8.4,9.3,{"v":14,"d":"14.0"},null,1332,null,{"$f":"IF(G156=10,0.9,IF(G156=11,0.68,IF(G156=15,0.8,IF(G156=16,0.68,IF(G156=20,0.8,IF(G156=21,0.8))))))","v":{"v":0.9,"d":"90%"}},null,null,0,12,13.9,21.85,null,1,1,1,{"$f":"AQ156/BO156","v":245},264,324,null,{"$f":"BR156-AQ156","v":0},{"$f":"BS156-AR156","v":0},{"$f":"BT156-AS156","v":0},1]
[{"$f":"CONCATENATE(D157,E157,F157,G157)","v":"19511010"},null,null,1,95,110,10,11.5,0,26,30,43.5,{"v":1378.8,"d":"1379"},{"v":1766.38939478452,"d":"1766"},{"v":1902.97128040519,"d":"1903"},{"v":2335.88,"d":"2336"},1.5,{"$f":"IF($G157=10,1.08,IF($G157=11,1.1,IF($G157=15,1.08,IF($G157=16,1.1,IF($G157=20,1.08,IF($G157=21,1.05))))))","v":1.08},1.08,1.08,1379,1766,1903,2336,119,152,164,201,{"$f":"(($AG157*(Y157^$AH157)*((($F157-14.4)*$AI157)/100))+($AJ157*(Y157^2)))*0.0098","v":{"v":0.08060327581118487,"d":"0.08"}},{"$f":"(($AG157*(Z157^$AH157)*((($F157-14.4)*$AI157)/100))+($AJ157*(Z157^2)))*0.0098","v":{"v":0.12846635666491932,"d":"0.13"}},{"$f":"(($AG157*(AA157^$AH157)*((($F157-14.4)*$AI157)/100))+($AJ157*(AA157^2)))*0.0098","v":{"v":0.14849855963064404,"d":"0.15"}},{"$f":"(($AG157*(AB157^$AH157)*((($F157-14.4)*$AI157)/100))+($AJ157*(AB157^2)))*0.0098","v":{"v":0.2189828314672463,"d":"0.22"}},3.969E-4,1.7346,2,0.000367347,{"v":244.88738360147738,"d":"245"},{"v":263.82272182064906,"d":"264"},{"v":323.84,"d":"324"},0.98,0.98,0.98,245,264,324,105,114,139,{"$f":"(($AG157*(AT157^$AH157)*((($F157-14.4)*$AI157)/100))+($AJ157*(AT157^2)))*0.0098","v":{"v":0.0635324094103459,"d":"0.06"}},{"$f":"(($AG157*(AU157^$AH157)*((($F157-14.4)*$AI157)/100))+($AJ157*(AU157^2)))*0.0098","v":{"v":0.0742836780814925,"d":"0.07"}},{"$f":"(($AG157*(AV157^$AH157)*((($F157-14.4)*$AI157)/100))+($AJ157*(AV157^2)))*0.0098","v":{"v":0.10834103483995079,"d":"0.11"}},0.7,8.4,9.3,{"v":14,"d":"14.0"},null,1532,null,{"v":0.9,"d":"90%"},null,null,0,12,13.9,21.85,null,1,1,1,245,{"$f":"AR157/BP157","v":264},{"$f":"AS157/BQ157","v":324},null,0,0,0,1]
["13511011",null,null,1,35,110,11,11.5,0,26,30,43.5,{"v":894.8800000000001,"d":"895"},{"v":2396.6961264405954,"d":"2397"},{"v":2582.014990545841,"d":"2582"},{"v":3169.4,"d":"3169"},1.5,1.1,1.1,1.1,895,2397,2582,3169,77,206,222,273,{"v":0.0612125605172793,"d":"0.06"},{"v":0.39231335542301654,"d":"0.39"},{"v":0.4521181336762668,"d":"0.45"},{"v":0.6695964339932501,"d":"0.67"},3.969E-4,1.7346,4,0.000574288,{"v":401.4205123240127,"d":"401"},{"v":432.4594048025981,"d":"432"},{"v":530.84,"d":"531"},0.95,0.95,0.95,401,432,531,172,186,228,{"v":0.27874588734236166,"d":"0.28"},{"v":0.32327190223067265,"d":"0.32"},{"v":0.47558723983145007,"d":"0.48"},1.5,8.4,9.3,{"v":14,"d":"14.0"},null,1316,null,{"v":0.68,"d":"68%"},null,null,0,12,13.9,21.85,null,{"$f":"IF((237.3*LN(($AQ$1*EXP(17.27*($AM$3/($AM$3+237.3))))))/(17.27-LN(($AQ$1*EXP(17.27*($AM$3/($AM$3+237.3))))))<(($AM$1+$AM$2)/2),1,IF(1/(1+((2258*((0.622/((101325/(1*611*EXP(17.27*((($AM$1+$AM$2)/2)/((($AM$1+$AM$2)/2)+237.3))))))-1)*1000-(0.622/((101325/($AQ$1*611*EXP(17.27*($AM$3/($AM$3+237.3))))))-1)*1000))/(1005*((($AM$1+$AM$2)/2)-$AM$3))))>1,1,1/(1+((2258*((0.622/((101325/(1*611*EXP(17.27*((($AM$1+$AM$2)/2)/((($AM$1+$AM$2)/2)+237.3))))))-1)*1000-(0.622/((101325/($AQ$1*611*EXP(17.27*($AM$3/($AM$3+237.3))))))-1)*1000))/(1005*((($AM$1+$AM$2)/2)-$AM$3))))))","v":1},1,1,401,432,531,null,0,0,0,1]
["15011011",null,null,1,50,110,11,11.5,0,26,30,43.5,1037,{"v":2396.6961264405954,"d":"2397"},{"v":2582.014990545841,"d":"2582"},{"v":3169.4,"d":"3169"},1.5,1.1,1.1,1.1,1037,2397,2582,3169,89,206,222,273,{"v":0.08037576854847624,"d":"0.08"},{"v":0.39231335542301654,"d":"0.39"},{"v":0.4521181336762668,"d":"0.45"},{"v":0.6695964339932501,"d":"0.67"},3.969E-4,1.7346,4,0.000574288,{"v":401.4205123240127,"d":"401"},{"v":432.4594048025981,"d":"432"},{"v":530.84,"d":"531"},0.95,0.95,0.95,401,432,531,172,186,228,{"v":0.27874588734236166,"d":"0.28"},{"v":0.32327190223067265,"d":"0.32"},{"v":0.47558723983145007,"d":"0.48"},1.5,8.4,9.3,{"v":14,"d":"14.0"},null,1525,null,{"v":0.68,"d":"68%"},null,null,0,12,13.9,21.85,null,1,1,1,401,432,531,null,0,0,0,1]
["16511011",null,null,1,65,110,11,11.5,0,26,30,43.5,{"v":1153.96,"d":"1154"},{"v":2396.6961264405954,"d":"2397"},{"v":2582.014990545841,"d":"2582"},{"v":3169.4,"d":"3169"},1.5,1.1,1.1,1.1,1154,2397,2582,3169,99,206,222,273,{"v":0.09821824886405452,"d":"0.10"},{"v":0.39231335542301654,"d":"0.39"},{"v":0.4521181336762668,"d":"0.45"},{"v":0.6695964339932501,"d":"0.67"},3.969E-4,1.7346,4,0.000574288,{"$f":"AK159*(1-(($E160-50)*0.005))","v":{"v":371.31397389971175,"d":"371"}},{"$f":"AL159*(1-(($E160-50)*0.005))","v":{"v":400.0249494424033,"d":"400"}},{"$f":"AM159*(1-(($E160-50)*0.005))","v":{"v":491.02700000000004,"d":"491"}},0.95,0.95,0.95,371,400,491,160,172,211,{"v":0.243090227688014,"d":"0.24"},{"v":0.27874588734236166,"d":"0.28"},{"v":0.41056718300834116,"d":"0.41"},1.5,8.4,9.3,{"v":14,"d":"14.0"},null,1697,null,{"v":0.68,"d":"68%"},null,null,0,12,13.9,21.85,null,1,1,1,371,400,491,null,0,0,0,1]
["19511011",null,null,1,95,110,11,11.5,0,26,30,43.5,{"v":1343.68,"d":"1344"},{"v":2396.6961264405954,"d":"2397"},{"v":2582.014990545841,"d":"2582"},{"v":3169.4,"d":"3169"},1.5,1.1,1.1,1.1,1344,2397,2582,3169,116,206,222,273,{"v":0.13241119729816223,"d":"0.13"},{"v":0.39231335542301654,"d":"0.39"},{"v":0.4521181336762668,"d":"0.45"},{"v":0.6695964339932501,"d":"0.67"},3.969E-4,1.7346,4,0.000574288,{"$f":"AK159*(1-(($E161-50)*0.005))","v":{"v":311.1008970511098,"d":"311"}},{"$f":"AL159*(1-(($E161-50)*0.005))","v":{"v":335.15603872201353,"d":"335"}},{"$f":"AM159*(1-(($E161-50)*0.005))","v":{"v":411.401,"d":"411"}},0.95,0.95,0.95,311,335,411,134,144,177,{"v":0.1738516849103562,"d":"0.17"},{"v":0.19917735207332266,"d":"0.20"},{"v":0.29428702881790797,"d":"0.29"},1.5,8.4,9.3,{"v":14,"d":"14.0"},null,1976,null,{"v":0.68,"d":"68%"},null,null,0,12,13.9,21.85,null,1,1,1,311,335,411,null,0,0,0,1]
["13511015",null,null,1,35,110,15,16.5,0,26,30,44.1,{"v":1293.6000000000001,"d":"1294"},{"v":1908.150188257796,"d":"1908"},{"v":2043.2071973479594,"d":"2043"},{"v":2816.6099999999997,"d":"2817"},1.5,1.08,1.08,1.08,1294,1908,2043,2817,111,164,176,242,{"v":0.06887202121679822,"d":"0.07"},{"v":0.14742102741229732,"d":"0.15"},{"v":0.1692130010603492,"d":"0.17"},{"v":0.31530215896235814,"d":"0.32"},0.0002083,1.724,2,0.000461829,{"v":249.80785427097814,"d":"250"},{"v":267.48901053042016,"d":"267"},{"v":368.74,"d":"369"},1.01,1.01,1.01,250,267,369,108,115,159,{"v":0.06529371258627988,"d":"0.07"},{"v":0.07378840122581994,"d":"0.07"},{"v":0.1387762211751877,"d":"0.14"},1.1,7.9,8.8,12.5,null,1617,null,{"v":0.8,"d":"80%"},null,null,0,10.9,12.8,21.85,null,1,1,1,250,267,369,null,0,0,0,1]
["15011015",null,null,1,50,110,15,16.5,0,26,30,44.1,{"v":1525.6000000000001,"d":"1526"},{"v":1908.150188257796,"d":"1908"},{"v":2043.2071973479594,"d":"2043"},{"v":2816.6099999999997,"d":"2817"},1.5,1.08,1.08,1.08,1526,1908,2043,2817,131,164,176,242,{"v":0.09511068901270567,"d":"0.10"},{"v":0.14742102741229732,"d":"0.15"},{"v":0.1692130010603492,"d":"0.17"},{"v":0.31530215896235814,"d":"0.32"},0.0002083,1.724,2,0.000461829,{"v":249.80785427097814,"d":"250"},{"v":267.48901053042016,"d":"267"},{"v":368.74,"d":"369"},1.01,1.01,1.01,250,267,369,108,115,159,{"v":0.06529371258627988,"d":"0.07"},{"v":0.07378840122581994,"d":"0.07"},{"v":0.1387762211751877,"d":"0.14"},1.1,7.9,8.8,12.5,null,1907,null,{"v":0.8,"d":"80%"},null,null,0,10.9,12.8,21.85,null,1,1,1,250,267,369,null,0,0,0,1]
["16511015",null,null,1,65,110,15,16.5,0,26,30,44.1,{"v":1691.2,"d":"1691"},{"v":1908.150188257796,"d":"1908"},{"v":2043.2071973479594,"d":"2043"},{"v":2816.6099999999997,"d":"2817"},1.5,1.08,1.08,1.08,1691,1908,2043,2817,145,164,176,242,{"v":0.11593545715039978,"d":"0.12"},{"v":0.14742102741229732,"d":"0.15"},{"v":0.1692130010603492,"d":"0.17"},{"v":0.31530215896235814,"d":"0.32"},0.0002083,1.724,2,0.000461829,{"v":249.80785427097814,"d":"250"},{"v":267.48901053042016,"d":"267"},{"v":368.74,"d":"369"},1.01,1.01,1.01,250,267,369,108,115,159,{"v":0.06529371258627988,"d":"0.07"},{"v":0.07378840122581994,"d":"0.07"},{"v":0.1387762211751877,"d":"0.14"},1.1,7.9,8.8,12.5,null,2114,null,{"v":0.8,"d":"80%"},null,null,0,10.9,12.8,21.85,null,1,1,1,250,267,369,null,0,0,0,1]
["19511015",null,null,1,95,110,15,16.5,0,26,30,44.1,{"v":1813.150188257796,"d":"1813"},{"v":1908.150188257796,"d":"1908"},{"v":2043.2071973479594,"d":"2043"},{"v":2816.6099999999997,"d":"2817"},1.5,1.08,1.08,1.08,1813,1908,2043,2817,156,164,176,242,{"v":0.13371237350772527,"d":"0.13"},{"v":0.14742102741229732,"d":"0.15"},{"v":0.1692130010603492,"d":"0.17"},{"v":0.31530215896235814,"d":"0.32"},0.0002083,1.724,2,0.000461829,{"v":249.80785427097814,"d":"250"},{"v":267.48901053042016,"d":"267"},{"v":368.74,"d":"369"},1.01,1.01,1.01,250,267,369,108,115,159,{"v":0.06529371258627988,"d":"0.07"},{"v":0.07378840122581994,"d":"0.07"},{"v":0.1387762211751877,"d":"0.14"},1.1,7.9,8.8,12.5,null,2361,null,{"v":0.8,"d":"80%"},null,null,0,10.9,12.8,21.85,null,1,1,1,250,267,369,null,0,0,0,1]
["13511016",null,null,1,35,110,16,16.5,0,26,30,44.1,{"v":1191.3600000000001,"d":"1191"},{"v":2849.7497938679544,"d":"2850"},{"v":3051.4523045945984,"d":"3051"},{"v":4206.5,"d":"4207"},1.5,1.1,1.1,1.1,1191,2850,3051,4207,102,245,262,362,{"v":0.16466836695809478,"d":"0.16"},{"v":0.9219544805754951,"d":"0.92"},{"v":1.0521845346704815,"d":"1.05"},{"v":1.9898808014753209,"d":"1.99"},0.0002083,1.724,4,1.392796E-3,{"v":407.83296705301524,"d":"408"},{"v":436.69898665540194,"d":"437"},602,0.95,0.95,0.95,408,437,602,175,188,259,{"v":0.47548152700019564,"d":"0.48"},{"v":0.5474495716768756,"d":"0.55"},{"v":1.0285851673079258,"d":"1.03"},2.2,7.9,8.8,12.5,null,1752,null,{"v":0.68,"d":"68%"},null,null,0,10.9,12.8,21.85,null,1,1,1,408,437,602,null,0,0,0,1]
["15011016",null,null,1,50,110,16,16.5,0,26,30,44.1,{"v":1419.8400000000001,"d":"1420"},{"v":2849.7497938679544,"d":"2850"},{"v":3051.4523045945984,"d":"3051"},{"v":4206.5,"d":"4207"},1.5,1.1,1.1,1.1,1420,2850,3051,4207,122,245,262,362,{"v":0.23401211503050393,"d":"0.23"},{"v":0.9219544805754951,"d":"0.92"},{"v":1.0521845346704815,"d":"1.05"},{"v":1.9898808014753209,"d":"1.99"},0.0002083,1.724,4,1.392796E-3,{"v":407.83296705301524,"d":"408"},{"v":436.69898665540194,"d":"437"},602,0.95,0.95,0.95,408,437,602,175,188,259,{"v":0.47548152700019564,"d":"0.48"},{"v":0.5474495716768756,"d":"0.55"},{"v":1.0285851673079258,"d":"1.03"},2.2,7.9,8.8,12.5,null,2088,null,{"v":0.68,"d":"68%"},null,null,0,10.9,12.8,21.85,null,1,1,1,408,437,602,null,0,0,0,1]
["16511016",null,null,1,65,110,16,16.5,0,26,30,44.1,{"v":1625.2,"d":"1625"},{"v":2849.7497938679544,"d":"2850"},{"v":3051.4523045945984,"d":"3051"},{"v":4206.5,"d":"4207"},1.5,1.1,1.1,1.1,1625,2850,3051,4207,140,245,262,362,{"v":0.30664457319746813,"d":"0.31"},{"v":0.9219544805754951,"d":"0.92"},{"v":1.0521845346704815,"d":"1.05"},{"v":1.9898808014753209,"d":"1.99"},0.0002083,1.724,4,1.392796E-3,{"$f":"AK167*(1-(($E168-50)*0.005))","v":{"v":377.2454945240391,"d":"377"}},{"$f":"AL167*(1-(($E168-50)*0.005))","v":{"v":403.94656265624684,"d":"404"}},{"$f":"AM167*(1-(($E168-50)*0.005))","v":{"v":556.85,"d":"557"}},0.95,0.95,0.95,377,404,557,162,174,240,{"v":0.4085228817854238,"d":"0.41"},{"v":0.4701529097766184,"d":"0.47"},{"v":0.8852698396496689,"d":"0.89"},2.2,7.9,8.8,12.5,null,2390,null,{"v":0.68,"d":"68%"},null,null,0,10.9,12.8,21.85,null,1,1,1,377,404,557,null,0,0,0,1]
["19511016",null,null,1,95,110,16,16.5,0,26,30,44.1,{"v":2002.6000000000001,"d":"2003"},{"v":2849.7497938679544,"d":"2850"},{"v":3051.4523045945984,"d":"3051"},{"v":4206.5,"d":"4207"},1.5,1.1,1.1,1.1,2003,2850,3051,4207,172,245,262,362,{"v":0.45958461330511147,"d":"0.46"},{"v":0.9219544805754951,"d":"0.92"},{"v":1.0521845346704815,"d":"1.05"},{"v":1.9898808014753209,"d":"1.99"},0.0002083,1.724,4,1.392796E-3,{"$f":"AK167*(1-(($E169-50)*0.005))","v":{"v":316.07054946608685,"d":"316"}},{"$f":"AL167*(1-(($E169-50)*0.005))","v":{"v":338.44171465793653,"d":"338"}},{"$f":"AM167*(1-(($E169-50)*0.005))","v":{"v":466.55,"d":"467"}},0.95,0.95,0.95,316,338,467,136,145,201,{"v":0.28966885772381273,"d":"0.29"},{"v":0.3285344535107995,"d":"0.33"},{"v":0.624419254544573,"d":"0.62"},2.2,7.9,8.8,12.5,null,2945,null,{"v":0.68,"d":"68%"},null,null,0,10.9,12.8,21.85,null,1,1,1,316,338,467,null,0,0,0,1]
["13511020",null,null,1,35,110,20,21.5,0,26,30,44.1,{"v":1812.8000000000002,"d":"1813"},{"v":2692.551301713082,"d":"2693"},{"v":2900.746468081386,"d":"2901"},{"v":3560.6400000000003,"d":"3561"},1.5,1.08,1.08,1.08,1813,2693,2901,3561,156,232,249,306,{"v":0.10410485526141669,"d":"0.10"},{"v":0.2269472264037772,"d":"0.23"},{"v":0.26079058599865457,"d":"0.26"},{"v":0.3911657832602583,"d":"0.39"},0.0001276,1.7219,2,3.76611E-4,{"v":317.1799783158463,"d":"317"},{"v":341.7051705794622,"d":"342"},{"v":419.44,"d":"419"},0.95,0.95,0.95,317,342,419,136,147,180,{"v":0.07954471205365862,"d":"0.08"},{"v":0.09265062946622422,"d":"0.09"},{"v":0.13785909087762688,"d":"0.14"},1.5,7.9,8.8,12.5,null,2266,null,{"v":0.8,"d":"80%"},null,null,0,10.9,12.8,21.85,null,1,1,1,317,342,419,null,0,0,0,1]
["15011020",null,null,1,50,110,20,21.5,0,26,30,44.1,{"v":2134.4,"d":"2134"},{"v":2692.551301713082,"d":"2693"},{"v":2900.746468081386,"d":"2901"},{"v":3560.6400000000003,"d":"3561"},1.5,1.08,1.08,1.08,2134,2693,2901,3561,184,232,249,306,{"v":0.1439378571662937,"d":"0.14"},{"v":0.2269472264037772,"d":"0.23"},{"v":0.26079058599865457,"d":"0.26"},{"v":0.3911657832602583,"d":"0.39"},0.0001276,1.7219,2,3.76611E-4,{"v":317.1799783158463,"d":"317"},{"v":341.7051705794622,"d":"342"},{"v":419.44,"d":"419"},0.95,0.95,0.95,317,342,419,136,147,180,{"v":0.07954471205365862,"d":"0.08"},{"v":0.09265062946622422,"d":"0.09"},{"v":0.13785909087762688,"d":"0.14"},1.5,7.9,8.8,12.5,null,2668,null,{"v":0.8,"d":"80%"},null,null,0,10.9,12.8,21.85,null,1,1,1,317,342,419,null,0,0,0,1]
["16511020",null,null,1,65,110,20,21.5,0,26,30,44.1,{"v":2363.2000000000003,"d":"2363"},{"v":2692.551301713082,"d":"2693"},{"v":2900.746468081386,"d":"2901"},{"v":3560.6400000000003,"d":"3561"},1.5,1.08,1.08,1.08,2363,2693,2901,3561,203,232,249,306,{"v":0.17457604314733524,"d":"0.17"},{"v":0.2269472264037772,"d":"0.23"},{"v":0.26079058599865457,"d":"0.26"},{"v":0.3911657832602583,"d":"0.39"},0.0001276,1.7219,2,3.76611E-4,{"v":317.1799783158463,"d":"317"},{"v":341.7051705794622,"d":"342"},{"v":419.44,"d":"419"},{"$f":"IF($G172=10,0.98,IF($G172=11,0.95,IF($G172=15,1.01,IF($G172=16,0.95,IF($G172=20,0.95,IF($G172=21,0.85))))))","v":0.95},0.95,0.95,317,342,419,136,147,180,{"v":0.07954471205365862,"d":"0.08"},{"v":0.09265062946622422,"d":"0.09"},{"v":0.13785909087762688,"d":"0.14"},1.5,7.9,8.8,12.5,null,2954,null,{"v":0.8,"d":"80%"},null,null,0,10.9,12.8,21.85,null,1,1,1,317,342,419,null,0,0,0,1]
["19511020",null,null,1,95,110,20,21.5,0,26,30,44.1,{"v":2597.551301713082,"d":"2598"},{"v":2692.551301713082,"d":"2693"},{"v":2900.746468081386,"d":"2901"},{"v":3560.6400000000003,"d":"3561"},1.5,1.08,1.08,1.08,2598,2693,2901,3561,223,232,249,306,{"v":0.20997001530883877,"d":"0.21"},{"v":0.2269472264037772,"d":"0.23"},{"v":0.26079058599865457,"d":"0.26"},{"v":0.3911657832602583,"d":"0.39"},0.0001276,1.7219,2,3.76611E-4,{"v":317.1799783158463,"d":"317"},{"v":341.7051705794622,"d":"342"},{"v":419.44,"d":"419"},0.95,0.95,0.95,317,342,419,136,147,180,{"v":0.07954471205365862,"d":"0.08"},{"v":0.09265062946622422,"d":"0.09"},{"v":0.13785909087762688,"d":"0.14"},1.5,7.9,8.8,12.5,null,3291,null,{"v":0.8,"d":"80%"},null,null,0,10.9,12.8,21.85,null,1,1,1,317,342,419,null,0,0,0,1]
["13511021",null,null,1,35,110,21,21.5,0,26,30,44.1,1860,{"v":3556.1815292902165,"d":"3556"},{"v":3807.8845891872675,"d":"3808"},{"v":5249.259999999999,"d":"5249"},1.5,1.05,1.05,1.05,1860,3556,3808,5249,160,306,327,451,{"v":0.1588475578018576,"d":"0.16"},{"v":0.5629980570317168,"d":"0.56"},{"v":0.6410200956951558,"d":"0.64"},{"v":1.2027269290583564,"d":"1.20"},0.0001276,1.7219,4,0.000514201,{"v":445.6489740644759,"d":"446"},{"v":477.1915737569045,"d":"477"},{"v":657.82,"d":"658"},0.85,0.85,0.85,446,477,658,192,205,283,{"v":0.22661573879571267,"d":"0.23"},{"v":0.25750136415425773,"d":"0.26"},{"v":0.4832577351271901,"d":"0.48"},2.9,7.9,8.8,12.5,null,2325,null,{"v":0.8,"d":"80%"},null,null,0,10.9,12.8,21.85,null,1,1,1,446,477,658,null,0,0,0,1]
["15011021",null,null,1,50,110,21,21.5,0,26,30,44.1,2272,{"v":3556.1815292902165,"d":"3556"},{"v":3807.8845891872675,"d":"3808"},{"v":5249.259999999999,"d":"5249"},1.5,1.05,1.05,1.05,2272,3556,3808,5249,195,306,327,451,{"v":0.23357150924011313,"d":"0.23"},{"v":0.5629980570317168,"d":"0.56"},{"v":0.6410200956951558,"d":"0.64"},{"v":1.2027269290583564,"d":"1.20"},0.0001276,1.7219,4,0.000514201,{"v":445.6489740644759,"d":"446"},{"v":477.1915737569045,"d":"477"},{"v":657.82,"d":"658"},0.85,0.85,0.85,446,477,658,192,205,283,{"v":0.22661573879571267,"d":"0.23"},{"v":0.25750136415425773,"d":"0.26"},{"v":0.4832577351271901,"d":"0.48"},2.9,7.9,8.8,12.5,null,2840,null,{"v":0.8,"d":"80%"},null,null,0,10.9,12.8,21.85,null,1,1,1,446,477,658,null,0,0,0,1]
["16511021",null,null,1,65,110,21,21.5,0,26,30,44.1,{"v":2666.4,"d":"2666"},{"v":3556.1815292902165,"d":"3556"},{"v":3807.8845891872675,"d":"3808"},{"v":5249.259999999999,"d":"5249"},1.5,1.05,1.05,1.05,2666,3556,3808,5249,229,306,327,451,{"v":0.3195935220255268,"d":"0.32"},{"v":0.5629980570317168,"d":"0.56"},{"v":0.6410200956951558,"d":"0.64"},{"v":1.2027269290583564,"d":"1.20"},0.0001276,1.7219,4,0.000514201,{"$f":"AK175*(1-(($E176-50)*0.005))","v":{"v":412.22530100964025,"d":"412"}},{"$f":"AL175*(1-(($E176-50)*0.005))","v":{"v":441.4022057251367,"d":"441"}},{"$f":"AM175*(1-(($E176-50)*0.005))","v":{"v":608.4835,"d":"608"}},0.85,0.85,0.85,412,441,608,177,190,261,{"v":0.19338453244863477,"d":"0.19"},{"v":0.22203583444111574,"d":"0.22"},{"v":0.41258520497574347,"d":"0.41"},2.9,7.9,8.8,12.5,null,3333,null,{"v":0.8,"d":"80%"},null,null,0,10.9,12.8,21.85,null,1,1,1,412,441,608,null,0,0,0,1]
["19511021",null,null,1,95,110,21,21.5,0,26,30,44.1,{"v":3449.6000000000004,"d":"3450"},{"v":3556.1815292902165,"d":"3556"},{"v":3807.8845891872675,"d":"3808"},{"v":5249.259999999999,"d":"5249"},1.5,1.05,1.05,1.05,3450,3556,3808,5249,297,306,327,451,{"v":0.5310833948861547,"d":"0.53"},{"v":0.5629980570317168,"d":"0.56"},{"v":0.6410200956951558,"d":"0.64"},{"v":1.2027269290583564,"d":"1.20"},0.0001276,1.7219,4,0.000514201,{"$f":"AK175*(1-(($E177-50)*0.005))","v":{"v":345.3779548999688,"d":"345"}},{"$f":"AL175*(1-(($E177-50)*0.005))","v":{"v":369.823469661601,"d":"370"}},{"$f":"AM175*(1-(($E177-50)*0.005))","v":{"v":509.81050000000005,"d":"510"}},0.85,0.85,0.85,345,370,510,148,159,219,{"v":0.13647363506510682,"d":"0.14"},{"v":0.1569196015075827,"d":"0.16"},{"v":0.29292317844461613,"d":"0.29"},2.9,7.9,8.8,12.5,null,4312,null,{"v":0.8,"d":"80%"},null,null,0,10.9,12.8,21.85,null,1,1,1,345,370,510,null,0,0,0,1]
["13512010",null,null,1,35,120,10,11.5,0,26,30,{"v":44,"d":"44.0"},{"v":970.2,"d":"970"},{"v":1924.9914127028867,"d":"1925"},{"v":2079.6202422788024,"d":"2080"},{"v":2589.78,"d":"2590"},1.5,1.08,1.08,1.08,970,1925,2080,2590,83,166,179,223,{"v":0.042316364244085455,"d":"0.04"},{"v":0.15749249199599902,"d":"0.16"},{"v":0.1817830806912457,"d":"0.18"},{"v":0.2762925905995734,"d":"0.28"},3.969E-4,1.7346,2,0.000367347,{"v":266.87553260000635,"d":"267"},{"v":288.31284965818764,"d":"288"},{"v":359.04,"d":"359"},0.98,0.98,0.98,267,288,359,115,124,154,{"v":0.07844810437960871,"d":"0.08"},{"v":0.0904975407078808,"d":"0.09"},{"v":0.13655457969155813,"d":"0.14"},0.8,8.9,9.9,14.8,null,1078,null,{"v":0.9,"d":"90%"},null,null,0,11.8,13.7,21.85,null,1,1,1,267,288,359,null,0,0,0,1]
["15012010",null,null,1,50,120,10,11.5,0,26,30,{"v":44,"d":"44.0"},{"v":1161.9,"d":"1162"},{"v":1924.9914127028867,"d":"1925"},{"v":2079.6202422788024,"d":"2080"},{"v":2589.78,"d":"2590"},1.5,1.08,1.08,1.08,1162,1925,2080,2590,100,166,179,223,{"v":0.06019921043317894,"d":"0.06"},{"v":0.15749249199599902,"d":"0.16"},{"v":0.1817830806912457,"d":"0.18"},{"v":0.2762925905995734,"d":"0.28"},3.969E-4,1.7346,2,0.000367347,{"v":266.87553260000635,"d":"267"},{"v":288.31284965818764,"d":"288"},{"v":359.04,"d":"359"},0.98,0.98,0.98,267,288,359,115,124,154,{"v":0.07844810437960871,"d":"0.08"},{"v":0.0904975407078808,"d":"0.09"},{"v":0.13655457969155813,"d":"0.14"},0.8,8.9,9.9,14.8,null,1291,null,{"v":0.9,"d":"90%"},null,null,0,11.8,13.7,21.85,null,1,1,1,267,288,359,null,0,0,0,1]
["16512010",null,null,1,65,120,10,11.5,0,26,30,{"v":44,"d":"44.0"},{"v":1307.7,"d":"1308"},{"v":1924.9914127028867,"d":"1925"},{"v":2079.6202422788024,"d":"2080"},{"v":2589.78,"d":"2590"},1.5,1.08,1.08,1.08,1308,1925,2080,2590,112,166,179,223,{"v":0.07461446852992855,"d":"0.07"},{"v":0.15749249199599902,"d":"0.16"},{"v":0.1817830806912457,"d":"0.18"},{"v":0.2762925905995734,"d":"0.28"},3.969E-4,1.7346,2,0.000367347,{"v":266.87553260000635,"d":"267"},{"v":288.31284965818764,"d":"288"},{"v":359.04,"d":"359"},0.98,0.98,0.98,267,288,359,115,124,154,{"v":0.07844810437960871,"d":"0.08"},{"v":0.0904975407078808,"d":"0.09"},{"v":0.13655457969155813,"d":"0.14"},0.8,8.9,9.9,14.8,null,1453,null,{"v":0.9,"d":"90%"},null,null,0,11.8,13.7,21.85,null,1,1,1,267,288,359,null,0,0,0,1]
["19512010",null,null,1,95,120,10,11.5,0,26,30,{"v":44,"d":"44.0"},{"v":1504.8,"d":"1505"},{"v":1924.99141270289,"d":"1925"},{"v":2079.6202422788,"d":"2080"},{"v":2589.78,"d":"2590"},1.5,1.08,1.08,1.08,1505,1925,2080,2590,129,166,179,223,{"v":0.09754591002119214,"d":"0.10"},{"v":0.15749249199599902,"d":"0.16"},{"v":0.1817830806912457,"d":"0.18"},{"v":0.2762925905995734,"d":"0.28"},3.969E-4,1.7346,2,0.000367347,{"v":266.87553260000635,"d":"267"},{"v":288.31284965818764,"d":"288"},{"v":359.04,"d":"359"},0.98,0.98,0.98,267,288,359,115,124,154,{"v":0.07844810437960871,"d":"0.08"},{"v":0.0904975407078808,"d":"0.09"},{"v":0.13655457969155813,"d":"0.14"},0.8,8.9,9.9,14.8,null,1672,null,{"v":0.9,"d":"90%"},null,null,0,11.8,13.7,21.85,null,1,1,1,267,288,359,null,0,0,0,1]
["13512011",null,null,1,35,120,11,11.5,0,26,30,{"v":44,"d":"44.0"},{"v":975.8000000000001,"d":"976"},{"v":2611.892641497221,"d":"2612"},{"v":2821.6982019103875,"d":"2822"},{"v":3513.9,"d":"3514"},1.5,1.1,1.1,1.1,976,2612,2822,3514,84,225,243,302,{"v":0.07547860763440759,"d":"0.08"},{"v":0.4824913090455165,"d":"0.48"},{"v":0.5581185866184035,"d":"0.56"},{"v":0.8424915609755409,"d":"0.84"},3.969E-4,1.7346,4,0.000574288,437,473,589,0.95,0.95,0.95,437,473,589,188,203,253,{"v":0.3435890915686409,"d":"0.34"},{"v":0.3972026661138466,"d":"0.40"},{"v":0.6023937884906787,"d":"0.60"},1.6,8.9,9.9,14.8,null,1435,null,{"v":0.68,"d":"68%"},null,null,0,11.8,13.7,21.85,null,1,1,1,437,473,589,null,0,0,0,1]
["15012011",null,null,1,50,120,11,11.5,0,26,30,{"v":44,"d":"44.0"},{"v":1130.8400000000001,"d":"1131"},{"v":2611.892641497221,"d":"2612"},{"v":2821.6982019103875,"d":"2822"},{"v":3513.9,"d":"3514"},1.5,1.1,1.1,1.1,1131,2612,2822,3514,97,225,243,302,{"v":0.09886174156275475,"d":"0.10"},{"v":0.4824913090455165,"d":"0.48"},{"v":0.5581185866184035,"d":"0.56"},{"v":0.8424915609755409,"d":"0.84"},3.969E-4,1.7346,4,0.000574288,437,473,589,0.95,0.95,0.95,437,473,589,188,203,253,{"v":0.3435890915686409,"d":"0.34"},{"v":0.3972026661138466,"d":"0.40"},{"v":0.6023937884906787,"d":"0.60"},1.6,8.9,9.9,14.8,null,1663,null,{"v":0.68,"d":"68%"},null,null,0,11.8,13.7,21.85,null,1,1,1,437,473,589,null,0,0,0,{"$f":"IF(SUM(BV183:BX183)=0,1,0)","v":1}]
["16512011",null,null,1,65,120,11,11.5,0,26,30,{"v":44,"d":"44.0"},{"v":1259.3600000000001,"d":"1259"},{"v":2611.892641497221,"d":"2612"},{"v":2821.6982019103875,"d":"2822"},{"v":3513.9,"d":"3514"},1.5,1.1,1.1,1.1,1259,2612,2822,3514,108,225,243,302,{"v":0.12095579733133843,"d":"0.12"},{"v":0.4824913090455165,"d":"0.48"},{"v":0.5581185866184035,"d":"0.56"},{"v":0.8424915609755409,"d":"0.84"},3.969E-4,1.7346,4,0.000574288,{"$f":"AK183*(1-(($E184-50)*0.005))","v":{"v":404.225,"d":"404"}},{"$f":"AL183*(1-(($E184-50)*0.005))","v":{"v":437.52500000000003,"d":"438"}},{"$f":"AM183*(1-(($E184-50)*0.005))","v":{"v":544.825,"d":"545"}},0.95,0.95,0.95,404,438,545,174,188,234,{"v":0.29689321527590273,"d":"0.30"},{"v":0.3435890915686409,"d":"0.34"},{"v":0.5196497517792369,"d":"0.52"},1.6,8.9,9.9,14.8,null,1852,null,{"v":0.68,"d":"68%"},null,null,0,11.8,13.7,21.85,null,1,1,1,404,438,545,null,0,0,0,1]
["19512011",null,null,1,95,120,11,11.5,0,26,30,{"v":44,"d":"44.0"},{"v":1465.4,"d":"1465"},{"v":2611.892641497221,"d":"2612"},{"v":2821.6982019103875,"d":"2822"},{"v":3513.9,"d":"3514"},1.5,1.1,1.1,1.1,1465,2612,2822,3514,126,225,243,302,{"v":0.16161645283280412,"d":"0.16"},{"v":0.4824913090455165,"d":"0.48"},{"v":0.5581185866184035,"d":"0.56"},{"v":0.8424915609755409,"d":"0.84"},3.969E-4,1.7346,4,0.000574288,{"$f":"AK183*(1-(($E185-50)*0.005))","v":{"v":338.675,"d":"339"}},{"$f":"AL183*(1-(($E185-50)*0.005))","v":{"v":366.575,"d":"367"}},{"$f":"AM183*(1-(($E185-50)*0.005))","v":{"v":456.475,"d":"456"}},0.95,0.95,0.95,339,367,456,146,158,196,{"v":0.21327463910111719,"d":"0.21"},{"v":0.247507286680139,"d":"0.25"},{"v":0.37172332179516204,"d":"0.37"},1.6,8.9,9.9,14.8,null,2155,null,{"v":0.68,"d":"68%"},null,null,0,11.8,13.7,21.85,null,1,1,1,339,367,456,null,0,0,0,1]
["13512015",null,null,1,35,120,15,16.5,0,26,30,44.8,{"v":1411.2,"d":"1411"},{"v":2216.907386575515,"d":"2217"},{"v":2373.994898330778,"d":"2374"},{"v":3302.76,"d":"3303"},1.5,1.08,1.08,1.08,1411,2217,2374,3303,121,191,204,284,{"v":0.08306490557485242,"d":"0.08"},{"v":0.2020174140862614,"d":"0.20"},{"v":0.22969478307979363,"d":"0.23"},{"v":0.4381787526209058,"d":"0.44"},0.0002083,1.724,2,0.000461829,{"v":302.61675876046246,"d":"303"},{"v":324.0598347937627,"d":"324"},{"v":450.84,"d":"451"},1.01,1.01,1.01,303,324,451,130,139,194,{"v":0.09550098548413372,"d":"0.10"},{"v":0.10878402336268925,"d":"0.11"},{"v":0.20824992292405745,"d":"0.21"},1.2,8.7,9.8,14.3,null,1764,null,{"v":0.8,"d":"80%"},null,null,0,10.6,12.5,21.85,null,1,1,1,303,324,451,null,0,0,0,1]
["15012015",null,null,1,50,120,15,16.5,0,26,30,44.8,{"v":1664.8000000000002,"d":"1665"},{"v":2216.907386575515,"d":"2217"},{"v":2373.994898330778,"d":"2374"},{"v":3302.76,"d":"3303"},1.5,1.08,1.08,1.08,1665,2217,2374,3303,143,191,204,284,{"v":0.11495890734887301,"d":"0.11"},{"v":0.2020174140862614,"d":"0.20"},{"v":0.22969478307979363,"d":"0.23"},{"v":0.4381787526209058,"d":"0.44"},0.0002083,1.724,2,0.000461829,{"v":302.61675876046246,"d":"303"},{"v":324.0598347937627,"d":"324"},{"v":450.84,"d":"451"},1.01,1.01,1.01,303,324,451,{"$f":"ROUND(AQ187*3600/(4186*ABS($AM$1-$AM$2)),0)","v":130},{"$f":"ROUND(AR187*3600/(4186*ABS($AM$1-$AM$2)),0)","v":139},{"$f":"ROUND(AS187*3600/(4186*ABS($AM$1-$AM$2)),0)","v":194},{"v":0.09550098548413372,"d":"0.10"},{"v":0.10878402336268925,"d":"0.11"},{"v":0.20824992292405745,"d":"0.21"},1.2,8.7,9.8,14.3,null,2081,null,{"v":0.8,"d":"80%"},null,null,0,10.6,12.5,21.85,null,1,1,1,303,324,451,null,0,0,0,1]
["16512015",null,null,1,65,120,15,16.5,0,26,30,44.8,{"v":1844.8000000000002,"d":"1845"},{"v":2216.907386575515,"d":"2217"},{"v":2373.994898330778,"d":"2374"},{"v":3302.76,"d":"3303"},1.5,1.08,1.08,1.08,1845,2217,2374,3303,159,191,204,284,{"v":0.14132395459307345,"d":"0.14"},{"v":0.2020174140862614,"d":"0.20"},{"v":0.22969478307979363,"d":"0.23"},{"v":0.4381787526209058,"d":"0.44"},0.0002083,1.724,2,0.000461829,{"v":302.61675876046246,"d":"303"},{"v":324.0598347937627,"d":"324"},{"v":450.84,"d":"451"},1.01,1.01,1.01,303,324,451,130,139,194,{"v":0.09550098548413372,"d":"0.10"},{"v":0.10878402336268925,"d":"0.11"},{"v":0.20824992292405745,"d":"0.21"},1.2,8.7,9.8,14.3,null,2306,null,{"v":0.8,"d":"80%"},null,null,0,10.6,12.5,21.85,null,1,1,1,303,324,451,null,0,0,0,1]
["19512015",null,null,1,95,120,15,16.5,0,26,30,44.8,2060,{"v":2216.907386575515,"d":"2217"},{"v":2373.994898330778,"d":"2374"},{"v":3302.76,"d":"3303"},1.5,1.08,1.08,1.08,2060,2217,2374,3303,{"$f":"ROUND(U189*3600/(4186*ABS($O$1-$O$2)),0)","v":177},{"$f":"ROUND(V189*3600/(4186*ABS($O$1-$O$2)),0)","v":191},{"$f":"ROUND(W189*3600/(4186*ABS($O$1-$O$2)),0)","v":204},{"$f":"ROUND(X189*3600/(4186*ABS($O$1-$O$2)),0)","v":284},{"v":0.1741606274845348,"d":"0.17"},{"v":0.2020174140862614,"d":"0.20"},{"v":0.22969478307979363,"d":"0.23"},{"v":0.4381787526209058,"d":"0.44"},0.0002083,1.724,2,0.000461829,{"v":302.61675876046246,"d":"303"},{"v":324.0598347937627,"d":"324"},{"v":450.84,"d":"451"},1.01,1.01,1.01,303,324,451,130,139,194,{"v":0.09550098548413372,"d":"0.10"},{"v":0.10878402336268925,"d":"0.11"},{"v":0.20824992292405745,"d":"0.21"},1.2,8.7,9.8,14.3,null,2575,null,{"v":0.8,"d":"80%"},null,null,0,10.6,12.5,21.85,null,1,1,1,303,324,451,null,0,0,0,1]
["13512016",null,null,1,35,120,16,16.5,0,26,30,44.8,{"v":1300.16,"d":"1300"},{"v":3241.8333772189817,"d":"3242"},{"v":3471.5459677567114,"d":"3472"},{"v":4829.7,"d":"4830"},1.5,1.1,1.1,1.1,1300,3242,3472,4830,112,279,299,415,{"v":0.2006278196501654,"d":"0.20"},{"v":1.204343316710782,"d":"1.20"},{"v":1.3801140974321322,"d":"1.38"},{"v":2.632057975603213,"d":"2.63"},0.0002083,1.724,4,1.392796E-3,496,532,740,0.95,0.95,0.95,496,532,740,213,229,318,{"v":0.7083366873281138,"d":"0.71"},{"v":0.8167124996631265,"d":"0.82"},{"v":1.5580377368272431,"d":"1.56"},2.4,8.7,9.8,14.3,null,1912,null,{"v":0.68,"d":"68%"},null,null,0,10.6,12.5,21.85,null,1,1,1,496,532,740,null,0,0,0,1]
["15012016",null,null,1,50,120,16,16.5,0,26,30,44.8,{"v":1549.0400000000002,"d":"1549"},{"v":3241.8333772189817,"d":"3242"},{"v":3471.5459677567114,"d":"3472"},{"v":4829.7,"d":"4830"},1.5,1.1,1.1,1.1,1549,3242,3472,4830,133,279,299,415,{"v":0.28099543431150953,"d":"0.28"},{"v":1.204343316710782,"d":"1.20"},{"v":1.3801140974321322,"d":"1.38"},{"v":2.632057975603213,"d":"2.63"},0.0002083,1.724,4,1.392796E-3,496,532,740,0.95,0.95,0.95,496,532,740,213,229,318,{"v":0.7083366873281138,"d":"0.71"},{"v":0.8167124996631265,"d":"0.82"},{"v":1.5580377368272431,"d":"1.56"},2.4,8.7,9.8,14.3,null,2278,null,{"v":0.68,"d":"68%"},null,null,0,10.6,12.5,21.85,null,1,1,1,496,532,740,null,0,0,0,1]
["16512016",null,null,1,65,120,16,16.5,0,26,30,44.8,{"v":1773.44,"d":"1773"},{"v":3241.8333772189817,"d":"3242"},{"v":3471.5459677567114,"d":"3472"},{"v":4829.7,"d":"4830"},1.5,1.1,1.1,1.1,1773,3242,3472,4830,152,279,299,415,{"v":0.36514523725757425,"d":"0.37"},{"v":1.204343316710782,"d":"1.20"},{"v":1.3801140974321322,"d":"1.38"},{"v":2.632057975603213,"d":"2.63"},0.0002083,1.724,4,1.392796E-3,{"$f":"AK191*(1-(($E192-50)*0.005))","v":{"v":458.8,"d":"459"}},{"$f":"AL191*(1-(($E192-50)*0.005))","v":{"v":492.1,"d":"492"}},{"$f":"AM191*(1-(($E192-50)*0.005))","v":{"v":684.5,"d":"685"}},0.95,0.95,0.95,459,492,685,197,212,295,{"v":0.6075768401172845,"d":"0.61"},{"v":0.7018159376269134,"d":"0.70"},{"v":1.3440144268614191,"d":"1.34"},2.4,8.7,9.8,14.3,null,2608,null,{"v":0.68,"d":"68%"},null,null,0,10.6,12.5,21.85,null,1,1,1,459,492,685,null,0,0,0,1]
[{"$f":"CONCATENATE(D193,E193,F193,G193)","v":"19512016"},null,null,1,95,120,16,16.5,0,26,30,44.8,{"v":2184.1600000000003,"d":"2184"},{"v":3241.8333772189817,"d":"3242"},{"v":3471.5459677567114,"d":"3472"},{"v":4829.7,"d":"4830"},1.5,1.1,1.1,1.1,2184,3242,3472,4830,188,279,299,415,{"v":0.5542513655891848,"d":"0.55"},{"v":1.204343316710782,"d":"1.20"},{"v":1.3801140974321322,"d":"1.38"},{"v":2.632057975603213,"d":"2.63"},0.0002083,1.724,4,1.392796E-3,{"$f":"AK191*(1-(($E193-50)*0.005))","v":{"v":384.40000000000003,"d":"384"}},{"$f":"AL191*(1-(($E193-50)*0.005))","v":{"v":412.3,"d":"412"}},{"$f":"AM191*(1-(($E193-50)*0.005))","v":{"v":573.5,"d":"574"}},0.95,0.95,0.95,384,412,574,165,177,247,{"v":0.42896129586036635,"d":"0.43"},{"v":0.49235797410866955,"d":"0.49"},{"v":0.9477233090724179,"d":"0.95"},2.4,8.7,9.8,14.3,null,3212,null,{"v":0.68,"d":"68%"},null,null,0,10.6,12.5,21.85,null,1,1,1,384,412,574,null,0,0,0,1]
["13512020",null,null,1,35,120,20,21.5,0,26,30,44.8,{"v":1977.6000000000001,"d":"1978"},{"v":3079.6829926739365,"d":"3080"},{"v":3327.0647594078355,"d":"3327"},{"v":4143.24,"d":"4143"},1.5,1.08,1.08,1.08,1978,3080,3327,4143,170,265,286,356,{"v":0.12496080001140246,"d":"0.12"},{"v":0.2984824228165089,"d":"0.30"},{"v":0.34670295754782865,"d":"0.35"},{"v":0.5330856461058093,"d":"0.53"},0.0001276,1.7219,2,3.76611E-4,{"v":380.6009016056908,"d":"381"},{"v":411.1734390011653,"d":"411"},{"v":512.04,"d":"512"},0.95,0.95,0.95,381,411,512,164,177,220,{"v":0.11646670942658871,"d":"0.12"},{"v":0.13524222402195477,"d":"0.14"},{"v":0.20715667478646135,"d":"0.21"},1.6,8.7,9.8,14.3,null,2472,null,{"v":0.8,"d":"80%"},null,null,0,10.6,12.5,21.85,null,1,1,1,381,411,512,null,0,0,0,1]
["15012020",null,null,1,50,120,20,21.5,0,26,30,44.8,2328,{"v":3079.6829926739365,"d":"3080"},{"v":3327.0647594078355,"d":"3327"},{"v":4143.24,"d":"4143"},1.5,1.08,1.08,1.08,2328,3080,3327,4143,200,265,286,356,{"v":0.17183702066214884,"d":"0.17"},{"v":0.2984824228165089,"d":"0.30"},{"v":0.34670295754782865,"d":"0.35"},{"v":0.5330856461058093,"d":"0.53"},0.0001276,1.7219,2,3.76611E-4,{"v":380.6009016056908,"d":"381"},{"v":411.1734390011653,"d":"411"},{"v":512.04,"d":"512"},0.95,0.95,0.95,381,411,512,164,177,220,{"v":0.11646670942658871,"d":"0.12"},{"v":0.13524222402195477,"d":"0.14"},{"v":0.20715667478646135,"d":"0.21"},1.6,8.7,9.8,14.3,null,2910,null,{"v":0.8,"d":"80%"},null,null,0,10.6,12.5,21.85,null,1,1,1,381,411,512,null,0,0,0,1]
["16512020",null,null,1,65,120,20,21.5,0,26,30,44.8,{"v":2577.6000000000004,"d":"2578"},{"v":3079.6829926739365,"d":"3080"},{"v":3327.0647594078355,"d":"3327"},{"v":4143.24,"d":"4143"},1.5,1.08,1.08,1.08,2578,3080,3327,4143,222,265,286,356,{"v":0.21086727659067472,"d":"0.21"},{"v":0.2984824228165089,"d":"0.30"},{"v":0.34670295754782865,"d":"0.35"},{"v":0.5330856461058093,"d":"0.53"},0.0001276,1.7219,2,3.76611E-4,{"v":380.6009016056908,"d":"381"},{"v":411.1734390011653,"d":"411"},{"v":512.04,"d":"512"},0.95,0.95,0.95,381,411,512,164,177,220,{"v":0.11646670942658871,"d":"0.12"},{"v":0.13524222402195477,"d":"0.14"},{"v":0.20715667478646135,"d":"0.21"},1.6,8.7,9.8,14.3,null,3222,null,{"v":0.8,"d":"80%"},null,null,0,10.6,12.5,21.85,null,1,1,1,381,411,512,null,0,0,0,1]
["19512020",null,null,1,95,120,20,21.5,0,26,30,44.8,2872,{"v":3079.6829926739365,"d":"3080"},{"v":3327.0647594078355,"d":"3327"},{"v":4143.24,"d":"4143"},1.5,1.08,1.08,1.08,2872,3080,3327,4143,247,265,286,356,{"v":0.25998540297560524,"d":"0.26"},{"v":0.2984824228165089,"d":"0.30"},{"v":0.34670295754782865,"d":"0.35"},{"v":0.5330856461058093,"d":"0.53"},0.0001276,1.7219,2,3.76611E-4,{"v":380.6009016056908,"d":"381"},{"v":411.1734390011653,"d":"411"},{"v":512.04,"d":"512"},0.95,0.95,0.95,381,411,512,164,177,220,{"v":0.11646670942658871,"d":"0.12"},{"v":0.13524222402195477,"d":"0.14"},{"v":0.20715667478646135,"d":"0.21"},1.6,8.7,9.8,14.3,null,3590,null,{"v":0.8,"d":"80%"},null,null,0,10.6,12.5,21.85,null,1,1,1,381,411,512,null,0,0,0,1]
["13512021",null,null,1,35,120,21,21.5,0,26,30,44.8,{"v":2029.6000000000001,"d":"2030"},{"v":4175.015825613802,"d":"4175"},{"v":4470.852652878654,"d":"4471"},{"v":6219.96,"d":"6220"},1.5,1.05,1.05,1.05,2030,4175,4471,6220,175,359,385,535,{"v":0.192791535990471,"d":"0.19"},{"v":0.7820148592608814,"d":"0.78"},{"v":0.8964530786446918,"d":"0.90"},{"v":1.7058196412629565,"d":"1.71"},0.0001276,1.7219,4,0.000514201,{"v":541.5607605871626,"d":"542"},{"v":579.9351342123673,"d":"580"},{"v":806.82,"d":"807"},0.85,0.85,0.85,542,580,807,233,249,347,{"v":0.3365439725885186,"d":"0.34"},{"v":0.3830354548473364,"d":"0.38"},{"v":0.7317855670741629,"d":"0.73"},3.2,8.7,9.8,14.3,null,2537,null,{"v":0.8,"d":"80%"},null,null,0,10.6,12.5,21.85,null,1,1,1,542,580,807,null,0,0,0,1]
["15012021",null,null,1,50,120,21,21.5,0,26,30,44.8,{"v":2478.4,"d":"2478"},{"v":4175.015825613802,"d":"4175"},{"v":4470.852652878654,"d":"4471"},{"v":6219.96,"d":"6220"},1.5,1.05,1.05,1.05,2478,4175,4471,6220,213,359,385,535,{"v":0.28257781546454247,"d":"0.28"},{"v":0.7820148592608814,"d":"0.78"},{"v":0.8964530786446918,"d":"0.90"},{"v":1.7058196412629565,"d":"1.71"},0.0001276,1.7219,4,0.000514201,{"v":541.5607605871626,"d":"542"},{"v":579.9351342123673,"d":"580"},{"v":806.82,"d":"807"},0.85,0.85,0.85,542,580,807,233,249,347,{"v":0.3365439725885186,"d":"0.34"},{"v":0.3830354548473364,"d":"0.38"},{"v":0.7317855670741629,"d":"0.73"},3.2,8.7,9.8,14.3,null,3098,null,{"v":0.8,"d":"80%"},null,null,0,10.6,12.5,21.85,null,1,1,1,542,580,807,null,0,0,0,1]
["16512021",null,null,1,65,120,21,21.5,0,26,30,44.8,{"v":2908.8,"d":"2909"},{"v":4175.015825613802,"d":"4175"},{"v":4470.852652878654,"d":"4471"},{"v":6219.96,"d":"6220"},1.5,1.05,1.05,1.05,2909,4175,4471,6220,250,359,385,535,{"v":0.38603893853878724,"d":"0.39"},{"v":0.7820148592608814,"d":"0.78"},{"v":0.8964530786446918,"d":"0.90"},{"v":1.7058196412629565,"d":"1.71"},0.0001276,1.7219,4,0.000514201,{"$f":"AK199*(1-(($E200-50)*0.005))","v":{"v":500.9437035431254,"d":"501"}},{"$f":"AL199*(1-(($E200-50)*0.005))","v":{"v":536.4399991464397,"d":"536"}},{"$f":"AM199*(1-(($E200-50)*0.005))","v":{"v":746.3085000000001,"d":"746"}},0.85,0.85,0.85,501,536,746,215,230,321,{"v":0.2877666589992251,"d":"0.29"},{"v":0.32815493761612674,"d":"0.33"},{"v":0.6285741985736852,"d":"0.63"},3.2,8.7,9.8,14.3,null,3636,null,{"v":0.8,"d":"80%"},null,null,0,10.6,12.5,21.85,null,1,1,1,501,536,746,null,0,0,0,1]
["19512021",null,null,1,95,120,21,21.5,0,26,30,44.8,{"v":3763.2000000000003,"d":"3763"},{"v":4175.015825613802,"d":"4175"},{"v":4470.852652878654,"d":"4471"},{"v":6219.96,"d":"6220"},1.5,1.05,1.05,1.05,3763,4175,4471,6220,324,359,385,535,{"v":0.6400903677789145,"d":"0.64"},{"v":0.7820148592608814,"d":"0.78"},{"v":0.8964530786446918,"d":"0.90"},{"v":1.7058196412629565,"d":"1.71"},0.0001276,1.7219,4,0.000514201,{"$f":"AK199*(1-(($E201-50)*0.005))","v":{"v":419.709589455051,"d":"420"}},{"$f":"AL199*(1-(($E201-50)*0.005))","v":{"v":449.44972901458465,"d":"449"}},{"$f":"AM199*(1-(($E201-50)*0.005))","v":{"v":625.2855000000001,"d":"625"}},0.85,0.85,0.85,420,449,625,181,193,269,{"v":0.2058541758789294,"d":"0.21"},{"v":0.23323446987220386,"d":"0.23"},{"v":0.44528690328701026,"d":"0.45"},3.2,8.7,9.8,14.3,null,4704,null,{"v":0.8,"d":"80%"},null,null,0,10.6,12.5,21.85,null,1,1,1,420,449,625,null,0,0,0,1]
["13514010",null,null,1,35,140,10,11.5,0,26,30,44.8,{"v":1131.3,"d":"1131"},{"v":2267.7915432376717,"d":"2268"},{"v":2456.1428225151312,"d":"2456"},{"v":3097.58,"d":"3098"},1.5,1.08,1.08,1.08,1131,2268,2456,3098,97,195,211,266,{"v":0.061173563114268546,"d":"0.06"},{"v":0.22855867513090425,"d":"0.23"},{"v":0.2653815415446367,"d":"0.27"},{"v":0.4118036693657595,"d":"0.41"},3.969E-4,1.7346,2,0.000367347,{"v":314.40040300104783,"d":"314"},{"v":340.5129080446342,"d":"341"},{"v":429.44,"d":"429"},0.98,0.98,0.98,314,341,429,135,147,184,{"v":0.11404996966906063,"d":"0.11"},{"v":0.1339431496553784,"d":"0.13"},{"v":0.20476735769324847,"d":"0.20"},0.9,10.1,11.2,17.5,null,1257,null,{"v":0.9,"d":"90%"},null,null,0,11.5,13.3,21.85,null,1,1,1,314,341,429,null,0,0,0,1]
["15014010",null,null,1,50,140,10,11.5,0,26,30,44.8,{"v":1355.4,"d":"1355"},{"v":2267.7915432376717,"d":"2268"},{"v":2456.1428225151312,"d":"2456"},{"v":3097.58,"d":"3098"},1.5,1.08,1.08,1.08,1355,2268,2456,3098,117,195,211,266,{"v":0.08707259352286217,"d":"0.09"},{"v":0.22855867513090425,"d":"0.23"},{"v":0.2653815415446367,"d":"0.27"},{"v":0.4118036693657595,"d":"0.41"},3.969E-4,1.7346,2,0.000367347,{"v":314.40040300104783,"d":"314"},{"v":340.5129080446342,"d":"341"},{"v":429.44,"d":"429"},0.98,0.98,0.98,314,341,429,135,147,184,{"v":0.11404996966906063,"d":"0.11"},{"v":0.1339431496553784,"d":"0.13"},{"v":0.20476735769324847,"d":"0.20"},0.9,10.1,11.2,17.5,null,1506,null,{"v":0.9,"d":"90%"},null,null,0,11.5,13.3,21.85,null,1,1,1,314,341,429,null,0,0,0,1]
["16514010",null,null,1,65,140,10,11.5,0,26,30,44.8,{"v":1525.5,"d":"1526"},{"v":2267.7915432376717,"d":"2268"},{"v":2456.1428225151312,"d":"2456"},{"v":3097.58,"d":"3098"},1.5,1.08,1.08,1.08,1526,2268,2456,3098,131,195,211,266,{"v":0.10775713634474349,"d":"0.11"},{"v":0.22855867513090425,"d":"0.23"},{"v":0.2653815415446367,"d":"0.27"},{"v":0.4118036693657595,"d":"0.41"},3.969E-4,1.7346,2,0.000367347,{"v":314.40040300104783,"d":"314"},{"v":340.5129080446342,"d":"341"},{"v":429.44,"d":"429"},0.98,0.98,0.98,314,341,429,135,147,184,{"v":0.11404996966906063,"d":"0.11"},{"v":0.1339431496553784,"d":"0.13"},{"v":0.20476735769324847,"d":"0.20"},0.9,10.1,11.2,17.5,null,1695,null,{"v":0.9,"d":"90%"},null,null,0,11.5,13.3,21.85,null,1,1,1,314,341,429,null,0,0,0,1]
["19514010",null,null,1,95,140,10,11.5,0,26,30,44.8,1755,{"v":2267.79154323767,"d":"2268"},{"v":2456.14282251513,"d":"2456"},{"v":3097.58,"d":"3098"},1.5,1.08,1.08,1.08,1755,2268,2456,3098,151,195,211,266,{"v":0.14091109064366686,"d":"0.14"},{"v":0.22855867513090425,"d":"0.23"},{"v":0.2653815415446367,"d":"0.27"},{"v":0.4118036693657595,"d":"0.41"},3.969E-4,1.7346,2,0.000367347,{"v":314.40040300104783,"d":"314"},{"v":340.5129080446342,"d":"341"},{"v":429.44,"d":"429"},0.98,0.98,0.98,314,341,429,135,147,184,{"v":0.11404996966906063,"d":"0.11"},{"v":0.1339431496553784,"d":"0.13"},{"v":0.20476735769324847,"d":"0.20"},0.9,10.1,11.2,17.5,null,1950,null,{"v":0.9,"d":"90%"},null,null,0,11.5,13.3,21.85,null,1,1,1,314,341,429,null,0,0,0,1]
["13514011",null,null,1,35,140,11,11.5,0,26,30,44.8,{"v":1138.3200000000002,"d":"1138"},{"v":3077.015307780141,"d":"3077"},{"v":3332.5766142436496,"d":"3333"},{"v":4202.9,"d":"4203"},1.5,1.1,1.1,1.1,1138,3077,3333,4203,98,265,287,361,{"v":0.10963396052277664,"d":"0.11"},{"v":0.7073460763495847,"d":"0.71"},{"v":0.8219999480326121,"d":"0.82"},{"v":1.2670408781957792,"d":"1.27"},3.969E-4,1.7346,4,0.000574288,515,558,704,0.95,0.95,0.95,515,558,704,221,240,303,{"v":0.5026708586376617,"d":"0.50"},{"v":0.5870018450899704,"d":"0.59"},{"v":0.9104953802325403,"d":"0.91"},1.9,10.1,11.2,17.5,null,1674,null,{"v":0.68,"d":"68%"},null,null,0,11.5,13.3,21.85,null,1,1,1,515,558,704,null,0,0,0,1]
["15014011",null,null,1,50,140,11,11.5,0,26,30,44.8,{"v":1319.2,"d":"1319"},{"v":3077.015307780141,"d":"3077"},{"v":3332.5766142436496,"d":"3333"},{"v":4202.9,"d":"4203"},1.5,1.1,1.1,1.1,1319,3077,3333,4203,113,265,287,361,{"v":0.14302269978683496,"d":"0.14"},{"v":0.7073460763495847,"d":"0.71"},{"v":0.8219999480326121,"d":"0.82"},{"v":1.2670408781957792,"d":"1.27"},3.969E-4,1.7346,4,0.000574288,515,558,704,0.95,0.95,0.95,515,558,704,221,240,303,{"v":0.5026708586376617,"d":"0.50"},{"v":0.5870018450899704,"d":"0.59"},{"v":0.9104953802325403,"d":"0.91"},1.9,10.1,11.2,17.5,null,1940,null,{"v":0.68,"d":"68%"},null,null,0,11.5,13.3,21.85,null,1,1,1,515,558,704,null,0,0,0,1]
["16514011",null,null,1,65,140,11,11.5,0,26,30,44.8,{"v":1468.8000000000002,"d":"1469"},{"v":3077.015307780141,"d":"3077"},{"v":3332.5766142436496,"d":"3333"},{"v":4202.9,"d":"4203"},1.5,1.1,1.1,1.1,1469,3077,3333,4203,126,265,287,361,{"v":0.1753031894256837,"d":"0.18"},{"v":0.7073460763495847,"d":"0.71"},{"v":0.8219999480326121,"d":"0.82"},{"v":1.2670408781957792,"d":"1.27"},3.969E-4,1.7346,4,0.000574288,{"$f":"AK207*(1-(($E208-50)*0.005))","v":{"v":476.375,"d":"476"}},{"$f":"AL207*(1-(($E208-50)*0.005))","v":{"v":516.15,"d":"516"}},{"$f":"AM207*(1-(($E208-50)*0.005))","v":{"v":651.2,"d":"651"}},0.95,0.95,0.95,476,516,651,205,222,280,{"v":0.4364693191850449,"d":"0.44"},{"v":0.5069549572268944,"d":"0.51"},{"v":0.7846344541090423,"d":"0.78"},1.9,10.1,11.2,17.5,null,2160,null,{"v":0.68,"d":"68%"},null,null,0,11.5,13.3,21.85,null,1,1,1,476,516,651,null,0,0,0,1]
["19514011",null,null,1,95,140,11,11.5,0,26,30,44.8,{"v":1709.5200000000002,"d":"1710"},{"v":3077.015307780141,"d":"3077"},{"v":3332.5766142436496,"d":"3333"},{"v":4202.9,"d":"4203"},1.5,1.1,1.1,1.1,1710,3077,3333,4203,147,265,287,361,{"v":0.23391740942155675,"d":"0.23"},{"v":0.7073460763495847,"d":"0.71"},{"v":0.8219999480326121,"d":"0.82"},{"v":1.2670408781957792,"d":"1.27"},3.969E-4,1.7346,4,0.000574288,{"$f":"AK207*(1-(($E209-50)*0.005))","v":{"v":399.125,"d":"399"}},{"$f":"AL207*(1-(($E209-50)*0.005))","v":{"v":432.45,"d":"432"}},{"$f":"AM207*(1-(($E209-50)*0.005))","v":{"v":545.6,"d":"546"}},0.95,0.95,0.95,399,432,546,172,186,235,{"v":0.3139696758342326,"d":"0.31"},{"v":0.36361651706757825,"d":"0.36"},{"v":0.5642101677547922,"d":"0.56"},1.9,10.1,11.2,17.5,null,2514,null,{"v":0.68,"d":"68%"},null,null,0,11.5,13.3,21.85,null,1,1,1,399,432,546,null,0,0,0,1]
["13514015",null,null,1,35,140,15,16.5,0,26,30,45.4,{"v":1646.4,"d":"1646"},{"v":2628.9846104428207,"d":"2629"},{"v":2815.458457495267,"d":"2815"},{"v":3950.36,"d":"3950"},1.5,1.08,1.08,1.08,1646,2629,2815,3950,142,226,242,340,{"v":0.11759250759481113,"d":"0.12"},{"v":0.28983635322357215,"d":"0.29"},{"v":0.3310697115084538,"d":"0.33"},{"v":0.6418295973215244,"d":"0.64"},0.0002083,1.724,2,0.000461829,{"v":358.86695423586366,"d":"359"},{"v":384.32138301819265,"d":"384"},{"v":539.24,"d":"539"},1.01,1.01,1.01,359,384,539,154,165,232,{"v":0.137621338941047,"d":"0.14"},{"v":0.1573279392829452,"d":"0.16"},{"v":0.30498467021762166,"d":"0.30"},1.4,9.6,10.5,16.1,null,2058,null,{"v":0.8,"d":"80%"},null,null,0,10.4,12.2,21.85,null,1,1,1,359,384,539,null,0,0,0,1]
["15014015",null,null,1,50,140,15,16.5,0,26,30,45.4,{"v":1942.4,"d":"1942"},{"v":2628.9846104428207,"d":"2629"},{"v":2815.458457495267,"d":"2815"},{"v":3950.36,"d":"3950"},1.5,1.08,1.08,1.08,1942,2629,2815,3950,167,226,242,340,{"v":0.1610490654902251,"d":"0.16"},{"v":0.28983635322357215,"d":"0.29"},{"v":0.3310697115084538,"d":"0.33"},{"v":0.6418295973215244,"d":"0.64"},0.0002083,1.724,2,0.000461829,{"v":358.86695423586366,"d":"359"},{"v":384.32138301819265,"d":"384"},{"v":539.24,"d":"539"},1.01,1.01,1.01,359,384,539,154,165,232,{"v":0.137621338941047,"d":"0.14"},{"v":0.1573279392829452,"d":"0.16"},{"v":0.30498467021762166,"d":"0.30"},1.4,9.6,10.5,16.1,null,2428,null,{"v":0.8,"d":"80%"},null,null,0,10.4,12.2,21.85,null,1,1,1,359,384,539,null,0,0,0,1]
["16514015",null,null,1,65,140,15,16.5,0,26,30,45.4,{"v":2152.8,"d":"2153"},{"v":2628.9846104428207,"d":"2629"},{"v":2815.458457495267,"d":"2815"},{"v":3950.36,"d":"3950"},1.5,1.08,1.08,1.08,2153,2629,2815,3950,185,226,242,340,{"v":0.19644669552231278,"d":"0.20"},{"v":0.28983635322357215,"d":"0.29"},{"v":0.3310697115084538,"d":"0.33"},{"v":0.6418295973215244,"d":"0.64"},0.0002083,1.724,2,0.000461829,{"v":358.86695423586366,"d":"359"},{"v":384.32138301819265,"d":"384"},{"v":539.24,"d":"539"},1.01,1.01,1.01,359,384,539,154,165,232,{"v":0.137621338941047,"d":"0.14"},{"v":0.1573279392829452,"d":"0.16"},{"v":0.30498467021762166,"d":"0.30"},1.4,9.6,10.5,16.1,null,2691,null,{"v":0.8,"d":"80%"},null,null,0,10.4,12.2,21.85,null,1,1,1,359,384,539,null,0,0,0,1]
["19514015",null,null,1,95,140,15,16.5,0,26,30,45.4,{"v":2403.2000000000003,"d":"2403"},{"v":2628.9846104428207,"d":"2629"},{"v":2815.458457495267,"d":"2815"},{"v":3950.36,"d":"3950"},1.5,1.08,1.08,1.08,2403,2629,2815,3950,207,226,242,340,{"v":0.24435887460656164,"d":"0.24"},{"v":0.28983635322357215,"d":"0.29"},{"v":0.3310697115084538,"d":"0.33"},{"v":0.6418295973215244,"d":"0.64"},0.0002083,1.724,2,0.000461829,{"v":358.86695423586366,"d":"359"},{"v":384.32138301819265,"d":"384"},{"v":539.24,"d":"539"},1.01,1.01,1.01,359,384,539,154,165,232,{"v":0.137621338941047,"d":"0.14"},{"v":0.1573279392829452,"d":"0.16"},{"v":0.30498467021762166,"d":"0.30"},1.4,9.6,10.5,16.1,null,3004,null,{"v":0.8,"d":"80%"},null,null,0,10.4,12.2,21.85,null,1,1,1,359,384,539,null,0,0,0,1]
["13514016",null,null,1,35,140,16,16.5,0,26,30,45.4,{"v":1516.4,"d":"1516"},{"v":3844.4231409656436,"d":"3844"},{"v":4117.108028486747,"d":"4117"},{"v":5776.7,"d":"5777"},1.5,1.1,1.1,1.1,1516,3844,4117,5777,130,331,354,497,{"v":0.27590244990104534,"d":"0.28"},{"v":1.7219838483818737,"d":"1.72"},{"v":1.9648470126541058,"d":"1.96"},{"v":3.828069631665256,"d":"3.83"},0.0002083,1.724,4,1.392796E-3,589,630,885,0.95,0.95,0.95,589,630,885,253,271,381,{"v":1.0162271216516092,"d":"1.02"},{"v":1.162899406116033,"d":"1.16"},{"v":2.2700825079676186,"d":"2.27"},2.8,9.6,10.5,16.1,null,2230,null,{"v":0.68,"d":"68%"},null,null,0,10.4,12.2,21.85,null,1,1,1,589,630,885,null,0,0,0,1]
["15014016",null,null,1,50,140,16,16.5,0,26,30,45.4,{"v":1806.7600000000002,"d":"1807"},{"v":3844.4231409656436,"d":"3844"},{"v":4117.108028486747,"d":"4117"},{"v":5776.7,"d":"5777"},1.5,1.1,1.1,1.1,1807,3844,4117,5777,155,331,354,497,{"v":0.38917554699290247,"d":"0.39"},{"v":1.7219838483818737,"d":"1.72"},{"v":1.9648470126541058,"d":"1.96"},{"v":3.828069631665256,"d":"3.83"},0.0002083,1.724,4,1.392796E-3,589,630,885,0.95,0.95,0.95,589,630,885,253,271,381,{"v":1.0162271216516092,"d":"1.02"},{"v":1.162899406116033,"d":"1.16"},{"v":2.2700825079676186,"d":"2.27"},2.8,9.6,10.5,16.1,null,2657,null,{"v":0.68,"d":"68%"},null,null,0,10.4,12.2,21.85,null,1,1,1,589,630,885,null,0,0,0,1]
["16514016",null,null,1,65,140,16,16.5,0,26,30,45.4,{"v":2068.56,"d":"2069"},{"v":3844.4231409656436,"d":"3844"},{"v":4117.108028486747,"d":"4117"},{"v":5776.7,"d":"5777"},1.5,1.1,1.1,1.1,2069,3844,4117,5777,178,331,354,497,{"v":0.5102155852935594,"d":"0.51"},{"v":1.7219838483818737,"d":"1.72"},{"v":1.9648470126541058,"d":"1.96"},{"v":3.828069631665256,"d":"3.83"},0.0002083,1.724,4,1.392796E-3,{"$f":"AK215*(1-(($E216-50)*0.005))","v":{"v":544.825,"d":"545"}},{"$f":"AL215*(1-(($E216-50)*0.005))","v":{"v":582.75,"d":"583"}},{"$f":"AM215*(1-(($E216-50)*0.005))","v":{"v":818.625,"d":"819"}},0.95,0.95,0.95,545,583,819,234,251,352,{"v":0.8719794385779305,"d":"0.87"},{"v":1.000531452602585,"d":"1.00"},{"v":1.943101645805947,"d":"1.94"},2.8,9.6,10.5,16.1,null,3042,null,{"v":0.68,"d":"68%"},null,null,0,10.4,12.2,21.85,null,1,1,1,545,583,819,null,0,0,0,1]
["19514016",null,null,1,95,140,16,16.5,0,26,30,45.4,{"v":2548.6400000000003,"d":"2549"},{"v":3844.4231409656436,"d":"3844"},{"v":4117.108028486747,"d":"4117"},{"v":5776.7,"d":"5777"},1.5,1.1,1.1,1.1,2549,3844,4117,5777,219,331,354,497,{"v":0.7657840909575637,"d":"0.77"},{"v":1.7219838483818737,"d":"1.72"},{"v":1.9648470126541058,"d":"1.96"},{"v":3.828069631665256,"d":"3.83"},0.0002083,1.724,4,1.392796E-3,{"$f":"AK215*(1-(($E217-50)*0.005))","v":{"v":456.475,"d":"456"}},{"$f":"AL215*(1-(($E217-50)*0.005))","v":{"v":488.25,"d":"488"}},{"$f":"AM215*(1-(($E217-50)*0.005))","v":{"v":685.875,"d":"686"}},0.95,0.95,0.95,456,488,686,196,210,295,{"v":0.616149412493784,"d":"0.62"},{"v":0.7053267910428213,"d":"0.71"},{"v":1.3735930863768393,"d":"1.37"},2.8,9.6,10.5,16.1,null,3748,null,{"v":0.68,"d":"68%"},null,null,0,10.4,12.2,21.85,null,1,1,1,456,488,686,null,0,0,0,1]
["13514020",null,null,1,35,140,20,21.5,0,26,30,45.4,{"v":2307.2000000000003,"d":"2307"},{"v":3628.109195995047,"d":"3628"},{"v":3929.4415695377957,"d":"3929"},{"v":4955.64,"d":"4956"},1.5,1.08,1.08,1.08,2307,3628,3929,4956,198,312,338,426,{"v":0.1729895881913203,"d":"0.17"},{"v":0.4211889524134416,"d":"0.42"},{"v":0.4927124636981848,"d":"0.49"},{"v":0.7756359730733573,"d":"0.78"},0.0001276,1.7219,2,3.76611E-4,{"v":448.3778474617217,"d":"448"},{"v":485.6178404500181,"d":"486"},{"v":612.44,"d":"612"},0.95,0.95,0.95,448,486,612,193,209,263,{"v":0.16455496588623258,"d":"0.16"},{"v":0.1922740711354792,"d":"0.19"},{"v":0.30142179085547277,"d":"0.30"},1.9,9.6,10.5,16.1,null,2884,null,{"v":0.8,"d":"80%"},null,null,0,10.4,12.2,21.85,null,1,1,1,448,486,612,null,0,0,0,1]
["15014020",null,null,1,50,140,20,21.5,0,26,30,45.4,2716,{"v":3628.109195995047,"d":"3628"},{"v":3929.4415695377957,"d":"3929"},{"v":4955.64,"d":"4956"},1.5,1.08,1.08,1.08,2716,3628,3929,4956,234,312,338,426,{"v":0.2398195073040927,"d":"0.24"},{"v":0.4211889524134416,"d":"0.42"},{"v":0.4927124636981848,"d":"0.49"},{"v":0.7756359730733573,"d":"0.78"},0.0001276,1.7219,2,3.76611E-4,{"v":448.3778474617217,"d":"448"},{"v":485.6178404500181,"d":"486"},{"v":612.44,"d":"612"},0.95,0.95,0.95,448,486,612,193,209,263,{"v":0.16455496588623258,"d":"0.16"},{"v":0.1922740711354792,"d":"0.19"},{"v":0.30142179085547277,"d":"0.30"},1.9,9.6,10.5,16.1,null,3395,null,{"v":0.8,"d":"80%"},null,null,0,10.4,12.2,21.85,null,1,1,1,448,486,612,null,0,0,0,1]
["16514020",null,null,1,65,140,20,21.5,0,26,30,45.4,{"$f":"IF($N220-($BE220*$BG220)>100,$BE220*$BG220,$N220-95)","v":{"v":3007.2000000000003,"d":"3007"}},{"v":3628.109195995047,"d":"3628"},{"v":3929.4415695377957,"d":"3929"},{"v":4955.64,"d":"4956"},1.5,1.08,1.08,1.08,{"$f":"ROUND(M220*POWER(CF_heat,Q220),0)","v":3007},{"$f":"ROUND(N220*POWER(CF_heat,R220),0)","v":3628},{"$f":"ROUND(O220*POWER(CF_heat,S220),0)","v":3929},{"$f":"ROUND(P220*POWER(CF_heat,T220),0)","v":4956},259,312,338,426,{"v":0.29251389146745715,"d":"0.29"},{"v":0.4211889524134416,"d":"0.42"},{"v":0.4927124636981848,"d":"0.49"},{"v":0.7756359730733573,"d":"0.78"},{"$f":"IF($G220=$CO$103,CP$103,IF($G220=$CO$104,CP$104,IF($G220=$CO$105,CP$105,IF($G220=$CO$107,CP$107,IF($G220=$CO$108,CP$108,IF($G220=$CO$109,CP$109,IF($G220=$CO$111,CP$111,IF($G220=$CO$112,CP$112,IF($G220=$CO$113,CP$113,IF($G220=$CO$115,CP$115,IF($G220=$CO$116,CP$116,IF($G220=$CO$117,CP$117,IF($G220=$CO$119,CP$119,IF($G220=$CO$120,CP$120,))))))))))))))","v":0.0001276},{"$f":"IF($G220=$CO$103,CQ$103,IF($G220=$CO$104,CQ$104,IF($G220=$CO$105,CQ$105,IF($G220=$CO$107,CQ$107,IF($G220=$CO$108,CQ$108,IF($G220=$CO$109,CQ$109,IF($G220=$CO$111,CQ$111,IF($G220=$CO$112,CQ$112,IF($G220=$CO$113,CQ$113,IF($G220=$CO$115,CQ$115,IF($G220=$CO$116,CQ$116,IF($G220=$CO$117,CQ$117,IF($G220=$CO$119,CQ$119,IF($G220=$CO$120,CQ$120,))))))))))))))","v":1.7219},{"$f":"IF($G220=$CO$103,CR$103,IF($G220=$CO$104,CR$104,IF($G220=$CO$105,CR$105,IF($G220=$CO$107,CR$107,IF($G220=$CO$108,CR$108,IF($G220=$CO$109,CR$109,IF($G220=$CO$111,CR$111,IF($G220=$CO$112,CR$112,IF($G220=$CO$113,CR$113,IF($G220=$CO$115,CR$115,IF($G220=$CO$116,CR$116,IF($G220=$CO$117,CR$117,IF($G220=$CO$119,CR$119,IF($G220=$CO$120,CR$120,))))))))))))))","v":2},{"$f":"IF($G220=$CO$103,CS$103,IF($G220=$CO$104,CS$104,IF($G220=$CO$105,CS$105,IF($G220=$CO$107,CS$107,IF($G220=$CO$108,CS$108,IF($G220=$CO$109,CS$109,IF($G220=$CO$111,CS$111,IF($G220=$CO$112,CS$112,IF($G220=$CO$113,CS$113,IF($G220=$CO$115,CS$115,IF($G220=$CO$116,CS$116,IF($G220=$CO$117,CS$117,IF($G220=$CO$119,CS$119,IF($G220=$CO$120,CS$120,))))))))))))))","v":3.76611E-4},{"v":448.3778474617217,"d":"448"},{"v":485.6178404500181,"d":"486"},{"v":612.44,"d":"612"},0.95,0.95,0.95,{"$f":"ROUND(AK220*POWER(CF_cool,AN220),0)","v":448},{"$f":"ROUND(AL220*POWER(CF_cool,AO220),0)","v":486},{"$f":"ROUND(AM220*POWER(CF_cool,AP220),0)","v":612},193,209,263,{"v":0.16455496588623258,"d":"0.16"},{"v":0.1922740711354792,"d":"0.19"},{"v":0.30142179085547277,"d":"0.30"},{"$f":"ROUND(IF(G220=10,$CO$92*F220,IF(G220=11,$CO$93*F220,IF(G220=15,$CO$94*F220,IF(G220=16,$CO$95*F220,IF(G220=20,$CO$96*F220,IF(G220=21,$CO$97*F220,)))))),1)","v":1.9},9.6,10.5,16.1,null,3759,null,{"$f":"IF(G220=10,0.9,IF(G220=11,0.68,IF(G220=15,0.8,IF(G220=16,0.68,IF(G220=20,0.8,IF(G220=21,0.8))))))","v":{"v":0.8,"d":"80%"}},null,null,0,10.4,12.2,21.85,null,1,1,1,{"$f":"AQ220/BO220","v":448},486,612,null,{"$f":"BR220-AQ220","v":0},{"$f":"BS220-AR220","v":0},{"$f":"BT220-AS220","v":0},1]
[{"$f":"CONCATENATE(D221,E221,F221,G221)","v":"19514020"},null,null,1,95,140,20,21.5,0,26,30,45.4,{"v":3351.2000000000003,"d":"3351"},{"v":3628.109195995047,"d":"3628"},{"v":3929.4415695377957,"d":"3929"},{"v":4955.64,"d":"4956"},1.5,{"$f":"IF($G221=10,1.08,IF($G221=11,1.1,IF($G221=15,1.08,IF($G221=16,1.1,IF($G221=20,1.08,IF($G221=21,1.05))))))","v":1.08},1.08,1.08,3351,3628,3929,4956,288,312,338,426,{"$f":"(($AG221*(Y221^$AH221)*((($F221-14.4)*$AI221)/100))+($AJ221*(Y221^2)))*0.0098","v":{"v":0.36007036359615985,"d":"0.36"}},{"$f":"(($AG221*(Z221^$AH221)*((($F221-14.4)*$AI221)/100))+($AJ221*(Z221^2)))*0.0098","v":{"v":0.4211889524134416,"d":"0.42"}},{"$f":"(($AG221*(AA221^$AH221)*((($F221-14.4)*$AI221)/100))+($AJ221*(AA221^2)))*0.0098","v":{"v":0.4927124636981848,"d":"0.49"}},{"$f":"(($AG221*(AB221^$AH221)*((($F221-14.4)*$AI221)/100))+($AJ221*(AB221^2)))*0.0098","v":{"v":0.7756359730733573,"d":"0.78"}},0.0001276,1.7219,2,3.76611E-4,{"v":448.3778474617217,"d":"448"},{"v":485.6178404500181,"d":"486"},{"v":612.44,"d":"612"},0.95,0.95,0.95,448,486,612,193,209,263,{"$f":"(($AG221*(AT221^$AH221)*((($F221-14.4)*$AI221)/100))+($AJ221*(AT221^2)))*0.0098","v":{"v":0.16455496588623258,"d":"0.16"}},{"$f":"(($AG221*(AU221^$AH221)*((($F221-14.4)*$AI221)/100))+($AJ221*(AU221^2)))*0.0098","v":{"v":0.1922740711354792,"d":"0.19"}},{"$f":"(($AG221*(AV221^$AH221)*((($F221-14.4)*$AI221)/100))+($AJ221*(AV221^2)))*0.0098","v":{"v":0.30142179085547277,"d":"0.30"}},1.9,9.6,10.5,16.1,null,4189,null,{"v":0.8,"d":"80%"},null,null,0,10.4,12.2,21.85,null,1,1,1,448,{"$f":"AR221/BP221","v":486},{"$f":"AS221/BQ221","v":612},null,0,0,0,1]
["13514021",null,null,1,35,140,21,21.5,0,26,30,45.4,2368,{"v":4951.064902557233,"d":"4951"},{"v":5302.243877024749,"d":"5302"},{"v":7439.56,"d":"7440"},1.5,1.05,1.05,1.05,2368,4951,5302,7440,204,426,456,640,{"v":0.2692870815579008,"d":"0.27"},{"v":1.1261815111859146,"d":"1.13"},{"v":1.285836312641885,"d":"1.29"},{"v":2.4907095980414304,"d":"2.49"},0.0001276,1.7219,4,0.000514201,{"v":642.2257031687062,"d":"642"},{"v":687.778764632105,"d":"688"},{"v":965.02,"d":"965"},0.85,0.85,0.85,642,688,965,276,296,415,{"v":0.48412380536530875,"d":"0.48"},{"v":0.5546069462888593,"d":"0.55"},{"v":1.070239745231966,"d":"1.07"},3.7,9.6,10.5,16.1,null,2960,null,{"v":0.8,"d":"80%"},null,null,0,10.4,12.2,21.85,null,{"$f":"IF((237.3*LN(($AQ$1*EXP(17.27*($AM$3/($AM$3+237.3))))))/(17.27-LN(($AQ$1*EXP(17.27*($AM$3/($AM$3+237.3))))))<(($AM$1+$AM$2)/2),1,IF(1/(1+((2258*((0.622/((101325/(1*611*EXP(17.27*((($AM$1+$AM$2)/2)/((($AM$1+$AM$2)/2)+237.3))))))-1)*1000-(0.622/((101325/($AQ$1*611*EXP(17.27*($AM$3/($AM$3+237.3))))))-1)*1000))/(1005*((($AM$1+$AM$2)/2)-$AM$3))))>1,1,1/(1+((2258*((0.622/((101325/(1*611*EXP(17.27*((($AM$1+$AM$2)/2)/((($AM$1+$AM$2)/2)+237.3))))))-1)*1000-(0.622/((101325/($AQ$1*611*EXP(17.27*($AM$3/($AM$3+237.3))))))-1)*1000))/(1005*((($AM$1+$AM$2)/2)-$AM$3))))))","v":1},1,1,642,688,965,null,0,0,0,1]
["15014021",null,null,1,50,140,21,21.5,0,26,30,45.4,2892,{"v":4951.064902557233,"d":"4951"},{"v":5302.243877024749,"d":"5302"},{"v":7439.56,"d":"7440"},1.5,1.05,1.05,1.05,2892,4951,5302,7440,249,426,456,640,{"v":0.396407024558991,"d":"0.40"},{"v":1.1261815111859146,"d":"1.13"},{"v":1.285836312641885,"d":"1.29"},{"v":2.4907095980414304,"d":"2.49"},0.0001276,1.7219,4,0.000514201,{"v":642.2257031687062,"d":"642"},{"v":687.778764632105,"d":"688"},{"v":965.02,"d":"965"},0.85,0.85,0.85,642,688,965,276,296,415,{"v":0.48412380536530875,"d":"0.48"},{"v":0.5546069462888593,"d":"0.55"},{"v":1.070239745231966,"d":"1.07"},3.7,9.6,10.5,16.1,null,3615,null,{"v":0.8,"d":"80%"},null,null,0,10.4,12.2,21.85,null,1,1,1,642,688,965,null,0,0,0,1]
["16514021",null,null,1,65,140,21,21.5,0,26,30,45.4,{"v":3393.6000000000004,"d":"3394"},{"v":4951.064902557233,"d":"4951"},{"v":5302.243877024749,"d":"5302"},{"v":7439.56,"d":"7440"},1.5,1.05,1.05,1.05,3394,4951,5302,7440,292,426,456,640,{"v":0.5401360717943081,"d":"0.54"},{"v":1.1261815111859146,"d":"1.13"},{"v":1.285836312641885,"d":"1.29"},{"v":2.4907095980414304,"d":"2.49"},0.0001276,1.7219,4,0.000514201,{"$f":"AK223*(1-(($E224-50)*0.005))","v":{"v":594.0587754310533,"d":"594"}},{"$f":"AL223*(1-(($E224-50)*0.005))","v":{"v":636.1953572846971,"d":"636"}},{"$f":"AM223*(1-(($E224-50)*0.005))","v":{"v":892.6435,"d":"893"}},0.85,0.85,0.85,594,636,893,255,273,384,{"v":0.4151599012067237,"d":"0.42"},{"v":0.4739551655402911,"d":"0.47"},{"v":0.9201019022793341,"d":"0.92"},3.7,9.6,10.5,16.1,null,4242,null,{"v":0.8,"d":"80%"},null,null,0,10.4,12.2,21.85,null,1,1,1,594,636,893,null,0,0,0,1]
["19514021",null,null,1,95,140,21,21.5,0,26,30,45.4,{"v":4390.400000000001,"d":"4390"},{"v":4951.064902557233,"d":"4951"},{"v":5302.243877024749,"d":"5302"},{"v":7439.56,"d":"7440"},1.5,1.05,1.05,1.05,4390,4951,5302,7440,378,426,456,640,{"v":0.8923263522584295,"d":"0.89"},{"v":1.1261815111859146,"d":"1.13"},{"v":1.285836312641885,"d":"1.29"},{"v":2.4907095980414304,"d":"2.49"},0.0001276,1.7219,4,0.000514201,{"$f":"AK223*(1-(($E225-50)*0.005))","v":{"v":497.72491995574734,"d":"498"}},{"$f":"AL223*(1-(($E225-50)*0.005))","v":{"v":533.0285425898813,"d":"533"}},{"$f":"AM223*(1-(($E225-50)*0.005))","v":{"v":747.8905,"d":"748"}},0.85,0.85,0.85,498,533,748,214,229,322,{"v":0.2954680961816765,"d":"0.30"},{"v":0.3369578793091231,"d":"0.34"},{"v":0.6532197539699058,"d":"0.65"},3.7,9.6,10.5,16.1,null,5488,null,{"v":0.8,"d":"80%"},null,null,0,10.4,12.2,21.85,null,1,1,1,498,533,748,null,0,0,0,1]
["13516010",null,null,1,35,160,10,11.5,0,26,30,45.5,{"v":1293.3,"d":"1293"},{"v":2603.9362232520607,"d":"2604"},{"v":2826.698800652902,"d":"2827"},{"v":3605.38,"d":"3605"},1.5,1.08,1.08,1.08,1293,2604,2827,3605,111,224,243,310,{"v":0.08434232763421376,"d":"0.08"},{"v":0.31579069683258104,"d":"0.32"},{"v":0.3682343427384388,"d":"0.37"},{"v":0.5834332220487198,"d":"0.58"},3.969E-4,1.7346,2,0.000367347,{"v":361.00257998610687,"d":"361"},{"v":391.8857730720053,"d":"392"},{"v":499.84,"d":"500"},0.98,0.98,0.98,361,392,500,155,169,215,{"v":0.15784887533096326,"d":"0.16"},{"v":0.18572654509721107,"d":"0.19"},{"v":0.29228700277798675,"d":"0.29"},1.1,11,12.4,19.2,null,1437,null,{"v":0.9,"d":"90%"},null,null,0,11.2,13,21.85,null,1,1,1,361,392,500,null,0,0,0,1]
["15016010",null,null,1,50,160,10,11.5,0,26,30,45.5,{"v":1549.8,"d":"1550"},{"v":2603.9362232520607,"d":"2604"},{"v":2826.698800652902,"d":"2827"},{"v":3605.38,"d":"3605"},1.5,1.08,1.08,1.08,1550,2604,2827,3605,133,224,243,310,{"v":0.11839858531240816,"d":"0.12"},{"v":0.31579069683258104,"d":"0.32"},{"v":0.3682343427384388,"d":"0.37"},{"v":0.5834332220487198,"d":"0.58"},3.969E-4,1.7346,2,0.000367347,{"v":361.00257998610687,"d":"361"},{"v":391.8857730720053,"d":"392"},{"v":499.84,"d":"500"},0.98,0.98,0.98,361,392,500,155,169,215,{"v":0.15784887533096326,"d":"0.16"},{"v":0.18572654509721107,"d":"0.19"},{"v":0.29228700277798675,"d":"0.29"},1.1,11,12.4,19.2,null,1722,null,{"v":0.9,"d":"90%"},null,null,0,11.2,13,21.85,null,1,1,1,361,392,500,null,0,0,0,1]
["16516010",null,null,1,65,160,10,11.5,0,26,30,45.5,{"v":1744.2,"d":"1744"},{"v":2603.9362232520607,"d":"2604"},{"v":2826.698800652902,"d":"2827"},{"v":3605.38,"d":"3605"},1.5,1.08,1.08,1.08,1744,2604,2827,3605,150,{"$f":"ROUND(V228*3600/(4186*ABS($O$1-$O$2)),0)","v":224},{"$f":"ROUND(W228*3600/(4186*ABS($O$1-$O$2)),0)","v":243},{"$f":"ROUND(X228*3600/(4186*ABS($O$1-$O$2)),0)","v":310},{"v":0.1484134463816442,"d":"0.15"},{"v":0.31579069683258104,"d":"0.32"},{"v":0.3682343427384388,"d":"0.37"},{"v":0.5834332220487198,"d":"0.58"},3.969E-4,1.7346,2,0.000367347,{"v":361.00257998610687,"d":"361"},{"v":391.8857730720053,"d":"392"},{"v":499.84,"d":"500"},0.98,0.98,0.98,361,392,500,{"$f":"ROUND(AQ228*3600/(4186*ABS($AM$1-$AM$2)),0)","v":155},{"$f":"ROUND(AR228*3600/(4186*ABS($AM$1-$AM$2)),0)","v":169},{"$f":"ROUND(AS228*3600/(4186*ABS($AM$1-$AM$2)),0)","v":215},{"v":0.15784887533096326,"d":"0.16"},{"v":0.18572654509721107,"d":"0.19"},{"v":0.29228700277798675,"d":"0.29"},1.1,11,12.4,19.2,null,1938,null,{"v":0.9,"d":"90%"},null,null,0,11.2,13,21.85,null,1,1,1,361,392,500,null,0,0,0,1]
["13516011",null,null,1,35,160,11,11.5,0,26,30,45.5,{"v":1301.52,"d":"1302"},{"v":3533.107636511756,"d":"3533"},{"v":3835.359341571188,"d":"3835"},{"v":4891.9,"d":"4892"},1.5,1.1,1.1,1.1,1302,3533,3835,4892,{"$f":"ROUND(U229*3600/(4186*ABS($O$1-$O$2)),0)","v":112},304,330,421,{"v":0.15182523272260295,"d":"0.15"},{"v":0.9792338709007133,"d":"0.98"},{"v":1.1422415218620434,"d":"1.14"},{"v":1.8051385479062783,"d":"1.81"},3.969E-4,1.7346,4,0.000574288,592,642,819,0.95,0.95,0.95,592,642,819,255,276,352,{"v":0.7044266671948684,"d":"0.70"},{"v":0.8169862996987374,"d":"0.82"},{"v":1.2893886583447325,"d":"1.29"},2.1,11,12.4,19.2,null,1914,null,{"v":0.68,"d":"68%"},null,null,0,11.2,13,21.85,null,1,1,1,592,642,819,null,0,0,0,1]
["15016011",null,null,1,50,160,11,11.5,0,26,30,45.5,{"v":1508.24,"d":"1508"},{"v":3533.107636511756,"d":"3533"},{"v":3835.359341571188,"d":"3835"},{"v":4891.9,"d":"4892"},1.5,1.1,1.1,1.1,1508,3533,3835,4892,130,304,330,421,{"v":0.20030363298581721,"d":"0.20"},{"v":0.9792338709007133,"d":"0.98"},{"v":1.1422415218620434,"d":"1.14"},{"v":1.8051385479062783,"d":"1.81"},3.969E-4,1.7346,4,0.000574288,592,642,819,0.95,0.95,0.95,592,642,819,255,276,352,{"v":0.7044266671948684,"d":"0.70"},{"v":0.8169862996987374,"d":"0.82"},{"v":1.2893886583447325,"d":"1.29"},2.1,11,12.4,19.2,null,2218,null,{"v":0.68,"d":"68%"},null,null,0,11.2,13,21.85,null,1,1,1,592,642,819,null,0,0,0,1]
["16516011",null,null,1,65,160,11,11.5,0,26,30,45.5,{"v":1678.92,"d":"1679"},{"v":3533.107636511756,"d":"3533"},{"v":3835.359341571188,"d":"3835"},{"v":4891.9,"d":"4892"},1.5,1.1,1.1,1.1,1679,3533,3835,4892,144,304,330,421,{"v":0.24231264474430733,"d":"0.24"},{"v":0.9792338709007133,"d":"0.98"},{"v":1.1422415218620434,"d":"1.14"},{"v":1.8051385479062783,"d":"1.81"},3.969E-4,1.7346,4,0.000574288,{"$f":"AK230*(1-(($E231-50)*0.005))","v":{"v":547.6,"d":"548"}},{"$f":"AL230*(1-(($E231-50)*0.005))","v":{"v":593.85,"d":"594"}},{"$f":"AM230*(1-(($E231-50)*0.005))","v":{"v":757.575,"d":"758"}},0.95,0.95,0.95,548,594,758,236,255,326,{"v":0.6093833662343594,"d":"0.61"},{"v":0.7044266671948684,"d":"0.70"},{"v":1.1163933738472955,"d":"1.12"},2.1,11,12.4,19.2,null,2469,null,{"v":0.68,"d":"68%"},null,null,0,11.2,13,21.85,null,1,1,1,548,594,758,null,0,0,0,1]
["13516015",null,null,1,35,160,15,16.5,0,26,30,46.4,{"v":1881.6000000000001,"d":"1882"},{"v":3021.1783832091446,"d":"3021"},{"v":3225.612044188012,"d":"3226"},{"v":4597.96,"d":"4598"},1.5,1.08,1.08,1.08,1882,3021,3226,4598,162,260,277,395,{"v":0.15708821792078634,"d":"0.16"},{"v":0.39255304944044445,"d":"0.39"},{"v":0.4438617891013007,"d":"0.44"},{"v":0.884247559188075,"d":"0.88"},0.0002083,1.724,2,0.000461829,{"v":412.4029788074249,"d":"412"},{"v":440.3089942962018,"d":"440"},{"v":627.64,"d":"628"},1.01,1.01,1.01,412,440,628,177,189,270,{"v":0.18642121393254038,"d":"0.19"},{"v":0.2116425539248176,"d":"0.21"},{"v":0.4223624026580168,"d":"0.42"},1.6,11.5,12.8,19.6,null,2352,null,{"v":0.8,"d":"80%"},null,null,0,10,11.8,21.85,null,1,1,1,412,440,628,null,0,0,0,1]
["15016015",null,null,1,50,160,15,16.5,0,26,30,46.4,{"v":2219.2000000000003,"d":"2219"},{"v":3021.1783832091446,"d":"3021"},{"v":3225.612044188012,"d":"3226"},{"v":4597.96,"d":"4598"},1.5,1.08,1.08,1.08,2219,3021,3226,4598,191,260,277,395,{"v":0.21599740399007253,"d":"0.22"},{"v":0.39255304944044445,"d":"0.39"},{"v":0.4438617891013007,"d":"0.44"},{"v":0.884247559188075,"d":"0.88"},0.0002083,1.724,2,0.000461829,{"v":412.4029788074249,"d":"412"},{"v":440.3089942962018,"d":"440"},{"v":627.64,"d":"628"},1.01,1.01,1.01,412,440,628,177,189,270,{"v":0.18642121393254038,"d":"0.19"},{"v":0.2116425539248176,"d":"0.21"},{"v":0.4223624026580168,"d":"0.42"},1.6,11.5,12.8,19.6,null,2774,null,{"v":0.8,"d":"80%"},null,null,0,10,11.8,21.85,null,1,1,1,412,440,628,null,0,0,0,1]
["16516015",null,null,1,65,160,15,16.5,0,26,30,46.4,2460,{"v":3021.1783832091446,"d":"3021"},{"v":3225.612044188012,"d":"3226"},{"v":4597.96,"d":"4598"},1.5,1.08,1.08,1.08,2460,3021,3226,4598,212,260,277,395,{"v":0.264326102354845,"d":"0.26"},{"v":0.39255304944044445,"d":"0.39"},{"v":0.4438617891013007,"d":"0.44"},{"v":0.884247559188075,"d":"0.88"},0.0002083,1.724,2,0.000461829,{"v":412.4029788074249,"d":"412"},{"v":440.3089942962018,"d":"440"},{"v":627.64,"d":"628"},1.01,1.01,1.01,412,440,628,177,189,270,{"v":0.18642121393254038,"d":"0.19"},{"v":0.2116425539248176,"d":"0.21"},{"v":0.4223624026580168,"d":"0.42"},1.6,11.5,12.8,19.6,null,3075,null,{"v":0.8,"d":"80%"},null,null,0,10,11.8,21.85,null,1,1,1,412,440,628,null,0,0,0,1]
["13516016",null,null,1,35,160,16,16.5,0,26,30,46.4,{"v":1733.3200000000002,"d":"1733"},{"v":4417.936888355559,"d":"4418"},{"v":4716.8848144627045,"d":"4717"},{"v":6723.7,"d":"6724"},1.5,1.1,1.1,1.1,1733,4418,4717,6724,149,380,406,578,{"v":0.3693603229361644,"d":"0.37"},{"v":2.304157087904469,"d":"2.30"},{"v":2.623365321816255,"d":"2.62"},{"v":5.246640893495311,"d":"5.25"},0.0002083,1.724,4,1.392796E-3,676,722,1030,0.95,0.95,0.95,676,722,1030,291,310,443,{"v":1.3661686148172167,"d":"1.37"},{"v":1.5462621883682115,"d":"1.55"},{"v":3.112728234709111,"d":"3.11"},3.2,11.5,12.8,19.6,null,2549,null,{"v":0.68,"d":"68%"},null,null,0,10,11.8,21.85,null,1,1,1,676,722,1030,null,0,0,0,1]
["15016016",null,null,1,50,160,16,16.5,0,26,30,46.4,{"v":2065.1600000000003,"d":"2065"},{"v":4417.936888355559,"d":"4418"},{"v":4716.8848144627045,"d":"4717"},{"v":6723.7,"d":"6724"},1.5,1.1,1.1,1.1,2065,4418,4717,6724,178,380,406,578,{"v":0.5225958353487121,"d":"0.52"},{"v":2.304157087904469,"d":"2.30"},{"v":2.623365321816255,"d":"2.62"},{"v":5.246640893495311,"d":"5.25"},0.0002083,1.724,4,1.392796E-3,676,722,1030,{"$f":"IF($G236=10,0.98,IF($G236=11,0.95,IF($G236=15,1.01,IF($G236=16,0.95,IF($G236=20,0.95,IF($G236=21,0.85))))))","v":0.95},0.95,0.95,676,722,1030,291,310,443,{"v":1.3661686148172167,"d":"1.37"},{"v":1.5462621883682115,"d":"1.55"},{"v":3.112728234709111,"d":"3.11"},3.2,11.5,12.8,19.6,null,3037,null,{"v":0.68,"d":"68%"},null,null,0,10,11.8,21.85,null,1,1,1,676,722,1030,null,0,0,0,1]
["16516016",null,null,1,65,160,16,16.5,0,26,30,46.4,{"v":2364.36,"d":"2364"},{"v":4417.936888355559,"d":"4418"},{"v":4716.8848144627045,"d":"4717"},{"v":6723.7,"d":"6724"},1.5,1.1,1.1,1.1,2364,4418,4717,6724,203,380,406,578,{"v":0.6755253761212101,"d":"0.68"},{"v":2.304157087904469,"d":"2.30"},{"v":2.623365321816255,"d":"2.62"},{"v":5.246640893495311,"d":"5.25"},0.0002083,1.724,4,1.392796E-3,{"$f":"AK236*(1-(($E237-50)*0.005))","v":{"v":625.3000000000001,"d":"625"}},{"$f":"AL236*(1-(($E237-50)*0.005))","v":{"v":667.85,"d":"668"}},{"$f":"AM236*(1-(($E237-50)*0.005))","v":{"v":952.75,"d":"953"}},0.95,0.95,0.95,625,668,953,269,287,410,{"v":1.171350661301407,"d":"1.17"},{"v":1.3296518667136978,"d":"1.33"},{"v":2.674282745292597,"d":"2.67"},3.2,11.5,12.8,19.6,null,3477,null,{"v":0.68,"d":"68%"},null,null,0,10,11.8,21.85,null,1,1,1,625,668,953,null,0,0,0,1]
["13516020",null,null,1,35,160,20,21.5,0,26,30,46.4,{"v":2636.8,"d":"2637"},{"v":4165.887726998767,"d":"4166"},{"v":4522.2727563025155,"d":"4522"},{"v":5768.04,"d":"5768"},1.5,1.08,1.08,1.08,2637,4166,4522,5768,227,358,389,496,{"v":0.23168842893298955,"d":"0.23"},{"v":0.5639754157614939,"d":"0.56"},{"v":0.6634243449102452,"d":"0.66"},{"v":1.067440463456265,"d":"1.07"},0.0001276,1.7219,2,3.76611E-4,{"v":514.838906684732,"d":"515"},{"v":558.8825513697349,"d":"559"},{"v":712.84,"d":"713"},0.95,0.95,0.95,515,559,713,221,240,307,{"v":0.2198966130933455,"d":"0.22"},{"v":0.2582722974998709,"d":"0.26"},{"v":0.4176556738231726,"d":"0.42"},2.1,11.5,12.8,19.6,null,3296,null,{"v":0.8,"d":"80%"},null,null,0,10,11.8,21.85,null,1,1,1,515,559,713,null,0,0,0,1]
["15016020",null,null,1,50,160,20,21.5,0,26,30,46.4,3104,{"v":4165.887726998767,"d":"4166"},{"v":4522.2727563025155,"d":"4522"},{"v":5768.04,"d":"5768"},1.5,1.08,1.08,1.08,3104,4166,4522,5768,267,358,389,496,{"v":0.31800062902255166,"d":"0.32"},{"v":0.5639754157614939,"d":"0.56"},{"v":0.6634243449102452,"d":"0.66"},{"v":1.067440463456265,"d":"1.07"},0.0001276,1.7219,2,3.76611E-4,{"v":514.838906684732,"d":"515"},{"v":558.8825513697349,"d":"559"},{"v":712.84,"d":"713"},0.95,0.95,0.95,515,559,713,221,240,307,{"v":0.2198966130933455,"d":"0.22"},{"v":0.2582722974998709,"d":"0.26"},{"v":0.4176556738231726,"d":"0.42"},2.1,11.5,12.8,19.6,null,3880,null,{"v":0.8,"d":"80%"},null,null,0,10,11.8,21.85,null,1,1,1,515,559,713,null,0,0,0,1]
["16516020",null,null,1,65,160,20,21.5,0,26,30,46.4,{"v":3436.8,"d":"3437"},{"v":4165.887726998767,"d":"4166"},{"v":4522.2727563025155,"d":"4522"},{"v":5768.04,"d":"5768"},1.5,1.08,1.08,1.08,3437,4166,4522,5768,296,358,389,496,{"v":0.38892396900185344,"d":"0.39"},{"v":0.5639754157614939,"d":"0.56"},{"v":0.6634243449102452,"d":"0.66"},{"v":1.067440463456265,"d":"1.07"},0.0001276,1.7219,2,3.76611E-4,{"v":514.838906684732,"d":"515"},{"v":558.8825513697349,"d":"559"},{"v":712.84,"d":"713"},0.95,0.95,0.95,515,559,713,221,240,307,{"v":0.2198966130933455,"d":"0.22"},{"v":0.2582722974998709,"d":"0.26"},{"v":0.4176556738231726,"d":"0.42"},2.1,11.5,12.8,19.6,null,4296,null,{"v":0.8,"d":"80%"},null,null,0,10,11.8,21.85,null,1,1,1,515,559,713,null,0,0,0,1]
["13516021",null,null,1,35,160,21,21.5,0,26,30,46.4,{"v":2705.6000000000004,"d":"2706"},{"v":5689.668246080718,"d":"5690"},{"v":6074.6702425752,"d":"6075"},{"v":8659.16,"d":"8659"},1.5,1.05,1.05,1.05,2706,5690,6075,8659,233,489,522,745,{"v":0.3603971859659119,"d":"0.36"},{"v":1.516156598549864,"d":"1.52"},{"v":1.721314141488552,"d":"1.72"},{"v":3.439351711993359,"d":"3.44"},0.0001276,1.7219,4,0.000514201,{"v":738.0333851508442,"d":"738"},{"v":787.9737884350579,"d":"788"},{"v":1123.22,"d":"1123"},0.85,0.85,0.85,738,788,1123,317,339,483,{"v":0.6539083205184024,"d":"0.65"},{"v":0.744702102610541,"d":"0.74"},{"v":1.4802227109968673,"d":"1.48"},4.3,11.5,12.8,19.6,null,3382,null,{"v":0.8,"d":"80%"},null,null,0,10,11.8,21.85,null,1,1,1,738,788,1123,null,0,0,0,1]
["15016021",null,null,1,50,160,21,21.5,0,26,30,46.4,{"v":3304.8,"d":"3305"},{"v":5689.668246080718,"d":"5690"},{"v":6074.6702425752,"d":"6075"},{"v":8659.16,"d":"8659"},1.5,1.05,1.05,1.05,3305,5690,6075,8659,284,489,522,745,{"v":0.5285255889723176,"d":"0.53"},{"v":1.516156598549864,"d":"1.52"},{"v":1.721314141488552,"d":"1.72"},{"v":3.439351711993359,"d":"3.44"},0.0001276,1.7219,4,0.000514201,{"v":738.0333851508442,"d":"738"},{"v":787.9737884350579,"d":"788"},{"v":1123.22,"d":"1123"},0.85,0.85,0.85,738,788,1123,317,339,483,{"v":0.6539083205184024,"d":"0.65"},{"v":0.744702102610541,"d":"0.74"},{"v":1.4802227109968673,"d":"1.48"},4.3,11.5,12.8,19.6,null,4131,null,{"v":0.8,"d":"80%"},null,null,0,10,11.8,21.85,null,1,1,1,738,788,1123,null,0,0,0,1]
["16516021",null,null,1,65,160,21,21.5,0,26,30,46.4,{"v":3878.4,"d":"3878"},{"v":5689.668246080718,"d":"5690"},{"v":6074.6702425752,"d":"6075"},{"v":8659.16,"d":"8659"},1.5,1.05,1.05,1.05,3878,5690,6075,8659,334,489,522,745,{"v":0.7235621238120081,"d":"0.72"},{"v":1.516156598549864,"d":"1.52"},{"v":1.721314141488552,"d":"1.72"},{"v":3.439351711993359,"d":"3.44"},0.0001276,1.7219,4,0.000514201,{"$f":"AK242*(1-(($E243-50)*0.005))","v":{"v":682.680881264531,"d":"683"}},{"$f":"AL242*(1-(($E243-50)*0.005))","v":{"v":728.8757543024286,"d":"729"}},{"$f":"AM242*(1-(($E243-50)*0.005))","v":{"v":1038.9785000000002,"d":"1039"}},0.85,0.85,0.85,683,729,1039,294,313,447,{"v":0.5651478914703875,"d":"0.57"},{"v":0.6380188401493293,"d":"0.64"},{"v":1.2734730104129646,"d":"1.27"},4.3,11.5,12.8,19.6,null,4848,null,{"v":0.8,"d":"80%"},null,null,0,10,11.8,21.85,null,1,1,1,683,729,1039,null,0,0,0,1]
["13518010",null,null,1,35,180,10,11.5,0,26,30,{"v":46,"d":"46.0"},{"v":1454.4,"d":"1454"},{"v":2970.687803991788,"d":"2971"},{"v":3224.825392294156,"d":"3225"},{"v":4113.18,"d":"4113"},1.5,1.08,1.08,1.08,1454,2971,3225,4113,125,256,277,354,{"v":0.11213531254698939,"d":"0.11"},{"v":0.4297192751285923,"d":"0.43"},{"v":0.498413628060751,"d":"0.50"},{"v":0.7911530543956264,"d":"0.79"},3.969E-4,1.7346,2,0.000367347,{"v":411.848013786967,"d":"412"},{"v":447.08095237792156,"d":"447"},{"v":570.24,"d":"570"},0.98,0.98,0.98,412,447,570,{"$f":"ROUND(AQ244*3600/(4186*ABS($AM$1-$AM$2)),0)","v":177},{"$f":"ROUND(AR244*3600/(4186*ABS($AM$1-$AM$2)),0)","v":192},{"$f":"ROUND(AS244*3600/(4186*ABS($AM$1-$AM$2)),0)","v":245},{"v":0.21495642722836134,"d":"0.21"},{"v":0.25036580839638034,"d":"0.25"},{"v":0.3956646711323137,"d":"0.40"},1.2,12.2,13.7,{"v":22,"d":"22.0"},null,1616,null,{"v":0.9,"d":"90%"},null,null,0,10.9,12.7,21.85,null,1,1,1,412,447,570,null,0,0,0,1]
["15018010",null,null,1,50,180,10,11.5,0,26,30,{"v":46,"d":"46.0"},{"v":1743.3,"d":"1743"},{"v":2970.687803991788,"d":"2971"},{"v":3224.825392294156,"d":"3225"},{"v":4113.18,"d":"4113"},1.5,1.08,1.08,1.08,1743,2971,3225,4113,150,256,277,354,{"v":0.157673533315936,"d":"0.16"},{"v":0.4297192751285923,"d":"0.43"},{"v":0.498413628060751,"d":"0.50"},{"v":0.7911530543956264,"d":"0.79"},3.969E-4,1.7346,2,0.000367347,{"v":411.848013786967,"d":"412"},{"v":447.08095237792156,"d":"447"},{"v":570.24,"d":"570"},0.98,0.98,0.98,412,447,570,177,192,245,{"v":0.21495642722836134,"d":"0.21"},{"v":0.25036580839638034,"d":"0.25"},{"v":0.3956646711323137,"d":"0.40"},1.2,12.2,13.7,{"v":22,"d":"22.0"},null,1937,null,{"v":0.9,"d":"90%"},null,null,0,10.9,12.7,21.85,null,1,1,1,412,447,570,null,0,0,0,1]
["16518010",null,null,1,65,180,10,11.5,0,26,30,{"v":46,"d":"46.0"},1962,{"v":2970.687803991788,"d":"2971"},{"v":3224.825392294156,"d":"3225"},{"v":4113.18,"d":"4113"},1.5,1.08,1.08,1.08,1962,2971,3225,4113,169,256,277,354,{"v":0.19711485937751483,"d":"0.20"},{"v":0.4297192751285923,"d":"0.43"},{"v":0.498413628060751,"d":"0.50"},{"v":0.7911530543956264,"d":"0.79"},3.969E-4,1.7346,2,0.000367347,{"v":411.848013786967,"d":"412"},{"v":447.08095237792156,"d":"447"},{"v":570.24,"d":"570"},0.98,0.98,0.98,412,447,570,177,192,245,{"v":0.21495642722836134,"d":"0.21"},{"v":0.25036580839638034,"d":"0.25"},{"v":0.3956646711323137,"d":"0.40"},1.2,12.2,13.7,{"v":22,"d":"22.0"},null,2180,null,{"v":0.9,"d":"90%"},null,null,0,10.9,12.7,21.85,null,1,1,1,412,447,570,null,0,0,0,1]
["13518011",null,null,1,35,180,11,11.5,0,26,30,{"v":46,"d":"46.0"},{"v":1464.0400000000002,"d":"1464"},{"v":4030.7284303866513,"d":"4031"},{"v":4375.55079813051,"d":"4376"},{"v":5580.9,"d":"5581"},1.5,1.1,1.1,1.1,1464,4031,4376,5581,126,347,376,480,{"v":0.20267666261144282,"d":"0.20"},{"v":1.334539960528933,"d":"1.33"},{"v":1.55066969833801,"d":"1.55"},{"v":2.449906756699255,"d":"2.45"},3.969E-4,1.7346,4,0.000574288,{"v":675.1031362360226,"d":"675"},{"v":732.8571293240361,"d":"733"},{"v":934.74,"d":"935"},0.95,0.95,0.95,675,733,935,290,315,402,{"v":0.9544916955253598,"d":"0.95"},{"v":1.113829153173233,"d":"1.11"},{"v":1.757358951481191,"d":"1.76"},2.4,12.2,13.7,{"v":22,"d":"22.0"},null,2153,null,{"v":0.68,"d":"68%"},null,null,0,10.9,12.7,21.85,null,1,1,1,675,733,935,null,0,0,0,{"$f":"IF(SUM(BV247:BX247)=0,1,0)","v":1}]
["15018011",null,null,1,50,180,11,11.5,0,26,30,{"v":46,"d":"46.0"},{"v":1696.6000000000001,"d":"1697"},{"v":4030.7284303866513,"d":"4031"},{"v":4375.55079813051,"d":"4376"},{"v":5580.9,"d":"5581"},1.5,1.1,1.1,1.1,1697,4031,4376,5581,146,347,376,480,{"v":0.26629038547766104,"d":"0.27"},{"v":1.334539960528933,"d":"1.33"},{"v":1.55066969833801,"d":"1.55"},{"v":2.449906756699255,"d":"2.45"},3.969E-4,1.7346,4,0.000574288,{"v":675.1031362360226,"d":"675"},{"v":732.8571293240361,"d":"733"},{"v":934.74,"d":"935"},0.95,0.95,0.95,675,733,935,290,315,402,{"v":0.9544916955253598,"d":"0.95"},{"v":1.113829153173233,"d":"1.11"},{"v":1.757358951481191,"d":"1.76"},2.4,12.2,13.7,{"v":22,"d":"22.0"},null,2495,null,{"v":0.68,"d":"68%"},null,null,0,10.9,12.7,21.85,null,1,1,1,675,733,935,null,0,0,0,1]
["16518011",null,null,1,65,180,11,11.5,0,26,30,{"v":46,"d":"46.0"},{"v":1888.3600000000001,"d":"1888"},{"v":4030.7284303866513,"d":"4031"},{"v":4375.55079813051,"d":"4376"},{"v":5580.9,"d":"5581"},1.5,1.1,1.1,1.1,1888,4031,4376,5581,162,347,376,480,{"v":0.3229494858602174,"d":"0.32"},{"v":1.334539960528933,"d":"1.33"},{"v":1.55066969833801,"d":"1.55"},{"v":2.449906756699255,"d":"2.45"},3.969E-4,1.7346,4,0.000574288,{"$f":"AK248*(1-(($E249-50)*0.005))","v":{"v":624.4704010183209,"d":"624"}},{"$f":"AL248*(1-(($E249-50)*0.005))","v":{"v":677.8928446247335,"d":"678"}},{"$f":"AM248*(1-(($E249-50)*0.005))","v":{"v":864.6345,"d":"865"}},0.95,0.95,0.95,624,678,865,268,292,372,{"v":0.8238605429656206,"d":"0.82"},{"v":0.966813466242043,"d":"0.97"},{"v":1.5199529421439992,"d":"1.52"},2.4,12.2,13.7,{"v":22,"d":"22.0"},null,2777,null,{"v":0.68,"d":"68%"},null,null,0,10.9,12.7,21.85,null,1,1,1,624,678,865,null,0,0,0,1]
["13518015",null,null,1,35,180,15,16.5,0,26,30,46.4,{"v":2116.8,"d":"2117"},{"v":3233.3460619053994,"d":"3233"},{"v":3452.1364439366635,"d":"3452"},{"v":4920.86,"d":"4921"},1.5,1.08,1.08,1.08,2117,3233,3452,4921,182,278,297,423,{"v":0.2031727380566689,"d":"0.20"},{"v":0.46032647442822744,"d":"0.46"},{"v":0.523117686907794,"d":"0.52"},{"v":1.0377569514621654,"d":"1.04"},0.0002083,1.724,2,0.000461829,{"v":420.6820520547858,"d":"421"},{"v":449.14828645115074,"d":"449"},{"v":640.24,"d":"640"},1.01,1.01,1.01,421,449,640,181,193,275,{"v":0.2010263623163458,"d":"0.20"},{"v":0.22751208445626886,"d":"0.23"},{"v":0.45076939507650016,"d":"0.45"},1.8,11.5,12.8,19.6,null,2646,null,{"v":0.8,"d":"80%"},null,null,0,10,11.8,21.85,null,1,1,1,421,449,640,null,0,0,0,1]
["15018015",null,null,1,50,180,15,16.5,0,26,30,46.4,{"v":2496.8,"d":"2497"},{"v":3233.3460619053994,"d":"3233"},{"v":3452.1364439366635,"d":"3452"},{"v":4920.86,"d":"4921"},1.5,1.08,1.08,1.08,2497,3233,3452,4921,215,278,297,423,{"v":0.2801897974783222,"d":"0.28"},{"v":0.46032647442822744,"d":"0.46"},{"v":0.523117686907794,"d":"0.52"},{"v":1.0377569514621654,"d":"1.04"},0.0002083,1.724,2,0.000461829,{"v":420.6820520547858,"d":"421"},{"v":449.14828645115074,"d":"449"},{"v":640.24,"d":"640"},1.01,1.01,1.01,421,449,640,181,193,275,{"v":0.2010263623163458,"d":"0.20"},{"v":0.22751208445626886,"d":"0.23"},{"v":0.45076939507650016,"d":"0.45"},1.8,11.5,12.8,19.6,null,3121,null,{"v":0.8,"d":"80%"},null,null,0,10,11.8,21.85,null,1,1,1,421,449,640,null,0,0,0,1]
["16518015",null,null,1,65,180,15,16.5,0,26,30,46.4,2768,{"v":3233.3460619053994,"d":"3233"},{"v":3452.1364439366635,"d":"3452"},{"v":4920.86,"d":"4921"},1.5,1.08,1.08,1.08,2768,3233,3452,4921,238,278,297,423,{"v":0.3409380115713622,"d":"0.34"},{"v":0.46032647442822744,"d":"0.46"},{"v":0.523117686907794,"d":"0.52"},{"v":1.0377569514621654,"d":"1.04"},0.0002083,1.724,2,0.000461829,{"v":420.6820520547858,"d":"421"},{"v":449.14828645115074,"d":"449"},{"v":640.24,"d":"640"},1.01,1.01,1.01,421,449,640,181,193,275,{"v":0.2010263623163458,"d":"0.20"},{"v":0.22751208445626886,"d":"0.23"},{"v":0.45076939507650016,"d":"0.45"},1.8,11.5,12.8,19.6,null,3460,null,{"v":0.8,"d":"80%"},null,null,0,10,11.8,21.85,null,1,1,1,421,449,640,null,0,0,0,1]
["13518016",null,null,1,35,180,16,16.5,0,26,30,46.4,{"v":1949.5600000000002,"d":"1950"},{"v":4843.454970497693,"d":"4843"},{"v":5171.196369982144,"d":"5171"},{"v":7371.3,"d":"7371"},1.5,1.1,1.1,1.1,1950,4843,5171,7371,168,417,445,634,{"v":0.4780237865475704,"d":"0.48"},{"v":2.818265753607106,"d":"2.82"},{"v":3.2004400554381953,"d":"3.20"},{"v":6.402336385379058,"d":"6.40"},0.0002083,1.724,4,1.392796E-3,{"v":686.3088894339993,"d":"686"},{"v":732.7492584003295,"d":"733"},{"v":1044.5,"d":"1045"},0.95,0.95,0.95,686,733,1045,295,315,449,{"v":1.4327504054076798,"d":"1.43"},{"v":1.6285969093831283,"d":"1.63"},{"v":3.256985222959438,"d":"3.26"},3.6,11.5,12.8,19.6,null,2867,null,{"v":0.68,"d":"68%"},null,null,0,10,11.8,21.85,null,1,1,1,686,733,1045,null,0,0,0,1]
["15018016",null,null,1,50,180,16,16.5,0,26,30,46.4,{"v":2322.88,"d":"2323"},{"v":4843.454970497693,"d":"4843"},{"v":5171.196369982144,"d":"5171"},{"v":7371.3,"d":"7371"},1.5,1.1,1.1,1.1,2323,4843,5171,7371,200,417,445,634,{"v":0.671293433755715,"d":"0.67"},{"v":2.818265753607106,"d":"2.82"},{"v":3.2004400554381953,"d":"3.20"},{"v":6.402336385379058,"d":"6.40"},0.0002083,1.724,4,1.392796E-3,{"v":686.3088894339993,"d":"686"},{"v":732.7492584003295,"d":"733"},{"v":1044.5,"d":"1045"},0.95,0.95,0.95,686,733,1045,295,315,449,{"v":1.4327504054076798,"d":"1.43"},{"v":1.6285969093831283,"d":"1.63"},{"v":3.256985222959438,"d":"3.26"},3.6,11.5,12.8,19.6,null,3416,null,{"v":0.68,"d":"68%"},null,null,0,10,11.8,21.85,null,1,1,1,686,733,1045,null,0,0,0,1]
["16518016",null,null,1,65,180,16,16.5,0,26,30,46.4,{"v":2659.48,"d":"2659"},{"v":4843.454970497693,"d":"4843"},{"v":5171.196369982144,"d":"5171"},{"v":7371.3,"d":"7371"},1.5,1.1,1.1,1.1,2659,4843,5171,7371,229,417,445,634,{"v":0.8740558362030848,"d":"0.87"},{"v":2.818265753607106,"d":"2.82"},{"v":3.2004400554381953,"d":"3.20"},{"v":6.402336385379058,"d":"6.40"},0.0002083,1.724,4,1.392796E-3,{"$f":"AK254*(1-(($E255-50)*0.005))","v":{"v":634.8357227264494,"d":"635"}},{"$f":"AL254*(1-(($E255-50)*0.005))","v":{"v":677.7930640203048,"d":"678"}},{"$f":"AM254*(1-(($E255-50)*0.005))","v":{"v":966.1625,"d":"966"}},0.95,0.95,0.95,635,678,966,273,292,415,{"v":1.2315554201626615,"d":"1.23"},{"v":1.4044357978322337,"d":"1.40"},{"v":2.7918817953891293,"d":"2.79"},3.6,11.5,12.8,19.6,null,3911,null,{"v":0.68,"d":"68%"},null,null,0,10,11.8,21.85,null,1,1,1,635,678,966,null,0,0,0,1]
["13518020",null,null,1,35,180,20,21.5,0,26,30,46.4,{"v":2966.4,"d":"2966"},{"v":4497.827519255519,"d":"4498"},{"v":4882.609466657616,"d":"4883"},{"v":6227.64,"d":"6228"},1.5,1.08,1.08,1.08,2966,4498,4883,6228,255,387,420,536,{"v":0.2976686110487478,"d":"0.30"},{"v":0.6710552050022549,"d":"0.67"},{"v":0.7872433408560319,"d":"0.79"},{"v":1.2676087797406754,"d":"1.27"},0.0001276,1.7219,2,3.76611E-4,{"v":526.1057925837863,"d":"526"},{"v":571.1133013295686,"d":"571"},{"v":728.44,"d":"728"},0.95,0.95,0.95,526,571,728,226,246,313,{"v":0.2353603329381103,"d":"0.24"},{"v":0.2775665618325251,"d":"0.28"},{"v":0.44366421223291913,"d":"0.44"},2.4,11.5,12.8,19.6,null,3708,null,{"v":0.8,"d":"80%"},null,null,0,10,11.8,21.85,null,1,1,1,526,571,728,null,0,0,0,1]
["15018020",null,null,1,50,180,20,21.5,0,26,30,46.4,3492,{"v":4497.827519255519,"d":"4498"},{"v":4882.609466657616,"d":"4883"},{"v":6227.64,"d":"6228"},1.5,1.08,1.08,1.08,3492,4498,4883,6228,300,387,420,536,{"v":0.4084704854005474,"d":"0.41"},{"v":0.6710552050022549,"d":"0.67"},{"v":0.7872433408560319,"d":"0.79"},{"v":1.2676087797406754,"d":"1.27"},0.0001276,1.7219,2,3.76611E-4,{"v":526.1057925837863,"d":"526"},{"v":571.1133013295686,"d":"571"},{"v":728.44,"d":"728"},0.95,0.95,0.95,526,571,728,226,246,313,{"v":0.2353603329381103,"d":"0.24"},{"v":0.2775665618325251,"d":"0.28"},{"v":0.44366421223291913,"d":"0.44"},2.4,11.5,12.8,19.6,null,4365,null,{"v":0.8,"d":"80%"},null,null,0,10,11.8,21.85,null,1,1,1,526,571,728,null,0,0,0,1]
["16518020",null,null,1,65,180,20,21.5,0,26,30,46.4,{"v":3866.4,"d":"3866"},{"v":4497.827519255519,"d":"4498"},{"v":4882.609466657616,"d":"4883"},{"v":6227.64,"d":"6228"},1.5,1.08,1.08,1.08,3866,4498,4883,6228,332,387,420,536,{"v":0.49766126344927925,"d":"0.50"},{"v":0.6710552050022549,"d":"0.67"},{"v":0.7872433408560319,"d":"0.79"},{"v":1.2676087797406754,"d":"1.27"},0.0001276,1.7219,2,3.76611E-4,{"v":526.1057925837863,"d":"526"},{"v":571.1133013295686,"d":"571"},{"v":728.44,"d":"728"},0.95,0.95,0.95,526,571,728,226,246,313,{"v":0.2353603329381103,"d":"0.24"},{"v":0.2775665618325251,"d":"0.28"},{"v":0.44366421223291913,"d":"0.44"},2.4,11.5,12.8,19.6,null,4833,null,{"v":0.8,"d":"80%"},null,null,0,10,11.8,21.85,null,1,1,1,526,571,728,null,0,0,0,1]
["13518021",null,null,1,35,180,21,21.5,0,26,30,46.4,3044,{"v":6016.757346282005,"d":"6017"},{"v":6423.892435808023,"d":"6424"},{"v":9156.96,"d":"9157"},1.5,1.05,1.05,1.05,3044,6017,6424,9157,262,517,552,788,{"v":0.466765286899875,"d":"0.47"},{"v":1.7364585854055543,"d":"1.74"},{"v":1.9715108987105545,"d":"1.97"},{"v":3.93391193270787,"d":"3.93"},0.0001276,1.7219,4,0.000514201,{"v":750.1234603692125,"d":"750"},{"v":800.8819611057771,"d":"801"},{"v":1141.6200000000001,"d":"1142"},0.85,0.85,0.85,750,801,1142,323,344,491,{"v":0.699029285266317,"d":"0.70"},{"v":0.7894662397750749,"d":"0.79"},{"v":1.5712748482814811,"d":"1.57"},4.8,11.5,12.8,19.6,null,3805,null,{"v":0.8,"d":"80%"},null,null,0,10,11.8,21.85,null,1,1,1,750,801,1142,null,0,0,0,1]
["15018021",null,null,1,50,180,21,21.5,0,26,30,46.4,{"v":3718.4,"d":"3718"},{"v":6016.757346282005,"d":"6017"},{"v":6423.892435808023,"d":"6424"},{"v":9156.96,"d":"9157"},1.5,1.05,1.05,1.05,3718,6017,6424,9157,320,517,552,788,{"v":0.6865464964166431,"d":"0.69"},{"v":1.7364585854055543,"d":"1.74"},{"v":1.9715108987105545,"d":"1.97"},{"v":3.93391193270787,"d":"3.93"},0.0001276,1.7219,4,0.000514201,{"v":750.1234603692125,"d":"750"},{"v":800.8819611057771,"d":"801"},{"v":1141.6200000000001,"d":"1142"},0.85,0.85,0.85,750,801,1142,323,344,491,{"v":0.699029285266317,"d":"0.70"},{"v":0.7894662397750749,"d":"0.79"},{"v":1.5712748482814811,"d":"1.57"},4.8,11.5,12.8,19.6,null,4648,null,{"v":0.8,"d":"80%"},null,null,0,10,11.8,21.85,null,1,1,1,750,801,1142,null,0,0,0,1]
["16518021",null,null,1,65,180,21,21.5,0,26,30,46.4,{"v":4363.2,"d":"4363"},{"v":6016.757346282005,"d":"6017"},{"v":6423.892435808023,"d":"6424"},{"v":9156.96,"d":"9157"},1.5,1.05,1.05,1.05,4363,6017,6424,9157,375,517,552,788,{"v":0.9327227563066575,"d":"0.93"},{"v":1.7364585854055543,"d":"1.74"},{"v":1.9715108987105545,"d":"1.97"},{"v":3.93391193270787,"d":"3.93"},0.0001276,1.7219,4,0.000514201,{"$f":"AK260*(1-(($E261-50)*0.005))","v":{"v":693.8642008415216,"d":"694"}},{"$f":"AL260*(1-(($E261-50)*0.005))","v":{"v":740.8158140228438,"d":"741"}},{"$f":"AM260*(1-(($E261-50)*0.005))","v":{"v":1055.9985000000001,"d":"1056"}},0.85,0.85,0.85,694,741,1056,298,319,454,{"v":0.5983500828912118,"d":"0.60"},{"v":0.682409861369962,"d":"0.68"},{"v":1.3500986543574247,"d":"1.35"},4.8,11.5,12.8,19.6,null,5454,null,{"v":0.8,"d":"80%"},null,null,0,10,11.8,21.85,null,1,1,1,694,741,1056,null,0,0,0,1]
["13520010",null,null,1,35,200,10,11.5,0,26,30,46.5,{"v":1616.4,"d":"1616"},{"v":3259.5785648750903,"d":"3260"},{"v":3552.8677924068675,"d":"3553"},{"v":4620.98,"d":"4621"},1.5,1.08,1.08,1.08,1616,3260,3553,4621,139,280,306,397,{"v":0.14485450860837729,"d":"0.14"},{"v":0.5359604913845153,"d":"0.54"},{"v":0.6330595444338595,"d":"0.63"},{"v":1.0323113448799708,"d":"1.03"},3.969E-4,1.7346,2,0.000367347,{"v":451.89903695786995,"d":"452"},{"v":492.55985148767917,"d":"493"},{"v":640.64,"d":"641"},0.98,0.98,0.98,452,493,641,194,212,276,{"v":0.26974633951173027,"d":"0.27"},{"v":0.31839322337808124,"d":"0.32"},{"v":0.5216999291195293,"d":"0.52"},1.3,13.4,14.8,24,null,1796,null,{"v":0.9,"d":"90%"},null,null,0,10.7,12.5,21.85,null,1,1,1,452,493,641,null,0,0,0,1]
["15020010",null,null,1,50,200,10,11.5,0,26,30,46.5,{"v":1936.8,"d":"1937"},{"v":3259.5785648750903,"d":"3260"},{"v":3552.8677924068675,"d":"3553"},{"v":4620.98,"d":"4621"},1.5,1.08,1.08,1.08,1937,3260,3553,4621,167,280,306,397,{"v":0.2039239611833436,"d":"0.20"},{"v":0.5359604913845153,"d":"0.54"},{"v":0.6330595444338595,"d":"0.63"},{"v":1.0323113448799708,"d":"1.03"},3.969E-4,1.7346,2,0.000367347,{"v":451.89903695786995,"d":"452"},{"v":492.55985148767917,"d":"493"},{"v":640.64,"d":"641"},0.98,0.98,0.98,452,493,641,194,212,276,{"v":0.26974633951173027,"d":"0.27"},{"v":0.31839322337808124,"d":"0.32"},{"v":0.5216999291195293,"d":"0.52"},1.3,13.4,14.8,24,null,2152,null,{"v":0.9,"d":"90%"},null,null,0,10.7,12.5,21.85,null,1,1,1,452,493,641,null,0,0,0,1]
["16520010",null,null,1,65,200,10,11.5,0,26,30,46.5,{"v":2179.8,"d":"2180"},{"v":3259.5785648750903,"d":"3260"},{"v":3552.8677924068675,"d":"3553"},{"v":4620.98,"d":"4621"},1.5,1.08,1.08,1.08,2180,3260,3553,4621,187,280,306,397,{"v":0.25185391459321044,"d":"0.25"},{"v":0.5359604913845153,"d":"0.54"},{"v":0.6330595444338595,"d":"0.63"},{"v":1.0323113448799708,"d":"1.03"},3.969E-4,1.7346,2,0.000367347,{"v":451.89903695786995,"d":"452"},{"v":492.55985148767917,"d":"493"},{"v":640.64,"d":"641"},0.98,0.98,0.98,452,493,641,194,212,276,{"v":0.26974633951173027,"d":"0.27"},{"v":0.31839322337808124,"d":"0.32"},{"v":0.5216999291195293,"d":"0.52"},1.3,13.4,14.8,24,null,2422,null,{"v":0.9,"d":"90%"},null,null,0,10.7,12.5,21.85,null,1,1,1,452,493,641,null,0,0,0,1]
["13520011",null,null,1,35,200,11,11.5,0,26,30,46.5,{"v":1626.5600000000002,"d":"1627"},{"v":4422.705063408698,"d":"4423"},{"v":4820.649682883678,"d":"4821"},{"v":6269.9,"d":"6270"},1.5,1.1,1.1,1.1,1627,4423,4821,6270,140,380,415,539,{"v":0.26279132640445063,"d":"0.26"},{"v":1.6745484974017948,"d":"1.67"},{"v":1.973465693031688,"d":"1.97"},{"v":3.215429543480531,"d":"3.22"},3.969E-4,1.7346,4,0.000574288,741,807,1050,0.95,0.95,0.95,741,807,1050,319,347,452,{"v":1.2089524361917552,"d":"1.21"},{"v":1.4138727396795772,"d":"1.41"},{"v":2.3143510148052444,"d":"2.31"},2.7,13.4,14.8,24,null,2392,null,{"v":0.68,"d":"68%"},null,null,0,10.7,12.5,21.85,null,1,1,1,741,807,1050,null,0,0,0,1]
["15020011",null,null,1,50,200,11,11.5,0,26,30,46.5,{"v":1884.96,"d":"1885"},{"v":4422.705063408698,"d":"4423"},{"v":4820.649682883678,"d":"4821"},{"v":6269.9,"d":"6270"},1.5,1.1,1.1,1.1,1885,4423,4821,6270,162,380,415,539,{"v":0.3441146629127075,"d":"0.34"},{"v":1.6745484974017948,"d":"1.67"},{"v":1.973465693031688,"d":"1.97"},{"v":3.215429543480531,"d":"3.22"},3.969E-4,1.7346,4,0.000574288,741,807,1050,0.95,0.95,0.95,741,807,1050,319,347,452,{"v":1.2089524361917552,"d":"1.21"},{"v":1.4138727396795772,"d":"1.41"},{"v":2.3143510148052444,"d":"2.31"},2.7,13.4,14.8,24,null,2772,null,{"v":0.68,"d":"68%"},null,null,0,10.7,12.5,21.85,null,1,1,1,741,807,1050,null,0,0,0,1]
["16520011",null,null,1,65,200,11,11.5,0,26,30,46.5,{"v":2098.48,"d":"2098"},{"v":4422.705063408698,"d":"4423"},{"v":4820.649682883678,"d":"4821"},{"v":6269.9,"d":"6270"},1.5,1.1,1.1,1.1,2098,4423,4821,6270,180,380,415,539,{"v":0.4181463101667574,"d":"0.42"},{"v":1.6745484974017948,"d":"1.67"},{"v":1.973465693031688,"d":"1.97"},{"v":3.215429543480531,"d":"3.22"},3.969E-4,1.7346,4,0.000574288,{"$f":"AK266*(1-(($E267-50)*0.005))","v":{"v":685.4250000000001,"d":"685"}},{"$f":"AL266*(1-(($E267-50)*0.005))","v":{"v":746.475,"d":"746"}},{"$f":"AM266*(1-(($E267-50)*0.005))","v":{"v":971.25,"d":"971"}},0.95,0.95,0.95,685,746,971,295,321,418,{"v":1.045296996168433,"d":"1.05"},{"v":1.223091481259345,"d":"1.22"},{"v":2.0001552183357725,"d":"2.00"},2.7,13.4,14.8,24,null,3086,null,{"v":0.68,"d":"68%"},null,null,0,10.7,12.5,21.85,null,1,1,1,685,746,971,null,0,0,0,1]
["13520015",null,null,1,35,200,15,16.5,0,26,30,47.1,2352,{"v":3875.4624109054007,"d":"3875"},{"v":4083.4735576056296,"d":"4083"},{"v":5893.16,"d":"5893"},1.5,1.08,1.08,1.08,2352,3875,4083,5893,202,333,351,507,{"v":0.25611706588674255,"d":"0.26"},{"v":0.6710038545041404,"d":"0.67"},{"v":0.7427948904408519,"d":"0.74"},{"v":1.5124900662854772,"d":"1.51"},0.0002083,1.724,2,0.000461829,{"v":529.0161783879516,"d":"529"},{"v":557.4105350406697,"d":"557"},{"v":804.44,"d":"804"},1.01,1.01,1.01,529,557,804,227,240,346,{"v":0.3205762003800503,"d":"0.32"},{"v":0.35685612106712633,"d":"0.36"},{"v":0.7224973981588986,"d":"0.72"},{"v":2,"d":"2.0"},13.2,14.7,23.5,null,2940,null,{"v":0.8,"d":"80%"},null,null,0,10,11.4,21.85,null,1,1,1,529,557,804,null,0,0,0,1]
["15020015",null,null,1,50,200,15,16.5,0,26,30,47.1,{"v":2774.4,"d":"2774"},{"v":3875.4624109054007,"d":"3875"},{"v":4083.4735576056296,"d":"4083"},{"v":5893.16,"d":"5893"},1.5,1.08,1.08,1.08,2774,3875,4083,5893,239,333,351,507,{"v":0.35399847561411035,"d":"0.35"},{"v":0.6710038545041404,"d":"0.67"},{"v":0.7427948904408519,"d":"0.74"},{"v":1.5124900662854772,"d":"1.51"},0.0002083,1.724,2,0.000461829,{"v":529.0161783879516,"d":"529"},{"v":557.4105350406697,"d":"557"},{"v":804.44,"d":"804"},1.01,1.01,1.01,529,557,804,227,240,346,{"v":0.3205762003800503,"d":"0.32"},{"v":0.35685612106712633,"d":"0.36"},{"v":0.7224973981588986,"d":"0.72"},{"v":2,"d":"2.0"},13.2,14.7,23.5,null,3468,null,{"v":0.8,"d":"80%"},null,null,0,10,11.4,21.85,null,1,1,1,529,557,804,null,0,0,0,1]
["16520015",null,null,1,65,200,15,16.5,0,26,30,47.1,{"v":3075.2000000000003,"d":"3075"},{"v":3875.4624109054007,"d":"3875"},{"v":4083.4735576056296,"d":"4083"},{"v":5893.16,"d":"5893"},1.5,1.08,1.08,1.08,3075,3875,4083,5893,264,333,351,507,{"v":0.42877497020071087,"d":"0.43"},{"v":0.6710038545041404,"d":"0.67"},{"v":0.7427948904408519,"d":"0.74"},{"v":1.5124900662854772,"d":"1.51"},0.0002083,1.724,2,0.000461829,{"v":529.0161783879516,"d":"529"},{"v":557.4105350406697,"d":"557"},{"v":804.44,"d":"804"},1.01,1.01,1.01,529,557,804,227,240,346,{"v":0.3205762003800503,"d":"0.32"},{"v":0.35685612106712633,"d":"0.36"},{"v":0.7224973981588986,"d":"0.72"},{"v":2,"d":"2.0"},13.2,14.7,23.5,null,3844,null,{"v":0.8,"d":"80%"},null,null,0,10,11.4,21.85,null,1,1,1,529,557,804,null,0,0,0,1]
["13520016",null,null,1,35,200,16,16.5,0,26,30,47.1,{"v":2166.48,"d":"2166"},{"v":5667.175576169572,"d":"5667"},{"v":5971.354939858758,"d":"5971"},{"v":8617.7,"d":"8618"},1.5,1.1,1.1,1.1,2166,5667,5971,8618,186,487,514,741,{"v":0.5961495712170449,"d":"0.60"},{"v":3.888622963494634,"d":"3.89"},{"v":4.321030968910121,"d":"4.32"},{"v":8.837762361634432,"d":"8.84"},0.0002083,1.724,4,1.392796E-3,868,914,1320,0.95,0.95,0.95,868,914,1320,373,393,568,{"v":2.3103470177002245,"d":"2.31"},{"v":2.558212522415756,"d":"2.56"},{"v":5.2529022162438315,"d":"5.25"},{"v":4,"d":"4.0"},13.2,14.7,23.5,null,3186,null,{"v":0.68,"d":"68%"},null,null,0,10,11.4,21.85,null,1,1,1,868,914,1320,null,0,0,0,1]
["15020016",null,null,1,50,200,16,16.5,0,26,30,47.1,{"v":2581.28,"d":"2581"},{"v":5667.175576169572,"d":"5667"},{"v":5971.354939858758,"d":"5971"},{"v":8617.7,"d":"8618"},1.5,1.1,1.1,1.1,2581,5667,5971,8618,222,487,514,741,{"v":0.8408350533944038,"d":"0.84"},{"v":3.888622963494634,"d":"3.89"},{"v":4.321030968910121,"d":"4.32"},{"v":8.837762361634432,"d":"8.84"},0.0002083,1.724,4,1.392796E-3,868,914,1320,0.95,0.95,0.95,868,914,1320,373,393,568,{"v":2.3103470177002245,"d":"2.31"},{"v":2.558212522415756,"d":"2.56"},{"v":5.2529022162438315,"d":"5.25"},{"v":4,"d":"4.0"},13.2,14.7,23.5,null,3796,null,{"v":0.68,"d":"68%"},null,null,0,10,11.4,21.85,null,1,1,1,868,914,1320,null,0,0,0,1]
["16520016",null,null,1,65,200,16,16.5,0,26,30,47.1,{"v":2955.28,"d":"2955"},{"v":5667.175576169572,"d":"5667"},{"v":5971.354939858758,"d":"5971"},{"v":8617.7,"d":"8618"},1.5,1.1,1.1,1.1,2955,5667,5971,8618,254,487,514,741,{"v":1.0926783554941488,"d":"1.09"},{"v":3.888622963494634,"d":"3.89"},{"v":4.321030968910121,"d":"4.32"},{"v":8.837762361634432,"d":"8.84"},0.0002083,1.724,4,1.392796E-3,{"$f":"AK272*(1-(($E273-50)*0.005))","v":{"v":802.9000000000001,"d":"803"}},{"$f":"AL272*(1-(($E273-50)*0.005))","v":{"v":845.45,"d":"845"}},{"$f":"AM272*(1-(($E273-50)*0.005))","v":1221},0.95,0.95,0.95,803,845,1221,345,363,525,{"v":1.9841650752047741,"d":"1.98"},{"v":2.191061268872552,"d":"2.19"},{"v":4.503610619240969,"d":"4.50"},{"v":4,"d":"4.0"},13.2,14.7,23.5,null,4346,null,{"v":0.68,"d":"68%"},null,null,0,10,11.4,21.85,null,1,1,1,803,845,1221,null,0,0,0,1]
["13520020",null,null,1,35,200,20,21.5,0,26,30,47.1,3296,{"v":5214.8121821672385,"d":"5215"},{"v":5684.028740747025,"d":"5684"},{"v":7392.84,"d":"7393"},1.5,1.08,1.08,1.08,3296,5215,5684,7393,283,448,489,636,{"v":0.37293357224590584,"d":"0.37"},{"v":0.9113328187919115,"d":"0.91"},{"v":1.0808827382560606,"d":"1.08"},{"v":1.804767358434455,"d":"1.80"},0.0001276,1.7219,2,3.76611E-4,{"v":644.4696492978713,"d":"644"},{"v":702.4575154739061,"d":"702"},{"v":913.64,"d":"914"},0.95,0.95,0.95,644,702,914,277,302,393,{"v":0.3577306705443238,"d":"0.36"},{"v":0.42311312971539766,"d":"0.42"},{"v":0.7061733139065255,"d":"0.71"},2.7,13.2,14.7,23.5,null,4120,null,{"v":0.8,"d":"80%"},null,null,0,10,11.4,21.85,null,1,1,1,644,702,914,null,0,0,0,1]
["15020020",null,null,1,50,200,20,21.5,0,26,30,47.1,3880,{"v":5214.8121821672385,"d":"5215"},{"v":5684.028740747025,"d":"5684"},{"v":7392.84,"d":"7393"},1.5,1.08,1.08,1.08,3880,5215,5684,7393,334,448,489,636,{"v":0.5146078189924711,"d":"0.51"},{"v":0.9113328187919115,"d":"0.91"},{"v":1.0808827382560606,"d":"1.08"},{"v":1.804767358434455,"d":"1.80"},0.0001276,1.7219,2,3.76611E-4,{"v":644.4696492978713,"d":"644"},{"v":702.4575154739061,"d":"702"},{"v":913.64,"d":"914"},0.95,0.95,0.95,644,702,914,277,302,393,{"v":0.3577306705443238,"d":"0.36"},{"v":0.42311312971539766,"d":"0.42"},{"v":0.7061733139065255,"d":"0.71"},2.7,13.2,14.7,23.5,null,4850,null,{"v":0.8,"d":"80%"},null,null,0,10,11.4,21.85,null,1,1,1,644,702,914,null,0,0,0,1]
["16520020",null,null,1,65,200,20,21.5,0,26,30,47.1,4296,{"v":5214.8121821672385,"d":"5215"},{"v":5684.028740747025,"d":"5684"},{"v":7392.84,"d":"7393"},1.5,1.08,1.08,1.08,4296,5215,5684,7393,369,448,489,636,{"v":0.6246784051965676,"d":"0.62"},{"v":0.9113328187919115,"d":"0.91"},{"v":1.0808827382560606,"d":"1.08"},{"v":1.804767358434455,"d":"1.80"},0.0001276,1.7219,2,3.76611E-4,{"v":644.4696492978713,"d":"644"},{"v":702.4575154739061,"d":"702"},{"v":913.64,"d":"914"},0.95,0.95,0.95,644,702,914,277,302,393,{"v":0.3577306705443238,"d":"0.36"},{"v":0.42311312971539766,"d":"0.42"},{"v":0.7061733139065255,"d":"0.71"},2.7,13.2,14.7,23.5,null,5370,null,{"v":0.8,"d":"80%"},null,null,0,10,11.4,21.85,null,1,1,1,644,702,914,null,0,0,0,1]
["13520021",null,null,1,35,200,21,21.5,0,26,30,47.1,{"v":3382.4,"d":"3382"},{"v":7298.508271062735,"d":"7299"},{"v":7690.247607868787,"d":"7690"},{"v":11098.36,"d":"11098"},1.5,1.05,1.05,1.05,3382,7299,7690,11098,291,628,661,954,{"v":0.589012046490504,"d":"0.59"},{"v":2.597637103013336,"d":"2.60"},{"v":2.8682489622749725,"d":"2.87"},{"v":5.839944747903367,"d":"5.84"},0.0001276,1.7219,4,0.000514201,{"v":946.7235228616961,"d":"947"},{"v":997.5378579573975,"d":"998"},{"v":1439.62,"d":"1440"},0.85,0.85,0.85,947,998,1440,407,429,619,{"v":1.123918147974541,"d":"1.12"},{"v":1.2440371883056511,"d":"1.24"},{"v":2.526100947496626,"d":"2.53"},5.3,13.2,14.7,23.5,null,4228,null,{"v":0.8,"d":"80%"},null,null,0,10,11.4,21.85,null,1,1,1,947,998,1440,null,0,0,0,1]
["15020021",null,null,1,50,200,21,21.5,0,26,30,47.1,{"v":4131.2,"d":"4131"},{"v":7298.508271062735,"d":"7299"},{"v":7690.247607868787,"d":"7690"},{"v":11098.36,"d":"11098"},1.5,1.05,1.05,1.05,4131,7299,7690,11098,355,628,661,954,{"v":0.8635964755907893,"d":"0.86"},{"v":2.597637103013336,"d":"2.60"},{"v":2.8682489622749725,"d":"2.87"},{"v":5.839944747903367,"d":"5.84"},0.0001276,1.7219,4,0.000514201,{"v":946.7235228616961,"d":"947"},{"v":997.5378579573975,"d":"998"},{"v":1439.62,"d":"1440"},0.85,0.85,0.85,947,998,1440,407,429,619,{"v":1.123918147974541,"d":"1.12"},{"v":1.2440371883056511,"d":"1.24"},{"v":2.526100947496626,"d":"2.53"},5.3,13.2,14.7,23.5,null,5164,null,{"v":0.8,"d":"80%"},null,null,0,10,11.4,21.85,null,1,1,1,947,998,1440,null,0,0,0,1]
["16520021",null,null,1,65,200,21,21.5,0,26,30,47.1,4848,{"v":7298.508271062735,"d":"7299"},{"v":7690.247607868787,"d":"7690"},{"v":11098.36,"d":"11098"},1.5,1.05,1.05,1.05,4848,7299,7690,11098,417,628,661,954,{"v":1.1777837386014038,"d":"1.18"},{"v":2.597637103013336,"d":"2.60"},{"v":2.8682489622749725,"d":"2.87"},{"v":5.839944747903367,"d":"5.84"},0.0001276,1.7219,4,0.000514201,{"$f":"AK278*(1-(($E279-50)*0.005))","v":{"v":875.719258647069,"d":"876"}},{"$f":"AL278*(1-(($E279-50)*0.005))","v":{"v":922.7225186105927,"d":"923"}},{"$f":"AM278*(1-(($E279-50)*0.005))","v":{"v":1331.6485,"d":"1332"}},0.85,0.85,0.85,876,923,1332,377,397,573,{"v":0.969676514604453,"d":"0.97"},{"v":1.0712774010557167,"d":"1.07"},{"v":2.175677679291417,"d":"2.18"},5.3,13.2,14.7,23.5,null,6060,null,{"v":0.8,"d":"80%"},null,null,0,10,11.4,21.85,null,1,1,1,876,923,1332,null,0,0,0,1]
["13522010",null,null,1,35,220,10,11.5,0,26,30,46.9,{"v":1658.413043478261,"d":"1658"},{"v":3560.7045070849035,"d":"3561"},{"v":3890.5075371280445,"d":"3891"},{"v":5128.78,"d":"5129"},1.5,1.08,1.08,1.08,1658,3561,3891,5129,143,306,335,441,{"v":0.16123700185911027,"d":"0.16"},{"v":0.6649528513575944,"d":"0.66"},{"v":0.7876316236324602,"d":"0.79"},{"v":1.3181530375289372,"d":"1.32"},3.969E-4,1.7346,2,0.000367347,{"v":493.6463121283521,"d":"494"},{"v":539.3693001453611,"d":"539"},{"v":711.04,"d":"711"},0.98,0.98,0.98,494,539,711,212,232,306,{"v":0.3352676626465814,"d":"0.34"},{"v":0.39659808957963044,"d":"0.40"},{"v":0.6649528513575944,"d":"0.66"},1.5,13.4,14.8,{"v":24,"d":"24.0"},null,{"$f":"(BE298/(F298-102))*(F280-102)","v":{"v":1842.68115942029,"d":"1843"}},null,{"v":0.9,"d":"90%"},null,null,0,10.5,12.3,21.85,null,1,1,1,494,539,711,null,0,0,0,1]
["15022010",null,null,1,50,220,10,11.5,0,26,30,46.9,{"v":1987.0173913043475,"d":"1987"},{"v":3560.7045070849035,"d":"3561"},{"v":3890.5075371280445,"d":"3891"},{"v":5128.78,"d":"5129"},1.5,1.08,1.08,1.08,1987,3561,3891,5129,171,306,335,441,{"v":0.22475315287245037,"d":"0.22"},{"v":0.6649528513575944,"d":"0.66"},{"v":0.7876316236324602,"d":"0.79"},{"v":1.3181530375289372,"d":"1.32"},3.969E-4,1.7346,2,0.000367347,{"v":493.6463121283521,"d":"494"},{"v":539.3693001453611,"d":"539"},{"v":711.04,"d":"711"},0.98,0.98,0.98,494,539,711,212,232,306,{"v":0.3352676626465814,"d":"0.34"},{"v":0.39659808957963044,"d":"0.40"},{"v":0.6649528513575944,"d":"0.66"},1.5,13.4,14.8,{"v":24,"d":"24.0"},null,{"v":2207.797101449275,"d":"2208"},null,{"v":0.9,"d":"90%"},null,null,0,10.5,12.3,21.85,null,1,1,1,494,539,711,null,0,0,0,1]
["16522010",null,null,1,65,220,10,11.5,0,26,30,46.9,{"v":2236.3565217391306,"d":"2236"},{"v":3560.7045070849035,"d":"3561"},{"v":3890.5075371280445,"d":"3891"},{"v":5128.78,"d":"5129"},1.5,1.08,1.08,1.08,2236,3561,3891,5129,192,306,335,441,{"v":0.27878498382584416,"d":"0.28"},{"v":0.6649528513575944,"d":"0.66"},{"v":0.7876316236324602,"d":"0.79"},{"v":1.3181530375289372,"d":"1.32"},3.969E-4,1.7346,2,0.000367347,{"v":493.6463121283521,"d":"494"},{"v":539.3693001453611,"d":"539"},{"v":711.04,"d":"711"},0.98,0.98,0.98,494,539,711,212,232,306,{"v":0.3352676626465814,"d":"0.34"},{"v":0.39659808957963044,"d":"0.40"},{"v":0.6649528513575944,"d":"0.66"},1.5,13.4,14.8,{"v":24,"d":"24.0"},null,{"v":2484.840579710145,"d":"2485"},null,{"v":0.9,"d":"90%"},null,null,0,10.5,12.3,21.85,null,1,1,1,494,539,711,null,0,0,0,1]
["13522011",null,null,1,35,220,11,11.5,0,26,30,46.9,{"v":1668.7594202898554,"d":"1669"},{"v":4831.282799097083,"d":"4831"},{"v":5278.770565343093,"d":"5279"},{"v":6958.9,"d":"6959"},1.5,1.1,1.1,1.1,1669,4831,5279,6959,144,415,454,598,{"v":0.29407499594948894,"d":"0.29"},{"v":2.0816746946687235,"d":"2.08"},{"v":2.4599536452154176,"d":"2.46"},{"v":4.108916430633029,"d":"4.11"},3.969E-4,1.7346,4,0.000574288,{"v":809.1872786876681,"d":"809"},{"v":884.1366084769129,"d":"884"},{"v":1165.54,"d":"1166"},0.95,0.95,0.95,809,884,1166,348,380,501,{"v":1.5011980733038943,"d":"1.50"},{"v":1.7674215645183677,"d":"1.77"},{"v":2.954796982009339,"d":"2.95"},2.9,13.4,14.8,{"v":24,"d":"24.0"},null,{"v":2454.057971014493,"d":"2454"},null,{"v":0.68,"d":"68%"},null,null,0,10.5,12.3,21.85,null,1,1,1,809,884,1166,null,0,0,0,1]
["15022011",null,null,1,50,220,11,11.5,0,26,30,46.9,{"$f":"IF($N284-($BE284*$BG284)>100,$BE284*$BG284,$N284-95)","v":{"v":1933.9002898550727,"d":"1934"}},{"v":4831.282799097083,"d":"4831"},{"v":5278.770565343093,"d":"5279"},{"v":6958.9,"d":"6959"},1.5,1.1,1.1,1.1,{"$f":"ROUND(M284*POWER(CF_heat,Q284),0)","v":1934},{"$f":"ROUND(N284*POWER(CF_heat,R284),0)","v":4831},{"$f":"ROUND(O284*POWER(CF_heat,S284),0)","v":5279},{"$f":"ROUND(P284*POWER(CF_heat,T284),0)","v":6959},166,415,454,598,{"v":0.3820669215246507,"d":"0.38"},{"v":2.0816746946687235,"d":"2.08"},{"v":2.4599536452154176,"d":"2.46"},{"v":4.108916430633029,"d":"4.11"},{"$f":"IF($G284=$CO$103,CP$103,IF($G284=$CO$104,CP$104,IF($G284=$CO$105,CP$105,IF($G284=$CO$107,CP$107,IF($G284=$CO$108,CP$108,IF($G284=$CO$109,CP$109,IF($G284=$CO$111,CP$111,IF($G284=$CO$112,CP$112,IF($G284=$CO$113,CP$113,IF($G284=$CO$115,CP$115,IF($G284=$CO$116,CP$116,IF($G284=$CO$117,CP$117,IF($G284=$CO$119,CP$119,IF($G284=$CO$120,CP$120,))))))))))))))","v":3.969E-4},{"$f":"IF($G284=$CO$103,CQ$103,IF($G284=$CO$104,CQ$104,IF($G284=$CO$105,CQ$105,IF($G284=$CO$107,CQ$107,IF($G284=$CO$108,CQ$108,IF($G284=$CO$109,CQ$109,IF($G284=$CO$111,CQ$111,IF($G284=$CO$112,CQ$112,IF($G284=$CO$113,CQ$113,IF($G284=$CO$115,CQ$115,IF($G284=$CO$116,CQ$116,IF($G284=$CO$117,CQ$117,IF($G284=$CO$119,CQ$119,IF($G284=$CO$120,CQ$120,))))))))))))))","v":1.7346},{"$f":"IF($G284=$CO$103,CR$103,IF($G284=$CO$104,CR$104,IF($G284=$CO$105,CR$105,IF($G284=$CO$107,CR$107,IF($G284=$CO$108,CR$108,IF($G284=$CO$109,CR$109,IF($G284=$CO$111,CR$111,IF($G284=$CO$112,CR$112,IF($G284=$CO$113,CR$113,IF($G284=$CO$115,CR$115,IF($G284=$CO$116,CR$116,IF($G284=$CO$117,CR$117,IF($G284=$CO$119,CR$119,IF($G284=$CO$120,CR$120,))))))))))))))","v":4},{"$f":"IF($G284=$CO$103,CS$103,IF($G284=$CO$104,CS$104,IF($G284=$CO$105,CS$105,IF($G284=$CO$107,CS$107,IF($G284=$CO$108,CS$108,IF($G284=$CO$109,CS$109,IF($G284=$CO$111,CS$111,IF($G284=$CO$112,CS$112,IF($G284=$CO$113,CS$113,IF($G284=$CO$115,CS$115,IF($G284=$CO$116,CS$116,IF($G284=$CO$117,CS$117,IF($G284=$CO$119,CS$119,IF($G284=$CO$120,CS$120,))))))))))))))","v":0.000574288},{"v":809.1872786876681,"d":"809"},{"v":884.1366084769129,"d":"884"},{"v":1165.54,"d":"1166"},0.95,0.95,0.95,{"$f":"ROUND(AK284*POWER(CF_cool,AN284),0)","v":809},{"$f":"ROUND(AL284*POWER(CF_cool,AO284),0)","v":884},{"$f":"ROUND(AM284*POWER(CF_cool,AP284),0)","v":1166},348,380,501,{"v":1.5011980733038943,"d":"1.50"},{"v":1.7674215645183677,"d":"1.77"},{"v":2.954796982009339,"d":"2.95"},{"$f":"ROUND(IF(G284=10,$CO$92*F284,IF(G284=11,$CO$93*F284,IF(G284=15,$CO$94*F284,IF(G284=16,$CO$95*F284,IF(G284=20,$CO$96*F284,IF(G284=21,$CO$97*F284,)))))),1)","v":2.9},13.4,14.8,{"v":24,"d":"24.0"},null,{"v":2843.971014492754,"d":"2844"},null,{"$f":"IF(G284=10,0.9,IF(G284=11,0.68,IF(G284=15,0.8,IF(G284=16,0.68,IF(G284=20,0.8,IF(G284=21,0.8))))))","v":{"v":0.68,"d":"68%"}},null,null,0,10.5,12.3,21.85,null,1,1,1,{"$f":"AQ284/BO284","v":809},884,1166,null,{"$f":"BR284-AQ284","v":0},{"$f":"BS284-AR284","v":0},{"$f":"BT284-AS284","v":0},1]
[{"$f":"CONCATENATE(D285,E285,F285,G285)","v":"16522011"},null,null,1,65,220,11,11.5,0,26,30,46.9,{"v":2153.1066666666666,"d":"2153"},{"v":4831.282799097083,"d":"4831"},{"v":5278.770565343093,"d":"5279"},{"v":6958.9,"d":"6959"},1.5,{"$f":"IF($G285=10,1.08,IF($G285=11,1.1,IF($G285=15,1.08,IF($G285=16,1.1,IF($G285=20,1.08,IF($G285=21,1.05))))))","v":1.1},1.1,1.1,2153,4831,5279,6959,185,415,454,598,{"$f":"(($AG285*(Y285^$AH285)*((($F285-14.4)*$AI285)/100))+($AJ285*(Y285^2)))*0.0098","v":{"v":0.46654071494255256,"d":"0.47"}},{"$f":"(($AG285*(Z285^$AH285)*((($F285-14.4)*$AI285)/100))+($AJ285*(Z285^2)))*0.0098","v":{"v":2.0816746946687235,"d":"2.08"}},{"$f":"(($AG285*(AA285^$AH285)*((($F285-14.4)*$AI285)/100))+($AJ285*(AA285^2)))*0.0098","v":{"v":2.4599536452154176,"d":"2.46"}},{"$f":"(($AG285*(AB285^$AH285)*((($F285-14.4)*$AI285)/100))+($AJ285*(AB285^2)))*0.0098","v":{"v":4.108916430633029,"d":"4.11"}},3.969E-4,1.7346,4,0.000574288,{"$f":"AK284*(1-(($E285-50)*0.005))","v":{"v":748.498232786093,"d":"748"}},{"$f":"AL284*(1-(($E285-50)*0.005))","v":{"v":817.8263628411445,"d":"818"}},{"$f":"AM284*(1-(($E285-50)*0.005))","v":{"v":1078.1245000000001,"d":"1078"}},0.95,0.95,0.95,748,818,1078,322,352,464,{"$f":"(($AG285*(AT285^$AH285)*((($F285-14.4)*$AI285)/100))+($AJ285*(AT285^2)))*0.0098","v":{"v":1.2998723591132086,"d":"1.30"}},{"$f":"(($AG285*(AU285^$AH285)*((($F285-14.4)*$AI285)/100))+($AJ285*(AU285^2)))*0.0098","v":{"v":1.5333670254718474,"d":"1.53"}},{"$f":"(($AG285*(AV285^$AH285)*((($F285-14.4)*$AI285)/100))+($AJ285*(AV285^2)))*0.0098","v":{"v":2.5616863488863584,"d":"2.56"}},2.9,13.4,14.8,{"v":24,"d":"24.0"},null,{"v":3166.333333333333,"d":"3166"},null,{"v":0.68,"d":"68%"},null,null,0,10.5,12.3,21.85,null,1,1,1,748,{"$f":"AR285/BP285","v":818},{"$f":"AS285/BQ285","v":1078},null,0,0,0,1]
["13522015",null,null,1,35,220,15,16.5,0,26,30,47.8,{"v":2413.3565217391306,"d":"2413"},{"v":4302.556743974503,"d":"4303"},{"v":4481.798860349342,"d":"4482"},{"v":6540.76,"d":"6541"},1.5,1.08,1.08,1.08,2413,4303,4482,6541,208,370,385,563,{"v":0.27904528552127233,"d":"0.28"},{"v":0.8442706466586654,"d":"0.84"},{"v":0.9114590625595987,"d":"0.91"},{"v":1.8978591317759046,"d":"1.90"},0.0002083,1.724,2,0.000461829,{"v":587.3162695604478,"d":"587"},{"v":611.7835380711579,"d":"612"},{"v":892.84,"d":"893"},1.01,1.01,1.01,587,612,893,252,263,384,{"v":0.4032874859028843,"d":"0.40"},{"v":0.43778400702821296,"d":"0.44"},{"v":0.9069022344024595,"d":"0.91"},2.2,15.5,16.8,27.5,null,{"v":3016.695652173913,"d":"3017"},null,{"v":0.8,"d":"80%"},null,null,0,10,11.1,21.85,null,{"$f":"IF((237.3*LN(($AQ$1*EXP(17.27*($AM$3/($AM$3+237.3))))))/(17.27-LN(($AQ$1*EXP(17.27*($AM$3/($AM$3+237.3))))))<(($AM$1+$AM$2)/2),1,IF(1/(1+((2258*((0.622/((101325/(1*611*EXP(17.27*((($AM$1+$AM$2)/2)/((($AM$1+$AM$2)/2)+237.3))))))-1)*1000-(0.622/((101325/($AQ$1*611*EXP(17.27*($AM$3/($AM$3+237.3))))))-1)*1000))/(1005*((($AM$1+$AM$2)/2)-$AM$3))))>1,1,1/(1+((2258*((0.622/((101325/(1*611*EXP(17.27*((($AM$1+$AM$2)/2)/((($AM$1+$AM$2)/2)+237.3))))))-1)*1000-(0.622/((101325/($AQ$1*611*EXP(17.27*($AM$3/($AM$3+237.3))))))-1)*1000))/(1005*((($AM$1+$AM$2)/2)-$AM$3))))))","v":1},1,1,587,612,893,null,0,0,0,1]
["15022015",null,null,1,50,220,15,16.5,0,26,30,47.8,{"v":2847.0492753623193,"d":"2847"},{"v":4302.556743974503,"d":"4303"},{"v":4481.798860349342,"d":"4482"},{"v":6540.76,"d":"6541"},1.5,1.08,1.08,1.08,2847,4303,4482,6541,245,370,385,563,{"v":0.38204869956844045,"d":"0.38"},{"v":0.8442706466586654,"d":"0.84"},{"v":0.9114590625595987,"d":"0.91"},{"v":1.8978591317759046,"d":"1.90"},0.0002083,1.724,2,0.000461829,{"v":587.3162695604478,"d":"587"},{"v":611.7835380711579,"d":"612"},{"v":892.84,"d":"893"},1.01,1.01,1.01,587,612,893,252,263,384,{"v":0.4032874859028843,"d":"0.40"},{"v":0.43778400702821296,"d":"0.44"},{"v":0.9069022344024595,"d":"0.91"},2.2,15.5,16.8,27.5,null,{"v":3558.811594202899,"d":"3559"},null,{"v":0.8,"d":"80%"},null,null,0,10,11.1,21.85,null,1,1,1,587,612,893,null,0,0,0,1]
["16522015",null,null,1,65,220,15,16.5,0,26,30,47.8,{"v":3155.559420289855,"d":"3156"},{"v":4302.556743974503,"d":"4303"},{"v":4481.798860349342,"d":"4482"},{"v":6540.76,"d":"6541"},1.5,1.08,1.08,1.08,3156,4303,4482,6541,271,370,385,563,{"v":0.46373157377268065,"d":"0.46"},{"v":0.8442706466586654,"d":"0.84"},{"v":0.9114590625595987,"d":"0.91"},{"v":1.8978591317759046,"d":"1.90"},0.0002083,1.724,2,0.000461829,{"v":587.3162695604478,"d":"587"},{"v":611.7835380711579,"d":"612"},{"v":892.84,"d":"893"},1.01,1.01,1.01,587,612,893,252,263,384,{"v":0.4032874859028843,"d":"0.40"},{"v":0.43778400702821296,"d":"0.44"},{"v":0.9069022344024595,"d":"0.91"},2.2,15.5,16.8,27.5,null,{"v":3944.4492753623185,"d":"3944"},null,{"v":0.8,"d":"80%"},null,null,0,10,11.1,21.85,null,1,1,1,587,612,893,null,0,0,0,1]
["13522016",null,null,1,35,220,16,16.5,0,26,30,47.8,{"v":2222.880579710145,"d":"2223"},{"v":6291.725195404346,"d":"6292"},{"v":6553.83496101116,"d":"6554"},{"v":9564.7,"d":"9565"},1.5,1.1,1.1,1.1,2223,6292,6554,9565,191,541,564,823,{"v":0.6416580867959785,"d":"0.64"},{"v":4.859949006557038,"d":"4.86"},{"v":5.271221839350569,"d":"5.27"},{"v":11.028120296891252,"d":"11.03"},0.0002083,1.724,4,1.392796E-3,{"v":963.3581344600107,"d":"963"},{"v":1003.4910975149082,"d":"1003"},{"v":1464.5,"d":"1465"},0.95,0.95,0.95,963,1003,1465,414,431,630,{"v":2.8848425296225417,"d":"2.88"},{"v":3.1200973344986664,"d":"3.12"},{"v":6.542211558205909,"d":"6.54"},4.4,15.5,16.8,27.5,null,{"v":3268.942028985507,"d":"3269"},null,{"v":0.68,"d":"68%"},null,null,0,10,11.1,21.85,null,1,1,1,963,1003,1465,null,0,0,0,1]
["15022016",null,null,1,50,220,16,16.5,0,26,30,47.8,{"v":2648.5014492753626,"d":"2649"},{"v":6291.725195404346,"d":"6292"},{"v":6553.83496101116,"d":"6554"},{"v":9564.7,"d":"9565"},1.5,1.1,1.1,1.1,2649,6292,6554,9565,228,541,564,823,{"v":0.904569989302861,"d":"0.90"},{"v":4.859949006557038,"d":"4.86"},{"v":5.271221839350569,"d":"5.27"},{"v":11.028120296891252,"d":"11.03"},0.0002083,1.724,4,1.392796E-3,{"v":963.3581344600107,"d":"963"},{"v":1003.4910975149082,"d":"1003"},{"v":1464.5,"d":"1465"},0.95,0.95,0.95,963,1003,1465,414,431,630,{"v":2.8848425296225417,"d":"2.88"},{"v":3.1200973344986664,"d":"3.12"},{"v":6.542211558205909,"d":"6.54"},4.4,15.5,16.8,27.5,null,{"v":3894.855072463768,"d":"3895"},null,{"v":0.68,"d":"68%"},null,null,0,10,11.1,21.85,null,1,1,1,963,1003,1465,null,0,0,0,1]
["16522016",null,null,1,65,220,16,16.5,0,26,30,47.8,{"v":3032.257971014493,"d":"3032"},{"v":6291.725195404346,"d":"6292"},{"v":6553.83496101116,"d":"6554"},{"v":9564.7,"d":"9565"},1.5,1.1,1.1,1.1,3032,6292,6554,9565,261,541,564,823,{"v":1.176010057147478,"d":"1.18"},{"v":4.859949006557038,"d":"4.86"},{"v":5.271221839350569,"d":"5.27"},{"v":11.028120296891252,"d":"11.03"},0.0002083,1.724,4,1.392796E-3,{"$f":"AK290*(1-(($E291-50)*0.005))","v":{"v":891.1062743755099,"d":"891"}},{"$f":"AL290*(1-(($E291-50)*0.005))","v":{"v":928.2292652012901,"d":"928"}},{"$f":"AM290*(1-(($E291-50)*0.005))","v":{"v":1354.6625000000001,"d":"1355"}},0.95,0.95,0.95,891,928,1355,383,399,583,{"v":2.47912333526653,"d":"2.48"},{"v":2.6847693120569986,"d":"2.68"},{"v":5.62331729893122,"d":"5.62"},4.4,15.5,16.8,27.5,null,{"v":4459.202898550724,"d":"4459"},null,{"v":0.68,"d":"68%"},null,null,0,10,11.1,21.85,null,1,1,1,891,928,1355,null,0,0,0,1]
["13522020",null,null,1,35,220,20,21.5,0,26,30,47.8,{"v":3381.9826086956527,"d":"3382"},{"v":5696.566249617518,"d":"5697"},{"v":6224.199139745616,"d":"6224"},{"v":8205.24,"d":"8205"},1.5,1.08,1.08,1.08,3382,5697,6224,8205,291,{"$f":"ROUND(V292*3600/(4186*ABS($O$1-$O$2)),0)","v":490},{"$f":"ROUND(W292*3600/(4186*ABS($O$1-$O$2)),0)","v":535},{"$f":"ROUND(X292*3600/(4186*ABS($O$1-$O$2)),0)","v":706},{"v":0.4024287351503623,"d":"0.40"},{"v":1.1066428651103115,"d":"1.11"},{"v":1.3128927046129348,"d":"1.31"},{"v":2.253132130729565,"d":"2.25"},0.0001276,1.7219,2,3.76611E-4,{"v":704.0069565012294,"d":"704"},{"v":769.2141723663956,"d":"769"},{"v":1014.04,"d":"1014"},0.95,0.95,0.95,704,769,1014,303,331,436,{"v":0.4352139999072062,"d":"0.44"},{"v":0.5165738484716168,"d":"0.52"},{"v":0.8819313648082591,"d":"0.88"},2.9,15.5,16.8,27.5,null,{"v":4227.478260869566,"d":"4227"},null,{"v":0.8,"d":"80%"},null,null,0,10,11.1,21.85,null,1,1,1,704,769,1014,null,0,0,0,1]
["15022020",null,null,1,50,220,20,21.5,0,26,30,47.8,{"v":3981.2173913043475,"d":"3981"},{"v":5696.566249617518,"d":"5697"},{"v":6224.199139745616,"d":"6224"},{"v":8205.24,"d":"8205"},1.5,1.08,1.08,1.08,3981,5697,6224,8205,{"$f":"ROUND(U293*3600/(4186*ABS($O$1-$O$2)),0)","v":342},490,535,706,{"v":0.550394412402803,"d":"0.55"},{"v":1.1066428651103115,"d":"1.11"},{"v":1.3128927046129348,"d":"1.31"},{"v":2.253132130729565,"d":"2.25"},0.0001276,1.7219,2,3.76611E-4,{"v":704.0069565012294,"d":"704"},{"v":769.2141723663956,"d":"769"},{"v":1014.04,"d":"1014"},0.95,0.95,0.95,704,769,1014,303,331,436,{"v":0.4352139999072062,"d":"0.44"},{"v":0.5165738484716168,"d":"0.52"},{"v":0.8819313648082591,"d":"0.88"},2.9,15.5,16.8,27.5,null,{"v":4976.521739130434,"d":"4977"},null,{"v":0.8,"d":"80%"},null,null,0,10,11.1,21.85,null,1,1,1,704,769,1014,null,0,0,0,1]
["16522020",null,null,1,65,220,20,21.5,0,26,30,47.8,{"v":4408.069565217392,"d":"4408"},{"v":5696.566249617518,"d":"5697"},{"v":6224.199139745616,"d":"6224"},{"v":8205.24,"d":"8205"},1.5,1.08,1.08,1.08,4408,5697,6224,8205,379,490,535,706,{"v":0.6718219792698767,"d":"0.67"},{"v":1.1066428651103115,"d":"1.11"},{"v":1.3128927046129348,"d":"1.31"},{"v":2.253132130729565,"d":"2.25"},0.0001276,1.7219,2,3.76611E-4,{"v":704.0069565012294,"d":"704"},{"v":769.2141723663956,"d":"769"},{"v":1014.04,"d":"1014"},0.95,0.95,0.95,704,769,1014,303,331,436,{"v":0.4352139999072062,"d":"0.44"},{"v":0.5165738484716168,"d":"0.52"},{"v":0.8819313648082591,"d":"0.88"},2.9,15.5,16.8,27.5,null,{"v":5510.08695652174,"d":"5510"},null,{"v":0.8,"d":"80%"},null,null,0,10,11.1,21.85,null,1,1,1,704,769,1014,null,0,0,0,1]
["13522021",null,null,1,35,220,21,21.5,0,26,30,47.8,{"v":3470.9101449275363,"d":"3471"},{"v":8102.838488189164,"d":"8103"},{"v":8440.398224339186,"d":"8440"},{"v":12317.96,"d":"12318"},1.5,1.05,1.05,1.05,3471,8103,8440,12318,299,697,726,1059,{"v":0.6388795662272299,"d":"0.64"},{"v":3.2570253321888645,"d":"3.26"},{"v":3.523799431798829,"d":"3.52"},{"v":7.31370514880791,"d":"7.31"},0.0001276,1.7219,4,0.000514201,{"v":1051.0569439418873,"d":"1051"},{"v":1094.8433905300585,"d":"1095"},{"v":1597.82,"d":"1598"},0.85,0.85,0.85,1051,1095,1598,452,471,687,{"v":1.4132675404061716,"d":"1.41"},{"v":1.529835024440543,"d":"1.53"},{"v":3.1674021588285153,"d":"3.17"},5.9,15.5,16.8,27.5,null,{"v":4338.63768115942,"d":"4339"},null,{"v":0.8,"d":"80%"},null,null,0,10,11.1,21.85,null,1,1,1,1051,1095,1598,null,0,0,0,1]
["15022021",null,null,1,50,220,21,21.5,0,26,30,47.8,{"v":4239.107246376811,"d":"4239"},{"v":8102.838488189164,"d":"8103"},{"v":8440.398224339186,"d":"8440"},{"v":12317.96,"d":"12318"},1.5,1.05,1.05,1.05,4239,8103,8440,12318,365,697,726,1059,{"v":0.9369090681291671,"d":"0.94"},{"v":3.2570253321888645,"d":"3.26"},{"v":3.523799431798829,"d":"3.52"},{"v":7.31370514880791,"d":"7.31"},0.0001276,1.7219,4,0.000514201,{"v":1051.0569439418873,"d":"1051"},{"v":1094.8433905300585,"d":"1095"},{"v":1597.82,"d":"1598"},0.85,0.85,0.85,1051,1095,1598,452,471,687,{"v":1.4132675404061716,"d":"1.41"},{"v":1.529835024440543,"d":"1.53"},{"v":3.1674021588285153,"d":"3.17"},5.9,15.5,16.8,27.5,null,{"v":5298.884057971014,"d":"5299"},null,{"v":0.8,"d":"80%"},null,null,0,10,11.1,21.85,null,1,1,1,1051,1095,1598,null,0,0,0,1]
["16522021",null,null,1,65,220,21,21.5,0,26,30,47.8,{"v":4974.469565217392,"d":"4974"},{"v":8102.838488189164,"d":"8103"},{"v":8440.398224339186,"d":"8440"},{"v":12317.96,"d":"12318"},1.5,1.05,1.05,1.05,4974,8103,8440,12318,428,697,726,1059,{"v":1.2724309061679657,"d":"1.27"},{"v":3.2570253321888645,"d":"3.26"},{"v":3.523799431798829,"d":"3.52"},{"v":7.31370514880791,"d":"7.31"},0.0001276,1.7219,4,0.000514201,{"$f":"AK296*(1-(($E297-50)*0.005))","v":{"v":972.2276731462458,"d":"972"}},{"$f":"AL296*(1-(($E297-50)*0.005))","v":{"v":1012.7301362403042,"d":"1013"}},{"$f":"AM296*(1-(($E297-50)*0.005))","v":{"v":1477.9835,"d":"1478"}},0.85,0.85,0.85,972,1013,1478,418,436,636,{"v":1.2158640841145845,"d":"1.22"},{"v":1.318580756659718,"d":"1.32"},{"v":2.7292518146347087,"d":"2.73"},5.9,15.5,16.8,27.5,null,{"v":6218.08695652174,"d":"6218"},null,{"v":0.8,"d":"80%"},null,null,0,10,11.1,21.85,null,1,1,1,972,1013,1478,null,0,0,0,1]
["13524010",null,null,1,35,240,10,11.5,0,26,30,47.2,{"v":1939.5,"d":"1940"},{"v":3860.418873592543,"d":"3860"},{"v":4228.985567352769,"d":"4229"},{"v":5636.58,"d":"5637"},1.5,1.08,1.08,1.08,1940,3860,4229,5637,167,332,364,485,{"v":0.2262350699010039,"d":"0.23"},{"v":0.8112280684719688,"d":"0.81"},{"v":0.9631272119292901,"d":"0.96"},{"v":1.6465778870546586,"d":"1.65"},3.969E-4,1.7346,2,0.000367347,{"v":535.1978903129482,"d":"535"},{"v":586.2949664073159,"d":"586"},{"v":781.44,"d":"781"},0.98,0.98,0.98,535,586,781,230,252,336,{"v":0.40968486620571454,"d":"0.41"},{"v":0.4855035182292864,"d":"0.49"},{"v":0.8295464687093747,"d":"0.83"},1.6,14.8,16.6,28,null,2155,null,{"v":0.9,"d":"90%"},null,null,0,10.4,12.2,21.85,null,1,1,1,535,586,781,null,0,0,0,1]
["15024010",null,null,1,50,240,10,11.5,0,26,30,47.2,{"v":2323.8,"d":"2324"},{"v":3860.418873592543,"d":"3860"},{"v":4228.985567352769,"d":"4229"},{"v":5636.58,"d":"5637"},1.5,1.08,1.08,1.08,2324,3860,4229,5637,200,332,364,485,{"v":0.3160453569434294,"d":"0.32"},{"v":0.8112280684719688,"d":"0.81"},{"v":0.9631272119292901,"d":"0.96"},{"v":1.6465778870546586,"d":"1.65"},3.969E-4,1.7346,2,0.000367347,{"v":535.1978903129482,"d":"535"},{"v":586.2949664073159,"d":"586"},{"v":781.44,"d":"781"},0.98,0.98,0.98,535,586,781,230,252,336,{"v":0.40968486620571454,"d":"0.41"},{"v":0.4855035182292864,"d":"0.49"},{"v":0.8295464687093747,"d":"0.83"},1.6,14.8,16.6,28,null,2582,null,{"v":0.9,"d":"90%"},null,null,0,10.4,12.2,21.85,null,1,1,1,535,586,781,null,0,0,0,1]
["16524010",null,null,1,65,240,10,11.5,0,26,30,47.2,{"v":2615.4,"d":"2615"},{"v":3860.418873592543,"d":"3860"},{"v":4228.985567352769,"d":"4229"},{"v":5636.58,"d":"5637"},1.5,1.08,1.08,1.08,2615,3860,4229,5637,225,332,364,485,{"v":0.39329356962816536,"d":"0.39"},{"v":0.8112280684719688,"d":"0.81"},{"v":0.9631272119292901,"d":"0.96"},{"v":1.6465778870546586,"d":"1.65"},3.969E-4,1.7346,2,0.000367347,{"v":535.1978903129482,"d":"535"},{"v":586.2949664073159,"d":"586"},{"v":781.44,"d":"781"},{"$f":"IF($G300=10,0.98,IF($G300=11,0.95,IF($G300=15,1.01,IF($G300=16,0.95,IF($G300=20,0.95,IF($G300=21,0.85))))))","v":0.98},0.98,0.98,535,586,781,230,252,336,{"v":0.40968486620571454,"d":"0.41"},{"v":0.4855035182292864,"d":"0.49"},{"v":0.8295464687093747,"d":"0.83"},1.6,14.8,16.6,28,null,2906,null,{"v":0.9,"d":"90%"},null,null,0,10.4,12.2,21.85,null,1,1,1,535,586,781,null,0,0,0,1]
["13524011",null,null,1,35,240,11,11.5,0,26,30,47.2,{"v":1951.6000000000001,"d":"1952"},{"v":5237.945261727575,"d":"5238"},{"v":5738.028861571599,"d":"5738"},{"v":7647.9,"d":"7648"},1.5,1.1,1.1,1.1,1952,5238,5738,7648,168,450,493,658,{"v":0.41313440222929976,"d":"0.41"},{"v":2.5443263605089523,"d":"2.54"},{"v":3.0134634241110767,"d":"3.01"},{"v":5.151925284362496,"d":"5.15"},3.969E-4,1.7346,4,0.000574288,877,961,1281,0.95,0.95,0.95,877,961,1281,377,413,551,{"v":1.8332088548014907,"d":"1.83"},{"v":2.1703781533558777,"d":"2.17"},{"v":3.704430979547201,"d":"3.70"},3.2,14.8,16.6,28,null,2870,null,{"v":0.68,"d":"68%"},null,null,0,10.4,12.2,21.85,null,1,1,1,877,961,1281,null,0,0,0,1]
["15024011",null,null,1,50,240,11,11.5,0,26,30,47.2,{"v":2261.6800000000003,"d":"2262"},{"v":5237.945261727575,"d":"5238"},{"v":5738.028861571599,"d":"5738"},{"v":7647.9,"d":"7648"},1.5,1.1,1.1,1.1,2262,5238,5738,7648,195,450,493,658,{"v":0.5433120479776433,"d":"0.54"},{"v":2.5443263605089523,"d":"2.54"},{"v":3.0134634241110767,"d":"3.01"},{"v":5.151925284362496,"d":"5.15"},3.969E-4,1.7346,4,0.000574288,877,961,1281,0.95,0.95,0.95,877,961,1281,377,413,551,{"v":1.8332088548014907,"d":"1.83"},{"v":2.1703781533558777,"d":"2.17"},{"v":3.704430979547201,"d":"3.70"},3.2,14.8,16.6,28,null,3326,null,{"v":0.68,"d":"68%"},null,null,0,10.4,12.2,21.85,null,1,1,1,877,961,1281,null,0,0,0,1]
["16524011",null,null,1,65,240,11,11.5,0,26,30,47.2,{"v":2518.04,"d":"2518"},{"v":5237.945261727575,"d":"5238"},{"v":5738.028861571599,"d":"5738"},{"v":7647.9,"d":"7648"},1.5,1.1,1.1,1.1,2518,5238,5738,7648,217,450,493,658,{"v":0.6614139944089646,"d":"0.66"},{"v":2.5443263605089523,"d":"2.54"},{"v":3.0134634241110767,"d":"3.01"},{"v":5.151925284362496,"d":"5.15"},3.969E-4,1.7346,4,0.000574288,{"$f":"AK302*(1-(($E303-50)*0.005))","v":{"v":811.225,"d":"811"}},{"$f":"AL302*(1-(($E303-50)*0.005))","v":{"v":888.9250000000001,"d":"889"}},{"$f":"AM302*(1-(($E303-50)*0.005))","v":{"v":1184.925,"d":"1185"}},0.95,0.95,0.95,811,889,1185,349,382,510,{"v":1.5893381100358872,"d":"1.59"},{"v":1.878454329582277,"d":"1.88"},{"v":3.209097991383699,"d":"3.21"},3.2,14.8,16.6,28,null,3703,null,{"v":0.68,"d":"68%"},null,null,0,10.4,12.2,21.85,null,1,1,1,811,889,1185,null,0,0,0,1]
["13524015",null,null,1,35,240,15,16.5,0,26,30,48.1,{"v":2822.4,"d":"2822"},{"v":4729.715265656896,"d":"4730"},{"v":4901.774324524634,"d":"4902"},{"v":7188.36,"d":"7188"},1.5,1.08,1.08,1.08,2822,4730,4902,7188,243,407,422,618,{"v":0.38666925929034957,"d":"0.39"},{"v":1.0402677068624975,"d":"1.04"},{"v":1.1152542227427753,"d":"1.12"},{"v":2.3255236596425677,"d":"2.33"},0.0002083,1.724,2,0.000461829,{"v":645.6251227363645,"d":"646"},{"v":669.1118750586436,"d":"669"},{"v":981.24,"d":"981"},1.01,1.01,1.01,646,669,981,278,288,422,{"v":0.5003789920207736,"d":"0.50"},{"v":0.5354561461459616,"d":"0.54"},{"v":1.1152542227427753,"d":"1.12"},2.4,16.4,17.7,29.7,null,3528,null,{"v":0.8,"d":"80%"},null,null,0,10,10.9,21.85,null,1,1,1,646,669,981,null,0,0,0,1]
["15024015",null,null,1,50,240,15,16.5,0,26,30,48.1,{"v":3329.6000000000004,"d":"3330"},{"v":4729.715265656896,"d":"4730"},{"v":4901.774324524634,"d":"4902"},{"v":7188.36,"d":"7188"},1.5,1.08,1.08,1.08,3330,4730,4902,7188,286,407,422,618,{"v":0.5283489568658581,"d":"0.53"},{"v":1.0402677068624975,"d":"1.04"},{"v":1.1152542227427753,"d":"1.12"},{"v":2.3255236596425677,"d":"2.33"},0.0002083,1.724,2,0.000461829,{"v":645.6251227363645,"d":"646"},{"v":669.1118750586436,"d":"669"},{"v":981.24,"d":"981"},1.01,1.01,1.01,646,669,981,278,288,422,{"v":0.5003789920207736,"d":"0.50"},{"v":0.5354561461459616,"d":"0.54"},{"v":1.1152542227427753,"d":"1.12"},2.4,16.4,17.7,29.7,null,4162,null,{"v":0.8,"d":"80%"},null,null,0,10,10.9,21.85,null,1,1,1,646,669,981,null,0,0,0,1]
["16524015",null,null,1,65,240,15,16.5,0,26,30,48.1,{"v":3690.4,"d":"3690"},{"v":4729.715265656896,"d":"4730"},{"v":4901.774324524634,"d":"4902"},{"v":7188.36,"d":"7188"},1.5,1.08,1.08,1.08,3690,4730,4902,7188,317,407,422,618,{"v":0.6436528207045196,"d":"0.64"},{"v":1.0402677068624975,"d":"1.04"},{"v":1.1152542227427753,"d":"1.12"},{"v":2.3255236596425677,"d":"2.33"},0.0002083,1.724,2,0.000461829,{"v":645.6251227363645,"d":"646"},{"v":669.1118750586436,"d":"669"},{"v":981.24,"d":"981"},1.01,1.01,1.01,646,669,981,278,288,422,{"v":0.5003789920207736,"d":"0.50"},{"v":0.5354561461459616,"d":"0.54"},{"v":1.1152542227427753,"d":"1.12"},2.4,16.4,17.7,29.7,null,4613,null,{"v":0.8,"d":"80%"},null,null,0,10,10.9,21.85,null,1,1,1,646,669,981,null,0,0,0,1]
["13524016",null,null,1,35,240,16,16.5,0,26,30,48.1,{"v":2599.6400000000003,"d":"2600"},{"v":6916.3686790875245,"d":"6916"},{"v":7167.974498648592,"d":"7168"},{"v":10511.7,"d":"10512"},1.5,1.1,1.1,1.1,2600,6916,7168,10512,224,595,616,904,{"v":0.892431547813806,"d":"0.89"},{"v":5.950589261856252,"d":"5.95"},{"v":6.366622732350354,"d":"6.37"},{"v":13.454619784961755,"d":"13.45"},0.0002083,1.724,4,1.392796E-3,1059,1098,1610,0.95,0.95,0.95,1059,1098,1610,455,472,692,{"v":3.5300159430065703,"d":"3.53"},{"v":3.7910912175214273,"d":"3.79"},{"v":7.987173009623401,"d":"7.99"},4.8,16.4,17.7,29.7,null,3823,null,{"v":0.68,"d":"68%"},null,null,0,10,10.9,21.85,null,1,1,1,1059,1098,1610,null,0,0,0,1]
["15024016",null,null,1,50,240,16,16.5,0,26,30,48.1,{"v":3097.4,"d":"3097"},{"v":6916.3686790875245,"d":"6916"},{"v":7167.974498648592,"d":"7168"},{"v":10511.7,"d":"10512"},1.5,1.1,1.1,1.1,3097,6916,7168,10512,266,595,616,904,{"v":1.2449094827936957,"d":"1.24"},{"v":5.950589261856252,"d":"5.95"},{"v":6.366622732350354,"d":"6.37"},{"v":13.454619784961755,"d":"13.45"},0.0002083,1.724,4,1.392796E-3,1059,1098,1610,0.95,0.95,0.95,1059,1098,1610,{"$f":"ROUND(AQ308*3600/(4186*ABS($AM$1-$AM$2)),0)","v":455},{"$f":"ROUND(AR308*3600/(4186*ABS($AM$1-$AM$2)),0)","v":472},{"$f":"ROUND(AS308*3600/(4186*ABS($AM$1-$AM$2)),0)","v":692},{"v":3.5300159430065703,"d":"3.53"},{"v":3.7910912175214273,"d":"3.79"},{"v":7.987173009623401,"d":"7.99"},4.8,16.4,17.7,29.7,null,4555,null,{"v":0.68,"d":"68%"},null,null,0,10,10.9,21.85,null,1,1,1,1059,1098,1610,null,0,0,0,1]
["16524016",null,null,1,65,240,16,16.5,0,26,30,48.1,{"v":3546.2000000000003,"d":"3546"},{"v":6916.3686790875245,"d":"6916"},{"v":7167.974498648592,"d":"7168"},{"v":10511.7,"d":"10512"},1.5,1.1,1.1,1.1,3546,6916,7168,10512,305,595,616,904,{"v":1.6231198943338006,"d":"1.62"},{"v":5.950589261856252,"d":"5.95"},{"v":6.366622732350354,"d":"6.37"},{"v":13.454619784961755,"d":"13.45"},0.0002083,1.724,4,1.392796E-3,{"$f":"AK308*(1-(($E309-50)*0.005))","v":{"v":979.575,"d":"980"}},{"$f":"AL308*(1-(($E309-50)*0.005))","v":{"v":1015.6500000000001,"d":"1016"}},{"$f":"AM308*(1-(($E309-50)*0.005))","v":{"v":1489.25,"d":"1489"}},0.95,0.95,0.95,980,1016,1489,421,437,640,{"v":3.035227849299624,"d":"3.04"},{"v":3.2635202379938697,"d":"3.26"},{"v":6.858938965307536,"d":"6.86"},4.8,16.4,17.7,29.7,null,5215,null,{"v":0.68,"d":"68%"},null,null,0,10,10.9,21.85,null,1,1,1,980,1016,1489,null,0,0,0,1]
["13524020",null,null,1,35,240,20,21.5,0,26,30,48.1,{"v":3955.2000000000003,"d":"3955"},{"v":6176.062018327259,"d":"6176"},{"v":6765.710663484422,"d":"6766"},{"v":9017.64,"d":"9018"},1.5,1.08,1.08,1.08,3955,6176,6766,9018,340,531,582,776,{"v":0.5555985500624592,"d":"0.56"},{"v":1.3184926701217123,"d":"1.32"},{"v":1.575520331332113,"d":"1.58"},{"v":2.756451557337142,"d":"2.76"},0.0001276,1.7219,2,3.76611E-4,{"v":763.2651731167613,"d":"763"},{"v":836.1365714104334,"d":"836"},{"v":1114.44,"d":"1114"},0.95,0.95,0.95,763,836,1114,328,359,479,{"v":0.51827708039998,"d":"0.52"},{"v":0.6172723307370914,"d":"0.62"},{"v":1.0794747424565225,"d":"1.08"},3.2,16.4,17.7,29.7,null,4944,null,{"v":0.8,"d":"80%"},null,null,0,10,10.9,21.85,null,1,1,1,763,836,1114,null,0,0,0,1]
["15024020",null,null,1,50,240,20,21.5,0,26,30,48.1,4656,{"v":6176.062018327259,"d":"6176"},{"v":6765.710663484422,"d":"6766"},{"v":9017.64,"d":"9018"},1.5,1.08,1.08,1.08,4656,6176,6766,9018,400,531,582,776,{"v":0.7611079451318783,"d":"0.76"},{"v":1.3184926701217123,"d":"1.32"},{"v":1.575520331332113,"d":"1.58"},{"v":2.756451557337142,"d":"2.76"},0.0001276,1.7219,2,3.76611E-4,{"v":763.2651731167613,"d":"763"},{"v":836.1365714104334,"d":"836"},{"v":1114.44,"d":"1114"},0.95,0.95,0.95,763,836,1114,328,359,479,{"v":0.51827708039998,"d":"0.52"},{"v":0.6172723307370914,"d":"0.62"},{"v":1.0794747424565225,"d":"1.08"},3.2,16.4,17.7,29.7,null,5820,null,{"v":0.8,"d":"80%"},null,null,0,10,10.9,21.85,null,1,1,1,763,836,1114,null,0,0,0,{"$f":"IF(SUM(BV311:BX311)=0,1,0)","v":1}]
["16524020",null,null,1,65,240,20,21.5,0,26,30,48.1,{"v":5155.200000000001,"d":"5155"},{"v":6176.062018327259,"d":"6176"},{"v":6765.710663484422,"d":"6766"},{"v":9017.64,"d":"9018"},1.5,1.08,1.08,1.08,5155,6176,6766,9018,443,531,582,776,{"v":0.9276841307746988,"d":"0.93"},{"v":1.3184926701217123,"d":"1.32"},{"v":1.575520331332113,"d":"1.58"},{"v":2.756451557337142,"d":"2.76"},0.0001276,1.7219,2,3.76611E-4,{"v":763.2651731167613,"d":"763"},{"v":836.1365714104334,"d":"836"},{"v":1114.44,"d":"1114"},0.95,0.95,0.95,763,836,1114,328,359,479,{"v":0.51827708039998,"d":"0.52"},{"v":0.6172723307370914,"d":"0.62"},{"v":1.0794747424565225,"d":"1.08"},3.2,16.4,17.7,29.7,null,6444,null,{"v":0.8,"d":"80%"},null,null,0,10,10.9,21.85,null,1,1,1,763,836,1114,null,0,0,0,1]
["13524021",null,null,1,35,240,21,21.5,0,26,30,48.1,{"v":4059.2000000000003,"d":"4059"},{"v":8907.289589245136,"d":"8907"},{"v":9231.32175137468,"d":"9231"},{"v":13537.56,"d":"13538"},1.5,1.05,1.05,1.05,4059,8907,9231,13538,349,766,794,1164,{"v":0.8835293283351071,"d":"0.88"},{"v":4.001072919071332,"d":"4.00"},{"v":4.287778638628886,"d":"4.29"},{"v":8.974097369960258,"d":"8.97"},0.0001276,1.7219,4,0.000514201,{"v":1155.4060454399644,"d":"1155"},{"v":1197.4377673560793,"d":"1197"},{"v":1756.02,"d":"1756"},0.85,0.85,0.85,1155,1197,1756,497,515,755,{"v":1.7405492683847181,"d":"1.74"},{"v":1.8636668369026486,"d":"1.86"},{"v":3.8910739231720726,"d":"3.89"},6.4,16.4,17.7,29.7,null,5074,null,{"v":0.8,"d":"80%"},null,null,0,10,10.9,21.85,null,1,1,1,1155,1197,1756,null,0,0,0,1]
["15024021",null,null,1,50,240,21,21.5,0,26,30,48.1,{"v":4957.6,"d":"4958"},{"v":8907.289589245136,"d":"8907"},{"v":9231.32175137468,"d":"9231"},{"v":13537.56,"d":"13538"},1.5,1.05,1.05,1.05,4958,8907,9231,13538,426,766,794,1164,{"v":1.2947269988938084,"d":"1.29"},{"v":4.001072919071332,"d":"4.00"},{"v":4.287778638628886,"d":"4.29"},{"v":8.974097369960258,"d":"8.97"},0.0001276,1.7219,4,0.000514201,{"v":1155.4060454399644,"d":"1155"},{"v":1197.4377673560793,"d":"1197"},{"v":1756.02,"d":"1756"},0.85,0.85,0.85,1155,1197,1756,497,515,755,{"v":1.7405492683847181,"d":"1.74"},{"v":1.8636668369026486,"d":"1.86"},{"v":3.8910739231720726,"d":"3.89"},6.4,16.4,17.7,29.7,null,6197,null,{"v":0.8,"d":"80%"},null,null,0,10,10.9,21.85,null,1,1,1,1155,1197,1756,null,0,0,0,1]
["16524021",null,null,1,65,240,21,21.5,0,26,30,48.1,{"v":5817.6,"d":"5818"},{"v":8907.289589245136,"d":"8907"},{"v":9231.32175137468,"d":"9231"},{"v":13537.56,"d":"13538"},1.5,1.05,1.05,1.05,5818,8907,9231,13538,500,766,794,1164,{"v":1.760786175999727,"d":"1.76"},{"v":4.001072919071332,"d":"4.00"},{"v":4.287778638628886,"d":"4.29"},{"v":8.974097369960258,"d":"8.97"},0.0001276,1.7219,4,0.000514201,{"$f":"AK314*(1-(($E315-50)*0.005))","v":{"v":1068.750592031967,"d":"1069"}},{"$f":"AL314*(1-(($E315-50)*0.005))","v":{"v":1107.6299348043735,"d":"1108"}},{"$f":"AM314*(1-(($E315-50)*0.005))","v":{"v":1624.3185,"d":"1624"}},0.85,0.85,0.85,1069,1108,1624,460,476,698,{"v":1.500277154983225,"d":"1.50"},{"v":1.6020615860345597,"d":"1.60"},{"v":3.344940742448682,"d":"3.34"},6.4,16.4,17.7,29.7,null,7272,null,{"v":0.8,"d":"80%"},null,null,0,10,10.9,21.85,null,1,1,1,1069,1108,1624,null,0,0,0,1]
["13526010",null,null,1,35,260,10,11.5,0,26,30,47.8,{"v":2008.3752808988763,"d":"2008"},{"v":4178.178400000001,"d":"4178"},{"v":4608.285,"d":"4608"},{"v":6144.38,"d":"6144"},1.5,1.08,1.08,1.08,2008,4178,4608,6144,173,359,396,528,{"v":0.2533842948704947,"d":"0.25"},{"v":0.9806644219425941,"d":"0.98"},{"v":1.1770680299869807,"d":"1.18"},{"v":2.0125184153009763,"d":"2.01"},3.969E-4,1.7346,2,0.000367347,{"v":579.2512,"d":"579"},{"v":638.88,"d":"639"},{"v":851.84,"d":"852"},0.98,0.98,0.98,579,639,852,249,275,366,{"v":0.4971168110898011,"d":"0.50"},{"v":0.5976608909989917,"d":"0.60"},{"v":1.0165350975712137,"d":"1.02"},1.7,16.2,18.6,31.4,null,{"$f":"(BE334/(F334-102))*(F316-102)","v":{"v":2231.5280898876404,"d":"2232"}},null,{"v":0.9,"d":"90%"},null,null,0,10.2,11.9,21.85,null,1,1,1,579,639,852,null,0,0,0,1]
["15026010",null,null,1,50,260,10,11.5,0,26,30,47.8,{"v":2407.014606741573,"d":"2407"},{"v":4178.178400000001,"d":"4178"},{"v":4608.285,"d":"4608"},{"v":6144.38,"d":"6144"},1.5,1.08,1.08,1.08,2407,4178,4608,6144,207,359,396,528,{"v":0.35307076028701984,"d":"0.35"},{"v":0.9806644219425941,"d":"0.98"},{"v":1.1770680299869807,"d":"1.18"},{"v":2.0125184153009763,"d":"2.01"},3.969E-4,1.7346,2,0.000367347,{"v":579.2512,"d":"579"},{"v":638.88,"d":"639"},{"v":851.84,"d":"852"},0.98,0.98,0.98,579,639,852,249,275,366,{"v":0.4971168110898011,"d":"0.50"},{"v":0.5976608909989917,"d":"0.60"},{"v":1.0165350975712137,"d":"1.02"},1.7,16.2,18.6,31.4,null,{"v":2674.4606741573034,"d":"2674"},null,{"v":0.9,"d":"90%"},null,null,0,10.2,11.9,21.85,null,1,1,1,579,639,852,null,0,0,0,1]
["16526010",null,null,1,65,260,10,11.5,0,26,30,47.8,{"v":2708.9898876404495,"d":"2709"},{"v":4178.178400000001,"d":"4178"},{"v":4608.285,"d":"4608"},{"v":6144.38,"d":"6144"},1.5,1.08,1.08,1.08,2709,4178,4608,6144,233,359,396,528,{"v":0.43954792716925295,"d":"0.44"},{"v":0.9806644219425941,"d":"0.98"},{"v":1.1770680299869807,"d":"1.18"},{"v":2.0125184153009763,"d":"2.01"},3.969E-4,1.7346,2,0.000367347,{"v":579.2512,"d":"579"},{"v":638.88,"d":"639"},{"v":851.84,"d":"852"},0.98,0.98,0.98,579,639,852,249,275,366,{"v":0.4971168110898011,"d":"0.50"},{"v":0.5976608909989917,"d":"0.60"},{"v":1.0165350975712137,"d":"1.02"},1.7,16.2,18.6,31.4,null,{"v":3009.9887640449438,"d":"3010"},null,{"v":0.9,"d":"90%"},null,null,0,10.2,11.9,21.85,null,1,1,1,579,639,852,null,0,0,0,1]
["13526011",null,null,1,35,260,11,11.5,0,26,30,47.8,{"v":2021.4413483146068,"d":"2021"},{"v":5669.092000000001,"d":"5669"},{"v":6252.674999999999,"d":"6253"},{"v":8336.9,"d":"8337"},1.5,1.1,1.1,1.1,2021,5669,6253,8337,174,488,538,717,{"v":0.4646005000589556,"d":"0.46"},{"v":3.1003441376081904,"d":"3.10"},{"v":3.713538422378124,"d":"3.71"},{"v":6.323975284639888,"d":"6.32"},3.969E-4,1.7346,4,0.000574288,{"v":949.5112,"d":"950"},{"v":1047.2549999999999,"d":"1047"},{"v":1396.34,"d":"1396"},0.95,0.95,0.95,950,1047,1396,409,450,600,{"v":2.2371204011135477,"d":"2.24"},{"v":2.668852231476058,"d":"2.67"},{"v":4.544789485712489,"d":"4.54"},3.5,16.2,18.6,31.4,null,{"v":2972.7078651685392,"d":"2973"},null,{"v":0.68,"d":"68%"},null,null,0,10.2,11.9,21.85,null,1,1,1,950,1047,1396,null,0,0,0,1]
["15026011",null,null,1,50,260,11,11.5,0,26,30,47.8,{"v":2342.554157303371,"d":"2343"},{"v":5669.092000000001,"d":"5669"},{"v":6252.674999999999,"d":"6253"},{"v":8336.9,"d":"8337"},1.5,1.1,1.1,1.1,2343,5669,6253,8337,202,488,538,717,{"v":0.6107625562622317,"d":"0.61"},{"v":3.1003441376081904,"d":"3.10"},{"v":3.713538422378124,"d":"3.71"},{"v":6.323975284639888,"d":"6.32"},3.969E-4,1.7346,4,0.000574288,{"v":949.5112,"d":"950"},{"v":1047.2549999999999,"d":"1047"},{"v":1396.34,"d":"1396"},0.95,0.95,0.95,950,1047,1396,409,450,600,{"v":2.2371204011135477,"d":"2.24"},{"v":2.668852231476058,"d":"2.67"},{"v":4.544789485712489,"d":"4.54"},3.5,16.2,18.6,31.4,null,{"v":3444.932584269663,"d":"3445"},null,{"v":0.68,"d":"68%"},null,null,0,10.2,11.9,21.85,null,1,1,1,950,1047,1396,null,0,0,0,1]
["16526011",null,null,1,65,260,11,11.5,0,26,30,47.8,{"v":2607.532584269663,"d":"2608"},{"v":5669.092000000001,"d":"5669"},{"v":6252.674999999999,"d":"6253"},{"v":8336.9,"d":"8337"},1.5,1.1,1.1,1.1,2608,5669,6253,8337,224,488,538,717,{"v":0.7383610968345229,"d":"0.74"},{"v":3.1003441376081904,"d":"3.10"},{"v":3.713538422378124,"d":"3.71"},{"v":6.323975284639888,"d":"6.32"},3.969E-4,1.7346,4,0.000574288,{"$f":"AK320*(1-(($E321-50)*0.005))","v":{"v":878.29786,"d":"878"}},{"$f":"AL320*(1-(($E321-50)*0.005))","v":{"v":968.710875,"d":"969"}},{"$f":"AM320*(1-(($E321-50)*0.005))","v":{"v":1291.6145,"d":"1292"}},0.95,0.95,0.95,878,969,1292,378,417,556,{"v":1.9342437605196754,"d":"1.93"},{"v":2.3185855639535426,"d":"2.32"},{"v":3.9468239703814647,"d":"3.95"},3.5,16.2,18.6,31.4,null,{"v":3834.6067415730336,"d":"3835"},null,{"v":0.68,"d":"68%"},null,null,0,10.2,11.9,21.85,null,1,1,1,878,969,1292,null,0,0,0,1]
["13526015",null,null,1,35,260,15,16.5,0,26,30,48.1,{"v":2922.8224719101127,"d":"2923"},{"v":4942.173331096107,"d":"4942"},{"v":5121.961948440478,"d":"5122"},{"v":7511.259999999999,"d":"7511"},1.5,1.08,1.08,1.08,2923,4942,5122,7511,251,425,440,646,{"v":0.4226087846329517,"d":"0.42"},{"v":1.1583081112063738,"d":"1.16"},{"v":1.2380335504785773,"d":"1.24"},{"v":2.5902194067464457,"d":"2.59"},0.0002083,1.724,2,0.000461829,{"v":653.9155272719298,"d":"654"},{"v":677.7039621632169,"d":"678"},{"v":993.84,"d":"994"},1.01,1.01,1.01,654,678,994,281,292,427,{"v":0.5243818558017788,"d":"0.52"},{"v":0.5643390276130934,"d":"0.56"},{"v":1.168789990507164,"d":"1.17"},2.6,16.4,17.7,29.7,null,{"v":3653.5280898876404,"d":"3654"},null,{"v":0.8,"d":"80%"},null,null,0,10,10.9,21.85,null,1,1,1,654,678,994,null,0,0,0,1]
["15026015",null,null,1,50,260,15,16.5,0,26,30,48.1,{"v":3447.5955056179773,"d":"3448"},{"v":4942.173331096107,"d":"4942"},{"v":5121.961948440478,"d":"5122"},{"v":7511.259999999999,"d":"7511"},1.5,1.08,1.08,1.08,3448,4942,5122,7511,297,425,440,646,{"v":0.5829681406034434,"d":"0.58"},{"v":1.1583081112063738,"d":"1.16"},{"v":1.2380335504785773,"d":"1.24"},{"v":2.5902194067464457,"d":"2.59"},0.0002083,1.724,2,0.000461829,{"v":653.9155272719298,"d":"654"},{"v":677.7039621632169,"d":"678"},{"v":993.84,"d":"994"},1.01,1.01,1.01,654,678,994,281,292,427,{"v":0.5243818558017788,"d":"0.52"},{"v":0.5643390276130934,"d":"0.56"},{"v":1.168789990507164,"d":"1.17"},2.6,16.4,17.7,29.7,null,{"v":4309.494382022472,"d":"4309"},null,{"v":0.8,"d":"80%"},null,null,0,10,10.9,21.85,null,1,1,1,654,678,994,null,0,0,0,1]
["16526015",null,null,1,65,260,15,16.5,0,26,30,48.1,{"v":3821.8247191011237,"d":"3822"},{"v":4942.173331096107,"d":"4942"},{"v":5121.961948440478,"d":"5122"},{"v":7511.259999999999,"d":"7511"},1.5,1.08,1.08,1.08,3822,4942,5122,7511,329,425,440,646,{"v":0.7090799027874124,"d":"0.71"},{"v":1.1583081112063738,"d":"1.16"},{"v":1.2380335504785773,"d":"1.24"},{"v":2.5902194067464457,"d":"2.59"},0.0002083,1.724,2,0.000461829,{"v":653.9155272719298,"d":"654"},{"v":677.7039621632169,"d":"678"},{"v":993.84,"d":"994"},1.01,1.01,1.01,654,678,994,281,292,427,{"v":0.5243818558017788,"d":"0.52"},{"v":0.5643390276130934,"d":"0.56"},{"v":1.168789990507164,"d":"1.17"},2.6,16.4,17.7,29.7,null,{"v":4777.2808988764045,"d":"4777"},null,{"v":0.8,"d":"80%"},null,null,0,10,10.9,21.85,null,1,1,1,654,678,994,null,0,0,0,1]
["13526016",null,null,1,35,260,16,16.5,0,26,30,48.1,{"v":2692.03595505618,"d":"2692"},{"v":7342.469153471029,"d":"7342"},{"v":7609.576818167902,"d":"7610"},{"v":11159.300000000001,"d":"11159"},1.5,1.1,1.1,1.1,2692,7342,7610,11159,232,631,654,960,{"v":0.9747171589214196,"d":"0.97"},{"v":6.781928065042703,"d":"6.78"},{"v":7.271111813509635,"d":"7.27"},{"v":15.35669336688914,"d":"15.36"},0.0002083,1.724,4,1.392796E-3,{"v":1068.8700133353962,"d":"1069"},{"v":1107.7538502516963,"d":"1108"},{"v":1624.5,"d":"1625"},0.95,0.95,0.95,1069,1108,1625,460,476,699,{"v":3.66947790801381,"d":"3.67"},{"v":3.921328061211602,"d":"3.92"},{"v":8.276356868546825,"d":"8.28"},5.2,16.4,17.7,29.7,null,{"v":3958.876404494382,"d":"3959"},null,{"v":0.68,"d":"68%"},null,null,0,10,10.9,21.85,null,1,1,1,1069,1108,1625,null,0,0,0,1]
["15026016",null,null,1,50,260,16,16.5,0,26,30,48.1,{"v":3207.5065168539327,"d":"3208"},{"v":7342.469153471029,"d":"7342"},{"v":7609.576818167902,"d":"7610"},{"v":11159.300000000001,"d":"11159"},1.5,1.1,1.1,1.1,3208,7342,7610,11159,276,631,654,960,{"v":1.3635971028929672,"d":"1.36"},{"v":6.781928065042703,"d":"6.78"},{"v":7.271111813509635,"d":"7.27"},{"v":15.35669336688914,"d":"15.36"},0.0002083,1.724,4,1.392796E-3,{"v":1068.8700133353962,"d":"1069"},{"v":1107.7538502516963,"d":"1108"},{"v":1624.5,"d":"1625"},0.95,0.95,0.95,1069,1108,1625,460,476,699,{"v":3.66947790801381,"d":"3.67"},{"v":3.921328061211602,"d":"3.92"},{"v":8.276356868546825,"d":"8.28"},5.2,16.4,17.7,29.7,null,{"v":4716.921348314607,"d":"4717"},null,{"v":0.68,"d":"68%"},null,null,0,10,10.9,21.85,null,1,1,1,1069,1108,1625,null,0,0,0,1]
["16526016",null,null,1,65,260,16,16.5,0,26,30,48.1,{"v":3672.275056179775,"d":"3672"},{"v":7342.469153471029,"d":"7342"},{"v":7609.576818167902,"d":"7610"},{"v":11159.300000000001,"d":"11159"},1.5,1.1,1.1,1.1,3672,7342,7610,11159,316,631,654,960,{"v":1.7719189328029494,"d":"1.77"},{"v":6.781928065042703,"d":"6.78"},{"v":7.271111813509635,"d":"7.27"},{"v":15.35669336688914,"d":"15.36"},0.0002083,1.724,4,1.392796E-3,{"$f":"AK326*(1-(($E327-50)*0.005))","v":{"v":988.7047623352415,"d":"989"}},{"$f":"AL326*(1-(($E327-50)*0.005))","v":{"v":1024.6723114828192,"d":"1025"}},{"$f":"AM326*(1-(($E327-50)*0.005))","v":{"v":1502.6625000000001,"d":"1503"}},0.95,0.95,0.95,989,1025,1503,425,441,646,{"v":3.1470491246627477,"d":"3.15"},{"v":3.381016010875493,"d":"3.38"},{"v":7.09907099085129,"d":"7.10"},5.2,16.4,17.7,29.7,null,{"v":5400.404494382022,"d":"5400"},null,{"v":0.68,"d":"68%"},null,null,0,10,10.9,21.85,null,1,1,1,989,1025,1503,null,0,0,0,1]
["13526020",null,null,1,35,260,20,21.5,0,26,30,48.1,{"v":4095.9280898876405,"d":"4096"},{"v":6444.5232000000005,"d":"6445"},{"v":7107.93,"d":"7108"},{"v":9477.24,"d":"9477"},1.5,1.08,1.08,1.08,4096,6445,7108,9477,352,554,611,815,{"v":0.606317319336897,"d":"0.61"},{"v":1.4581371213480712,"d":"1.46"},{"v":1.7629893390377123,"d":"1.76"},{"v":3.0840089604891157,"d":"3.08"},0.0001276,1.7219,2,3.76611E-4,{"v":768.4272000000001,"d":"768"},{"v":847.53,"d":"848"},{"v":1130.04,"d":"1130"},0.95,0.95,0.95,768,848,1130,330,365,486,{"v":0.5352679613494188,"d":"0.54"},{"v":0.6503212769466717,"d":"0.65"},{"v":1.131438641834318,"d":"1.13"},3.5,16.4,17.7,29.7,null,{"v":5119.91011235955,"d":"5120"},null,{"v":0.8,"d":"80%"},null,null,0,10,10.9,21.85,null,1,1,1,768,848,1130,null,0,0,0,1]
["15026020",null,null,1,50,260,20,21.5,0,26,30,48.1,{"v":4821.662921348315,"d":"4822"},{"v":6444.5232000000005,"d":"6445"},{"v":7107.93,"d":"7108"},{"v":9477.24,"d":"9477"},1.5,1.08,1.08,1.08,4822,6445,7108,9477,415,554,611,815,{"v":0.8335032505527026,"d":"0.83"},{"v":1.4581371213480712,"d":"1.46"},{"v":1.7629893390377123,"d":"1.76"},{"v":3.0840089604891157,"d":"3.08"},0.0001276,1.7219,2,3.76611E-4,{"v":768.4272000000001,"d":"768"},{"v":847.53,"d":"848"},{"v":1130.04,"d":"1130"},0.95,0.95,0.95,768,848,1130,330,365,486,{"v":0.5352679613494188,"d":"0.54"},{"v":0.6503212769466717,"d":"0.65"},{"v":1.131438641834318,"d":"1.13"},3.5,16.4,17.7,29.7,null,{"v":6027.078651685393,"d":"6027"},null,{"v":0.8,"d":"80%"},null,null,0,10,10.9,21.85,null,1,1,1,768,848,1130,null,0,0,0,1]
["16526020",null,null,1,65,260,20,21.5,0,26,30,48.1,{"v":5338.624719101124,"d":"5339"},{"v":6444.5232000000005,"d":"6445"},{"v":7107.93,"d":"7108"},{"v":9477.24,"d":"9477"},1.5,1.08,1.08,1.08,5339,6445,7108,9477,459,554,611,815,{"v":1.0129267883194837,"d":"1.01"},{"v":1.4581371213480712,"d":"1.46"},{"v":1.7629893390377123,"d":"1.76"},{"v":3.0840089604891157,"d":"3.08"},0.0001276,1.7219,2,3.76611E-4,{"v":768.4272000000001,"d":"768"},{"v":847.53,"d":"848"},{"v":1130.04,"d":"1130"},0.95,0.95,0.95,768,848,1130,330,365,486,{"v":0.5352679613494188,"d":"0.54"},{"v":0.6503212769466717,"d":"0.65"},{"v":1.131438641834318,"d":"1.13"},3.5,16.4,17.7,29.7,null,{"v":6673.2808988764045,"d":"6673"},null,{"v":0.8,"d":"80%"},null,null,0,10,10.9,21.85,null,1,1,1,768,848,1130,null,0,0,0,1]
["13526021",null,null,1,35,260,21,21.5,0,26,30,48.1,{"v":4203.155056179776,"d":"4203"},{"v":9234.826365261362,"d":"9235"},{"v":9570.775056736626,"d":"9571"},{"v":14035.359999999999,"d":"14035"},1.5,1.05,1.05,1.05,4203,9235,9571,14035,361,794,823,1207,{"v":0.9679792813710921,"d":"0.97"},{"v":4.386263087795206,"d":"4.39"},{"v":4.699623379387812,"d":"4.70"},{"v":9.828773759743742,"d":"9.83"},0.0001276,1.7219,4,0.000514201,{"v":1167.5126679363457,"d":"1168"},{"v":1209.9849719689844,"d":"1210"},{"v":1774.42,"d":"1774"},0.85,0.85,0.85,1168,1210,1774,502,520,763,{"v":1.8190609839698662,"d":"1.82"},{"v":1.9461054883013664,"d":"1.95"},{"v":4.062882859258807,"d":"4.06"},6.9,16.4,17.7,29.7,null,{"v":5253.943820224719,"d":"5254"},null,{"v":0.8,"d":"80%"},null,null,0,10,10.9,21.85,null,1,1,1,1168,1210,1774,null,0,0,0,1]
["15026021",null,null,1,50,260,21,21.5,0,26,30,48.1,{"v":5134.112359550562,"d":"5134"},{"v":9234.826365261362,"d":"9235"},{"v":9570.775056736626,"d":"9571"},{"v":14035.359999999999,"d":"14035"},1.5,1.05,1.05,1.05,5134,9235,9571,14035,442,794,823,1207,{"v":1.4255527177399208,"d":"1.43"},{"v":4.386263087795206,"d":"4.39"},{"v":4.699623379387812,"d":"4.70"},{"v":9.828773759743742,"d":"9.83"},0.0001276,1.7219,4,0.000514201,{"v":1167.5126679363457,"d":"1168"},{"v":1209.9849719689844,"d":"1210"},{"v":1774.42,"d":"1774"},0.85,0.85,0.85,1168,1210,1774,502,520,763,{"v":1.8190609839698662,"d":"1.82"},{"v":1.9461054883013664,"d":"1.95"},{"v":4.062882859258807,"d":"4.06"},6.9,16.4,17.7,29.7,null,{"v":6417.640449438202,"d":"6418"},null,{"v":0.8,"d":"80%"},null,null,0,10,10.9,21.85,null,1,1,1,1168,1210,1774,null,0,0,0,1]
["16526021",null,null,1,65,260,21,21.5,0,26,30,48.1,{"v":6024.593258426967,"d":"6025"},{"v":9234.826365261362,"d":"9235"},{"v":9570.775056736626,"d":"9571"},{"v":14035.359999999999,"d":"14035"},1.5,1.05,1.05,1.05,6025,9235,9571,14035,518,794,823,1207,{"v":1.9317851050762744,"d":"1.93"},{"v":4.386263087795206,"d":"4.39"},{"v":4.699623379387812,"d":"4.70"},{"v":9.828773759743742,"d":"9.83"},0.0001276,1.7219,4,0.000514201,{"$f":"AK332*(1-(($E333-50)*0.005))","v":{"v":1079.94921784112,"d":"1080"}},{"$f":"AL332*(1-(($E333-50)*0.005))","v":{"v":1119.2360990713107,"d":"1119"}},{"$f":"AM332*(1-(($E333-50)*0.005))","v":{"v":1641.3385,"d":"1641"}},0.85,0.85,0.85,1080,1119,1641,464,481,706,{"v":1.564472508365152,"d":"1.56"},{"v":1.676079413488141,"d":"1.68"},{"v":3.49962395916876,"d":"3.50"},6.9,16.4,17.7,29.7,null,{"v":7530.741573033708,"d":"7531"},null,{"v":0.8,"d":"80%"},null,null,0,10,10.9,21.85,null,1,1,1,1080,1119,1641,null,0,0,0,1]
["13528010",null,null,1,35,280,10,11.5,0,26,30,47.8,{"v":2262.6,"d":"2263"},{"v":4331.3824,"d":"4331"},{"v":4782.224916852138,"d":"4782"},{"v":6369.68,"d":"6370"},1.5,1.08,1.08,1.08,2263,4331,4782,6370,195,372,411,548,{"v":0.33073710924098865,"d":"0.33"},{"v":1.0925143603098122,"d":"1.09"},{"v":1.3146532792613241,"d":"1.31"},{"v":2.244829316332864,"d":"2.24"},3.969E-4,1.7346,2,0.000367347,{"v":587.6832,"d":"588"},{"v":648.8536413352464,"d":"649"},{"v":864.24,"d":"864"},0.98,0.98,0.98,588,649,864,{"$f":"ROUND(AQ334*3600/(4186*ABS($AM$1-$AM$2)),0)","v":253},{"$f":"ROUND(AR334*3600/(4186*ABS($AM$1-$AM$2)),0)","v":279},{"$f":"ROUND(AS334*3600/(4186*ABS($AM$1-$AM$2)),0)","v":372},{"v":0.5349540342113627,"d":"0.53"},{"v":0.6410640057154129,"d":"0.64"},{"v":1.0925143603098122,"d":"1.09"},1.9,16.2,18.6,31.4,null,2514,null,{"v":0.9,"d":"90%"},null,null,0,10.2,11.9,21.85,null,1,1,1,588,649,864,null,0,0,0,1]
["15028010",null,null,1,50,280,10,11.5,0,26,30,47.8,{"v":2711.7000000000003,"d":"2712"},{"v":4331.3824,"d":"4331"},{"v":4782.224916852138,"d":"4782"},{"v":6369.68,"d":"6370"},1.5,1.08,1.08,1.08,2712,4331,4782,6370,233,372,411,548,{"v":0.459426387641228,"d":"0.46"},{"v":1.0925143603098122,"d":"1.09"},{"v":1.3146532792613241,"d":"1.31"},{"v":2.244829316332864,"d":"2.24"},3.969E-4,1.7346,2,0.000367347,{"v":587.6832,"d":"588"},{"v":648.8536413352464,"d":"649"},{"v":864.24,"d":"864"},0.98,0.98,0.98,588,649,864,253,279,372,{"v":0.5349540342113627,"d":"0.53"},{"v":0.6410640057154129,"d":"0.64"},{"v":1.0925143603098122,"d":"1.09"},1.9,16.2,18.6,31.4,null,3013,null,{"v":0.9,"d":"90%"},null,null,0,10.2,11.9,21.85,null,1,1,1,588,649,864,null,0,0,0,1]
["16528010",null,null,1,65,280,10,11.5,0,26,30,47.8,{"v":3051.9,"d":"3052"},{"v":4331.3824,"d":"4331"},{"v":4782.224916852138,"d":"4782"},{"v":6369.68,"d":"6370"},1.5,1.08,1.08,1.08,3052,4331,4782,6370,262,372,411,548,{"v":0.5706753375327622,"d":"0.57"},{"v":1.0925143603098122,"d":"1.09"},{"v":1.3146532792613241,"d":"1.31"},{"v":2.244829316332864,"d":"2.24"},3.969E-4,1.7346,2,0.000367347,{"v":587.6832,"d":"588"},{"v":648.8536413352464,"d":"649"},{"v":864.24,"d":"864"},0.98,0.98,0.98,588,649,864,253,279,372,{"v":0.5349540342113627,"d":"0.53"},{"v":0.6410640057154129,"d":"0.64"},{"v":1.0925143603098122,"d":"1.09"},1.9,16.2,18.6,31.4,null,3391,null,{"v":0.9,"d":"90%"},null,null,0,10.2,11.9,21.85,null,1,1,1,588,649,864,null,0,0,0,1]
["13528011",null,null,1,35,280,11,11.5,0,26,30,47.8,{"v":2277.32,"d":"2277"},{"v":5976.860000000001,"d":"5977"},{"v":6598.976072058858,"d":"6599"},{"v":8789.5,"d":"8790"},1.5,1.1,1.1,1.1,2277,5977,6599,8790,196,514,568,756,{"v":0.6073554631235893,"d":"0.61"},{"v":3.5696256833176774,"d":"3.57"},{"v":4.292517537717698,"d":"4.29"},{"v":7.283663959314455,"d":"7.28"},3.969E-4,1.7346,4,0.000574288,956,1056,1406,0.95,0.95,0.95,956,1056,1406,411,454,605,{"v":2.363766327647849,"d":"2.36"},{"v":2.839310118041396,"d":"2.84"},{"v":4.823297360081161,"d":"4.82"},3.7,16.2,18.6,31.4,null,3349,null,{"v":0.68,"d":"68%"},null,null,0,10.2,11.9,21.85,null,1,1,1,956,1056,1406,null,0,0,0,1]
["15028011",null,null,1,50,280,11,11.5,0,26,30,47.8,{"v":2639.0800000000004,"d":"2639"},{"v":5976.860000000001,"d":"5977"},{"v":6598.976072058858,"d":"6599"},{"v":8789.5,"d":"8790"},1.5,1.1,1.1,1.1,2639,5977,6599,8790,227,514,568,756,{"v":0.7946184991752977,"d":"0.79"},{"v":3.5696256833176774,"d":"3.57"},{"v":4.292517537717698,"d":"4.29"},{"v":7.283663959314455,"d":"7.28"},3.969E-4,1.7346,4,0.000574288,956,1056,1406,0.95,0.95,0.95,956,1056,1406,411,454,605,{"v":2.363766327647849,"d":"2.36"},{"v":2.839310118041396,"d":"2.84"},{"v":4.823297360081161,"d":"4.82"},3.7,16.2,18.6,31.4,null,3881,null,{"v":0.68,"d":"68%"},null,null,0,10.2,11.9,21.85,null,1,1,1,956,1056,1406,null,0,0,0,1]
["16528011",null,null,1,65,280,11,11.5,0,26,30,47.8,{"v":2937.6000000000004,"d":"2938"},{"v":5976.860000000001,"d":"5977"},{"v":6598.976072058858,"d":"6599"},{"v":8789.5,"d":"8790"},1.5,1.1,1.1,1.1,2938,5977,6599,8790,253,514,568,756,{"v":0.9692872774135253,"d":"0.97"},{"v":3.5696256833176774,"d":"3.57"},{"v":4.292517537717698,"d":"4.29"},{"v":7.283663959314455,"d":"7.28"},3.969E-4,1.7346,4,0.000574288,{"$f":"AK338*(1-(($E339-50)*0.005))","v":{"v":884.3000000000001,"d":"884"}},{"$f":"AL338*(1-(($E339-50)*0.005))","v":{"v":976.8000000000001,"d":"977"}},{"$f":"AM338*(1-(($E339-50)*0.005))","v":{"v":1300.55,"d":"1301"}},0.95,0.95,0.95,884,977,1301,380,420,559,{"v":2.046040765868086,"d":"2.05"},{"v":2.4599633456360963,"d":"2.46"},{"v":4.167755231766336,"d":"4.17"},3.7,16.2,18.6,31.4,null,4320,null,{"v":0.68,"d":"68%"},null,null,0,10.2,11.9,21.85,null,1,1,1,884,977,1301,null,0,0,0,1]
["13528015",null,null,1,35,280,15,16.5,0,26,30,48.9,{"v":3292.8,"d":"3293"},{"v":5583.9635634029,"d":"5584"},{"v":5708.947546820164,"d":"5709"},{"v":8483.56,"d":"8484"},1.5,1.08,1.08,1.08,3293,5584,5709,8484,283,480,491,730,{"v":0.5453091713162839,"d":"0.55"},{"v":1.4973769906672623,"d":"1.50"},{"v":1.5638277222676435,"d":"1.56"},{"v":3.3484388456827587,"d":"3.35"},0.0002083,1.724,2,0.000461829,{"v":762.2334450352322,"d":"762"},{"v":779.2942605603806,"d":"779"},{"v":1158.04,"d":"1158"},1.01,1.01,1.01,762,779,1158,328,335,498,{"v":0.7227149213034564,"d":"0.72"},{"v":0.7524622664738284,"d":"0.75"},{"v":1.6068391234938044,"d":"1.61"},2.8,19.3,20.4,34.5,null,4116,null,{"v":0.8,"d":"80%"},null,null,0,10,10.6,21.85,null,1,1,1,762,779,1158,null,0,0,0,1]
["15028015",null,null,1,50,280,15,16.5,0,26,30,48.9,3884,{"v":5583.9635634029,"d":"5584"},{"v":5708.947546820164,"d":"5709"},{"v":8483.56,"d":"8484"},1.5,1.08,1.08,1.08,3884,5584,5709,8484,334,480,491,730,{"v":0.7481773127426996,"d":"0.75"},{"v":1.4973769906672623,"d":"1.50"},{"v":1.5638277222676435,"d":"1.56"},{"v":3.3484388456827587,"d":"3.35"},0.0002083,1.724,2,0.000461829,{"v":762.2334450352322,"d":"762"},{"v":779.2942605603806,"d":"779"},{"v":1158.04,"d":"1158"},1.01,1.01,1.01,762,779,1158,328,335,498,{"v":0.7227149213034564,"d":"0.72"},{"v":0.7524622664738284,"d":"0.75"},{"v":1.6068391234938044,"d":"1.61"},2.8,19.3,20.4,34.5,null,4855,null,{"v":0.8,"d":"80%"},null,null,0,10,10.6,21.85,null,1,1,1,762,779,1158,null,0,0,0,1]
["16528015",null,null,1,65,280,15,16.5,0,26,30,48.9,{"v":4305.6,"d":"4306"},{"v":5583.9635634029,"d":"5584"},{"v":5708.947546820164,"d":"5709"},{"v":8483.56,"d":"8484"},1.5,1.08,1.08,1.08,4306,5584,5709,8484,370,480,491,730,{"v":0.909836295592128,"d":"0.91"},{"v":1.4973769906672623,"d":"1.50"},{"v":1.5638277222676435,"d":"1.56"},{"v":3.3484388456827587,"d":"3.35"},0.0002083,1.724,2,0.000461829,{"v":762.2334450352322,"d":"762"},{"v":779.2942605603806,"d":"779"},{"v":1158.04,"d":"1158"},1.01,1.01,1.01,762,779,1158,328,335,498,{"v":0.7227149213034564,"d":"0.72"},{"v":0.7524622664738284,"d":"0.75"},{"v":1.6068391234938044,"d":"1.61"},2.8,19.3,20.4,34.5,null,5382,null,{"v":0.8,"d":"80%"},null,null,0,10,10.6,21.85,null,1,1,1,762,779,1158,null,0,0,0,1]
["13528016",null,null,1,35,280,16,16.5,0,26,30,48.9,{"v":3032.8,"d":"3033"},{"v":8165.555118194174,"d":"8166"},{"v":8348.321999442087,"d":"8348"},{"v":12405.7,"d":"12406"},1.5,1.1,1.1,1.1,3033,8166,8348,12406,261,702,718,1067,{"v":1.2478580800805554,"d":"1.25"},{"v":8.477489161189698,"d":"8.48"},{"v":8.856973254331871,"d":"8.86"},{"v":19.143477613141926,"d":"19.14"},0.0002083,1.724,4,1.392796E-3,1250,1278,1900,0.95,0.95,0.95,1250,1278,1900,538,550,817,{"v":5.057544556965158,"d":"5.06"},{"v":5.278654736192269,"d":"5.28"},{"v":11.385263573722288,"d":"11.39"},5.6,19.3,20.4,34.5,null,4460,null,{"v":0.68,"d":"68%"},null,null,0,10,10.6,21.85,null,1,1,1,1250,1278,1900,null,0,0,0,1]
["15028016",null,null,1,50,280,16,16.5,0,26,30,48.9,{"v":3613.5200000000004,"d":"3614"},{"v":8165.555118194174,"d":"8166"},{"v":8348.321999442087,"d":"8348"},{"v":12405.7,"d":"12406"},1.5,1.1,1.1,1.1,3614,8166,8348,12406,311,702,718,1067,{"v":1.7504351207217188,"d":"1.75"},{"v":8.477489161189698,"d":"8.48"},{"v":8.856973254331871,"d":"8.86"},{"v":19.143477613141926,"d":"19.14"},0.0002083,1.724,4,1.392796E-3,1250,1278,1900,0.95,0.95,0.95,1250,1278,1900,538,550,817,{"v":5.057544556965158,"d":"5.06"},{"v":5.278654736192269,"d":"5.28"},{"v":11.385263573722288,"d":"11.39"},5.6,19.3,20.4,34.5,null,5314,null,{"v":0.68,"d":"68%"},null,null,0,10,10.6,21.85,null,1,1,1,1250,1278,1900,null,0,0,0,1]
["16528016",null,null,1,65,280,16,16.5,0,26,30,48.9,{"v":4137.12,"d":"4137"},{"v":8165.555118194174,"d":"8166"},{"v":8348.321999442087,"d":"8348"},{"v":12405.7,"d":"12406"},1.5,1.1,1.1,1.1,4137,8166,8348,12406,356,702,718,1067,{"v":2.272999724793728,"d":"2.27"},{"v":8.477489161189698,"d":"8.48"},{"v":8.856973254331871,"d":"8.86"},{"v":19.143477613141926,"d":"19.14"},0.0002083,1.724,4,1.392796E-3,{"$f":"AK344*(1-(($E345-50)*0.005))","v":{"v":1156.25,"d":"1156"}},{"$f":"AL344*(1-(($E345-50)*0.005))","v":{"v":1182.15,"d":"1182"}},{"$f":"AM344*(1-(($E345-50)*0.005))","v":{"v":1757.5,"d":"1758"}},0.95,0.95,0.95,1156,1182,1758,497,508,756,{"v":4.336957135838248,"d":"4.34"},{"v":4.5249837568654,"d":"4.52"},{"v":9.79076613302035,"d":"9.79"},5.6,19.3,20.4,34.5,null,6084,null,{"v":0.68,"d":"68%"},null,null,0,10,10.6,21.85,null,1,1,1,1156,1182,1758,null,0,0,0,1]
["13528020",null,null,1,35,280,20,21.5,0,26,30,48.9,{"v":4614.400000000001,"d":"4614"},{"v":7236.859200000001,"d":"7237"},{"v":7990.125366439738,"d":"7990"},{"v":10642.44,"d":"10642"},1.5,1.08,1.08,1.08,4614,7237,7990,10642,397,622,687,915,{"v":0.7799417856455781,"d":"0.78"},{"v":1.8574060664841625,"d":"1.86"},{"v":2.2516092472705127,"d":"2.25"},{"v":3.924864715604983,"d":"3.92"},0.0001276,1.7219,2,3.76611E-4,{"v":894.3632000000001,"d":"894"},{"v":987.455178225689,"d":"987"},{"v":1315.24,"d":"1315"},0.95,0.95,0.95,894,987,1315,384,424,565,{"v":0.731424024445645,"d":"0.73"},{"v":0.885537105565082,"d":"0.89"},{"v":1.5421797125957473,"d":"1.54"},3.7,19.3,20.4,34.5,null,5768,null,{"v":0.8,"d":"80%"},null,null,0,10,10.6,21.85,null,1,1,1,894,987,1315,null,0,0,0,1]
["15028020",null,null,1,50,280,20,21.5,0,26,30,48.9,5432,{"v":7236.859200000001,"d":"7237"},{"v":7990.125366439738,"d":"7990"},{"v":10642.44,"d":"10642"},1.5,1.08,1.08,1.08,5432,7237,7990,10642,467,622,687,915,{"v":1.0671195357136016,"d":"1.07"},{"v":1.8574060664841625,"d":"1.86"},{"v":2.2516092472705127,"d":"2.25"},{"v":3.924864715604983,"d":"3.92"},0.0001276,1.7219,2,3.76611E-4,{"v":894.3632000000001,"d":"894"},{"v":987.455178225689,"d":"987"},{"v":1315.24,"d":"1315"},0.95,0.95,0.95,894,987,1315,384,424,565,{"v":0.731424024445645,"d":"0.73"},{"v":0.885537105565082,"d":"0.89"},{"v":1.5421797125957473,"d":"1.54"},3.7,19.3,20.4,34.5,null,6790,null,{"v":0.8,"d":"80%"},null,null,0,10,10.6,21.85,null,1,1,1,894,987,1315,null,0,0,0,1]
["16528020",null,null,1,65,280,20,21.5,0,26,30,48.9,{"$f":"IF($N348-($BE348*$BG348)>100,$BE348*$BG348,$N348-95)","v":{"v":6014.400000000001,"d":"6014"}},{"v":7236.859200000001,"d":"7237"},{"v":7990.125366439738,"d":"7990"},{"v":10642.44,"d":"10642"},1.5,1.08,1.08,1.08,{"$f":"ROUND(M348*POWER(CF_heat,Q348),0)","v":6014},{"$f":"ROUND(N348*POWER(CF_heat,R348),0)","v":7237},{"$f":"ROUND(O348*POWER(CF_heat,S348),0)","v":7990},{"$f":"ROUND(P348*POWER(CF_heat,T348),0)","v":10642},517,622,687,915,{"v":1.2988948651521557,"d":"1.30"},{"v":1.8574060664841625,"d":"1.86"},{"v":2.2516092472705127,"d":"2.25"},{"v":3.924864715604983,"d":"3.92"},{"$f":"IF($G348=$CO$103,CP$103,IF($G348=$CO$104,CP$104,IF($G348=$CO$105,CP$105,IF($G348=$CO$107,CP$107,IF($G348=$CO$108,CP$108,IF($G348=$CO$109,CP$109,IF($G348=$CO$111,CP$111,IF($G348=$CO$112,CP$112,IF($G348=$CO$113,CP$113,IF($G348=$CO$115,CP$115,IF($G348=$CO$116,CP$116,IF($G348=$CO$117,CP$117,IF($G348=$CO$119,CP$119,IF($G348=$CO$120,CP$120,))))))))))))))","v":0.0001276},{"$f":"IF($G348=$CO$103,CQ$103,IF($G348=$CO$104,CQ$104,IF($G348=$CO$105,CQ$105,IF($G348=$CO$107,CQ$107,IF($G348=$CO$108,CQ$108,IF($G348=$CO$109,CQ$109,IF($G348=$CO$111,CQ$111,IF($G348=$CO$112,CQ$112,IF($G348=$CO$113,CQ$113,IF($G348=$CO$115,CQ$115,IF($G348=$CO$116,CQ$116,IF($G348=$CO$117,CQ$117,IF($G348=$CO$119,CQ$119,IF($G348=$CO$120,CQ$120,))))))))))))))","v":1.7219},{"$f":"IF($G348=$CO$103,CR$103,IF($G348=$CO$104,CR$104,IF($G348=$CO$105,CR$105,IF($G348=$CO$107,CR$107,IF($G348=$CO$108,CR$108,IF($G348=$CO$109,CR$109,IF($G348=$CO$111,CR$111,IF($G348=$CO$112,CR$112,IF($G348=$CO$113,CR$113,IF($G348=$CO$115,CR$115,IF($G348=$CO$116,CR$116,IF($G348=$CO$117,CR$117,IF($G348=$CO$119,CR$119,IF($G348=$CO$120,CR$120,))))))))))))))","v":2},{"$f":"IF($G348=$CO$103,CS$103,IF($G348=$CO$104,CS$104,IF($G348=$CO$105,CS$105,IF($G348=$CO$107,CS$107,IF($G348=$CO$108,CS$108,IF($G348=$CO$109,CS$109,IF($G348=$CO$111,CS$111,IF($G348=$CO$112,CS$112,IF($G348=$CO$113,CS$113,IF($G348=$CO$115,CS$115,IF($G348=$CO$116,CS$116,IF($G348=$CO$117,CS$117,IF($G348=$CO$119,CS$119,IF($G348=$CO$120,CS$120,))))))))))))))","v":3.76611E-4},{"v":894.3632000000001,"d":"894"},{"v":987.455178225689,"d":"987"},{"v":1315.24,"d":"1315"},0.95,0.95,0.95,{"$f":"ROUND(AK348*POWER(CF_cool,AN348),0)","v":894},{"$f":"ROUND(AL348*POWER(CF_cool,AO348),0)","v":987},{"$f":"ROUND(AM348*POWER(CF_cool,AP348),0)","v":1315},384,424,565,{"v":0.731424024445645,"d":"0.73"},{"v":0.885537105565082,"d":"0.89"},{"v":1.5421797125957473,"d":"1.54"},{"$f":"ROUND(IF(G348=10,$CO$92*F348,IF(G348=11,$CO$93*F348,IF(G348=15,$CO$94*F348,IF(G348=16,$CO$95*F348,IF(G348=20,$CO$96*F348,IF(G348=21,$CO$97*F348,)))))),1)","v":3.7},19.3,20.4,34.5,null,7518,null,{"$f":"IF(G348=10,0.9,IF(G348=11,0.68,IF(G348=15,0.8,IF(G348=16,0.68,IF(G348=20,0.8,IF(G348=21,0.8))))))","v":{"v":0.8,"d":"80%"}},null,null,0,10,10.6,21.85,null,1,1,1,{"$f":"AQ348/BO348","v":894},987,1315,null,{"$f":"BR348-AQ348","v":0},{"$f":"BS348-AR348","v":0},{"$f":"BT348-AS348","v":0},1]
[{"$f":"CONCATENATE(D349,E349,F349,G349)","v":"13528021"},null,null,1,35,280,21,21.5,0,26,30,48.9,{"v":4735.2,"d":"4735"},{"v":10516.06232539558,"d":"10516"},{"v":10751.439821034392,"d":"10751"},{"v":15976.76,"d":"15977"},1.5,{"$f":"IF($G349=10,1.08,IF($G349=11,1.1,IF($G349=15,1.08,IF($G349=16,1.1,IF($G349=20,1.08,IF($G349=21,1.05))))))","v":1.05},1.05,1.05,4735,10516,10751,15977,407,904,925,1374,{"$f":"(($AG349*(Y349^$AH349)*((($F349-14.4)*$AI349)/100))+($AJ349*(Y349^2)))*0.0098","v":{"v":1.2485667297738259,"d":"1.25"}},{"$f":"(($AG349*(Z349^$AH349)*((($F349-14.4)*$AI349)/100))+($AJ349*(Z349^2)))*0.0098","v":{"v":5.75336682600242,"d":"5.75"}},{"$f":"(($AG349*(AA349^$AH349)*((($F349-14.4)*$AI349)/100))+($AJ349*(AA349^2)))*0.0098","v":{"v":6.0128744748590695,"d":"6.01"}},{"$f":"(($AG349*(AB349^$AH349)*((($F349-14.4)*$AI349)/100))+($AJ349*(AB349^2)))*0.0098","v":{"v":12.875842236012033,"d":"12.88"}},0.0001276,1.7219,4,0.000514201,{"v":1364.0874548028703,"d":"1364"},{"v":1394.6193667494595,"d":"1395"},{"v":2072.42,"d":"2072"},0.85,0.85,0.85,1364,1395,2072,587,600,891,{"$f":"(($AG349*(AT349^$AH349)*((($F349-14.4)*$AI349)/100))+($AJ349*(AT349^2)))*0.0098","v":{"v":2.5138101209572565,"d":"2.51"}},{"$f":"(($AG349*(AU349^$AH349)*((($F349-14.4)*$AI349)/100))+($AJ349*(AU349^2)))*0.0098","v":{"v":2.6214541033696332,"d":"2.62"}},{"$f":"(($AG349*(AV349^$AH349)*((($F349-14.4)*$AI349)/100))+($AJ349*(AV349^2)))*0.0098","v":{"v":5.595495810053871,"d":"5.60"}},7.5,19.3,20.4,34.5,null,5919,null,{"v":0.8,"d":"80%"},null,null,0,10,10.6,21.85,null,1,1,1,1364,{"$f":"AR349/BP349","v":1395},{"$f":"AS349/BQ349","v":2072},null,0,0,0,1]
["15028021",null,null,1,50,280,21,21.5,0,26,30,48.9,5784,{"v":10516.06232539558,"d":"10516"},{"v":10751.439821034392,"d":"10751"},{"v":15976.76,"d":"15977"},1.5,1.05,1.05,1.05,5784,10516,10751,15977,{"$f":"ROUND(U350*3600/(4186*ABS($O$1-$O$2)),0)","v":497},904,925,1374,{"v":1.8284622072599876,"d":"1.83"},{"v":5.75336682600242,"d":"5.75"},{"v":6.0128744748590695,"d":"6.01"},{"v":12.875842236012033,"d":"12.88"},0.0001276,1.7219,4,0.000514201,{"v":1364.0874548028703,"d":"1364"},{"v":1394.6193667494595,"d":"1395"},{"v":2072.42,"d":"2072"},0.85,0.85,0.85,1364,1395,2072,587,600,891,{"v":2.5138101209572565,"d":"2.51"},{"v":2.6214541033696332,"d":"2.62"},{"v":5.595495810053871,"d":"5.60"},7.5,19.3,20.4,34.5,null,7230,null,{"v":0.8,"d":"80%"},null,null,0,10,10.6,21.85,null,{"$f":"IF((237.3*LN(($AQ$1*EXP(17.27*($AM$3/($AM$3+237.3))))))/(17.27-LN(($AQ$1*EXP(17.27*($AM$3/($AM$3+237.3))))))<(($AM$1+$AM$2)/2),1,IF(1/(1+((2258*((0.622/((101325/(1*611*EXP(17.27*((($AM$1+$AM$2)/2)/((($AM$1+$AM$2)/2)+237.3))))))-1)*1000-(0.622/((101325/($AQ$1*611*EXP(17.27*($AM$3/($AM$3+237.3))))))-1)*1000))/(1005*((($AM$1+$AM$2)/2)-$AM$3))))>1,1,1/(1+((2258*((0.622/((101325/(1*611*EXP(17.27*((($AM$1+$AM$2)/2)/((($AM$1+$AM$2)/2)+237.3))))))-1)*1000-(0.622/((101325/($AQ$1*611*EXP(17.27*($AM$3/($AM$3+237.3))))))-1)*1000))/(1005*((($AM$1+$AM$2)/2)-$AM$3))))))","v":1},1,1,1364,1395,2072,null,0,0,0,1]
["16528021",null,null,1,65,280,21,21.5,0,26,30,48.9,{"v":6787.200000000001,"d":"6787"},{"v":10516.06232539558,"d":"10516"},{"v":10751.439821034392,"d":"10751"},{"v":15976.76,"d":"15977"},1.5,1.05,1.05,1.05,6787,10516,10751,15977,{"$f":"ROUND(U351*3600/(4186*ABS($O$1-$O$2)),0)","v":584},{"$f":"ROUND(V351*3600/(4186*ABS($O$1-$O$2)),0)","v":904},{"$f":"ROUND(W351*3600/(4186*ABS($O$1-$O$2)),0)","v":925},{"$f":"ROUND(X351*3600/(4186*ABS($O$1-$O$2)),0)","v":1374},{"v":2.4892782901750468,"d":"2.49"},{"v":5.75336682600242,"d":"5.75"},{"v":6.0128744748590695,"d":"6.01"},{"v":12.875842236012033,"d":"12.88"},0.0001276,1.7219,4,0.000514201,{"$f":"AK350*(1-(($E351-50)*0.005))","v":{"v":1261.7808956926551,"d":"1262"}},{"$f":"AL350*(1-(($E351-50)*0.005))","v":{"v":1290.0229142432502,"d":"1290"}},{"$f":"AM350*(1-(($E351-50)*0.005))","v":{"v":1916.9885000000002,"d":"1917"}},0.85,0.85,0.85,1262,1290,1917,{"$f":"ROUND(AQ351*3600/(4186*ABS($AM$1-$AM$2)),0)","v":543},{"$f":"ROUND(AR351*3600/(4186*ABS($AM$1-$AM$2)),0)","v":555},{"$f":"ROUND(AS351*3600/(4186*ABS($AM$1-$AM$2)),0)","v":824},{"v":2.1656497129108883,"d":"2.17"},{"v":2.258122327655359,"d":"2.26"},{"v":4.815594456282317,"d":"4.82"},7.5,19.3,20.4,34.5,null,8484,null,{"v":0.8,"d":"80%"},null,null,0,10,10.6,21.85,null,1,1,1,1262,1290,1917,null,0,0,0,1]
["2205010",null,null,2,20,50,10,11.5,0,26,30,38.8,{"v":255.6,"d":"256"},649,695,812,1.5,1.08,1.08,1.08,256,649,695,812,{"$f":"ROUND(U352*3600/(4186*ABS($O$1-$O$2)),0)","v":22},{"$f":"ROUND(V352*3600/(4186*ABS($O$1-$O$2)),0)","v":56},{"$f":"ROUND(W352*3600/(4186*ABS($O$1-$O$2)),0)","v":60},{"$f":"ROUND(X352*3600/(4186*ABS($O$1-$O$2)),0)","v":70},{"v":0.002332538249476101,"d":"0.00"},{"v":0.014273569595905599,"d":"0.01"},{"v":0.016323323223458832,"d":"0.02"},{"v":0.022034348729889495,"d":"0.02"},3.969E-4,1.7346,2,0.000367347,{"v":90.02011923475614,"d":"90"},{"v":96.3282593249777,"d":"96"},{"v":112.64,"d":"113"},0.98,0.98,0.98,90,96,113,{"$f":"ROUND(AQ352*3600/(4186*ABS($AM$1-$AM$2)),0)","v":39},{"$f":"ROUND(AR352*3600/(4186*ABS($AM$1-$AM$2)),0)","v":41},{"$f":"ROUND(AS352*3600/(4186*ABS($AM$1-$AM$2)),0)","v":49},{"v":7.0687185128054265E-3,"d":"0.01"},{"v":0.00778908993794481,"d":"0.01"},{"v":0.011010617958771767,"d":"0.01"},0.3,3.6,4.1,5.1,null,284,null,{"v":0.9,"d":"90%"},null,null,0,14.2,16.2,21.85,null,1,1,1,90,96,113,null,0,0,0,{"$f":"IF(SUM(BV352:BX352)=0,1,0)","v":1}]
["2206010",null,null,2,20,60,10,11.5,0,26,30,40,{"v":306.90000000000003,"d":"307"},{"v":841.6922568781392,"d":"842"},{"v":901.3595094153106,"d":"901"},{"v":1066.38,"d":"1066"},1.5,1.08,1.08,1.08,307,842,901,1066,26,72,77,92,{"v":3.4435850765346123E-3,"d":"0.00"},{"v":0.024572994832794695,"d":"0.02"},{"v":0.027985026550444856,"d":"0.03"},{"v":0.03951290218026669,"d":"0.04"},3.969E-4,1.7346,2,0.000367347,{"v":116.68990721587436,"d":"117"},{"v":124.9620115455649,"d":"125"},{"v":147.84,"d":"148"},0.98,0.98,0.98,117,125,148,50,54,64,{"v":0.01214004296048507,"d":"0.01"},{"v":0.014086095785072505,"d":"0.01"},{"v":0.019563990759703984,"d":"0.02"},0.4,4.8,5.4,6.8,null,341,null,{"v":0.9,"d":"90%"},null,null,0,13.6,15.6,21.85,null,1,1,1,117,125,148,null,0,0,0,1]
["2206015",null,null,2,20,60,15,16.5,0,26,30,41.1,{"v":498.40000000000003,"d":"498"},{"v":957.1925835750966,"d":"957"},{"v":1027.5250511543745,"d":"1028"},{"v":1359.96,"d":"1360"},1.5,1.08,1.08,1.08,498,957,1028,1360,43,82,88,117,{"v":0.009587450955838137,"d":"0.01"},{"v":0.03414189879712035,"d":"0.03"},{"v":0.0392386054187797,"d":"0.04"},{"v":0.06880178174125845,"d":"0.07"},0.0002083,1.724,2,0.000461829,{"$f":"AK42","v":{"v":130.66063061772473,"d":"131"}},{"v":140.26129481477255,"d":"140"},{"v":185.64,"d":"186"},1.01,1.01,1.01,131,140,186,56,60,80,{"v":0.016115444159911004,"d":"0.02"},{"v":0.018458252538956766,"d":"0.02"},{"v":0.0325208961878376,"d":"0.03"},0.6,4.8,5.5,7.2,null,623,null,{"v":0.8,"d":"80%"},null,null,0,12.3,14.4,21.85,null,1,1,1,131,140,186,null,0,0,0,1]
["2206020",null,null,2,20,60,20,21.5,0,26,30,41.1,{"v":668.8000000000001,"d":"669"},{"v":1346.575008837732,"d":"1347"},{"v":1442.0332127786496,"d":"1442"},{"v":1706.04,"d":"1706"},1.5,1.08,1.08,1.08,669,1347,1442,1706,58,116,124,147,{"v":0.01365608590380277,"d":"0.01"},{"v":0.053754545103760785,"d":"0.05"},{"v":0.06133872577216264,"d":"0.06"},{"v":0.08590565253315716,"d":"0.09"},0.0001276,1.7219,2,3.76611E-4,{"v":166.41571994991173,"d":"166"},{"v":178.21286873827722,"d":"178"},{"v":210.84,"d":"211"},0.95,0.95,0.95,166,178,211,71,77,91,{"v":0.020362186770824586,"d":"0.02"},{"v":0.02390299995886795,"d":"0.02"},{"v":0.033257087321880145,"d":"0.03"},0.8,4.8,5.5,7.2,null,836,null,{"v":0.8,"d":"80%"},null,null,0,12.3,14.4,21.85,null,1,1,1,166,178,211,null,0,0,0,1]
["2207010",null,null,2,20,70,10,11.5,0,26,30,41,{"v":358.2,"d":"358"},{"v":1029.7403904507714,"d":"1030"},{"v":1104.285963590294,"d":"1104"},{"v":1320.28,"d":"1320"},1.5,1.08,1.08,1.08,358,1030,1104,1320,31,89,95,114,{"v":0.005130414000844751,"d":"0.01"},{"v":0.038924960889446435,"d":"0.04"},{"v":0.0441465902182657,"d":"0.04"},{"v":0.06277820934346216,"d":"0.06"},3.969E-4,1.7346,2,0.000367347,{"v":142.7603849699376,"d":"143"},{"v":153.09517888293954,"d":"153"},{"v":183.04,"d":"183"},0.98,0.98,0.98,143,153,183,61,66,79,{"v":0.018801217016227327,"d":"0.02"},{"v":0.02187876494532763,"d":"0.02"},{"v":0.03093277823234393,"d":"0.03"},0.5,5.5,5.9,7.9,null,398,null,{"v":0.9,"d":"90%"},null,null,0,13.2,15.1,21.85,null,1,1,1,143,153,183,null,0,0,0,1]
["2207015",null,null,2,20,70,15,16.5,0,26,30,41.1,{"v":581.6,"d":"582"},{"v":1070.8273541699666,"d":"1071"},{"v":1149.5094620994566,"d":"1150"},{"v":1521.41,"d":"1521"},1.5,1.08,1.08,1.08,582,1071,1150,1521,50,92,99,131,{"v":0.013242532573726134,"d":"0.01"},{"v":0.043822991749213405,"d":"0.04"},{"v":0.05061744266822105,"d":"0.05"},{"v":0.08781307235307986,"d":"0.09"},0.0002083,1.724,2,0.000461829,{"v":135.09481491470635,"d":"135"},{"v":145.0212935075816,"d":"145"},{"v":191.94,"d":"192"},1.01,1.01,1.01,135,145,192,58,62,83,{"v":0.017715040719154605,"d":"0.02"},{"v":0.020190861450308,"d":"0.02"},{"v":0.03579769620508036,"d":"0.04"},0.7,5.1,5.6,7.2,null,727,null,{"v":0.8,"d":"80%"},null,null,0,12.3,14.4,21.85,null,1,1,1,135,145,192,null,0,0,0,1]
["2207020",null,null,2,20,70,20,21.5,0,26,30,41.1,{"v":780.8000000000001,"d":"781"},{"v":1509.840819712653,"d":"1510"},{"v":1619.1421060355642,"d":"1619"},{"v":1935.84,"d":"1936"},1.5,1.08,1.08,1.08,781,1510,1619,1936,67,130,139,166,{"v":0.0185065979099559,"d":"0.02"},{"v":0.06844420067394426,"d":"0.07"},{"v":0.07812114773499958,"d":"0.08"},{"v":0.11095002490928764,"d":"0.11"},0.0001276,1.7219,2,3.76611E-4,{"v":170.52628152222005,"d":"171"},{"v":182.87112058001478,"d":"183"},{"v":218.64000000000001,"d":"219"},0.95,0.95,0.95,171,183,219,74,79,94,{"v":0.02251119783327968,"d":"0.02"},{"v":0.025608782122359248,"d":"0.03"},{"v":0.036084845824600094,"d":"0.04"},0.9,5.1,5.6,7.2,null,976,null,{"v":0.8,"d":"80%"},null,null,0,12.3,14.4,21.85,null,1,1,1,171,183,219,null,0,0,0,1]
["2208010",null,null,2,20,80,10,11.5,0,26,30,41.8,{"v":408.6,"d":"409"},{"v":1214.2269940407766,"d":"1214"},{"v":1304.143370405705,"d":"1304"},{"v":1574.18,"d":"1574"},1.5,1.08,1.08,1.08,409,1214,1304,1574,35,104,112,135,{"v":0.006843221081547978,"d":"0.01"},{"v":0.05502875488465266,"d":"0.06"},{"v":0.06345686966495562,"d":"0.06"},{"v":0.09090986199355394,"d":"0.09"},3.969E-4,1.7346,2,0.000367347,{"v":168.33710197020613,"d":"168"},{"v":180.80286190736828,"d":"181"},{"v":218.24,"d":"218"},0.98,0.98,0.98,168,181,218,72,78,94,{"v":0.027165359623318678,"d":"0.03"},{"v":0.03167181300086596,"d":"0.03"},{"v":0.045312552969066985,"d":"0.05"},0.5,6.3,6.8,9.1,null,454,null,{"v":0.9,"d":"90%"},null,null,0,12.8,14.7,21.85,null,1,1,1,168,181,218,null,0,0,0,1]
["2208015",null,null,2,20,80,15,16.5,0,26,30,42.4,664,{"v":1395.33740436932,"d":"1395"},{"v":1496.2563490716184,"d":"1496"},{"v":2007.56,"d":"2008"},1.5,1.08,1.08,1.08,664,1395,1496,2008,57,120,129,173,{"v":0.017555597843805223,"d":"0.02"},{"v":0.0754619408365597,"d":"0.08"},{"v":0.08697073187627373,"d":"0.09"},{"v":0.1547867774406054,"d":"0.15"},0.0002083,1.724,2,0.000461829,{"v":190.4691577304631,"d":"190"},{"v":204.24499885412456,"d":"204"},{"v":274.04,"d":"274"},1.01,1.01,1.01,190,204,274,82,88,118,{"v":0.035768909532348576,"d":"0.04"},{"v":0.041076258231928696,"d":"0.04"},{"v":0.07301376057828349,"d":"0.07"},0.8,6,6.7,9,null,830,null,{"v":0.8,"d":"80%"},null,null,0,11.8,13.7,21.85,null,1,1,1,190,204,274,null,0,0,0,1]
["2208020",null,null,2,20,80,20,21.5,0,26,30,42.4,892,{"v":1942.5718983039128,"d":"1943"},{"v":2086.4239348515057,"d":"2086"},{"v":2518.44,"d":"2518"},1.5,1.08,1.08,1.08,892,1943,2086,2518,77,167,179,217,{"v":0.02478910482407319,"d":"0.02"},{"v":0.11395554008077592,"d":"0.11"},{"v":0.1306787233750386,"d":"0.13"},{"v":0.19110006829963533,"d":"0.19"},0.0001276,1.7219,2,3.76611E-4,{"v":240.0716624688735,"d":"240"},{"v":257.8495360156218,"d":"258"},{"v":311.24,"d":"311"},0.95,0.95,0.95,240,258,311,103,111,134,{"v":0.0439519634412318,"d":"0.04"},{"v":0.05092991835624913,"d":"0.05"},{"v":0.07381701321036345,"d":"0.07"},1.1,6,6.7,9,null,1115,null,{"v":0.8,"d":"80%"},null,null,0,11.8,13.7,21.85,null,1,1,1,240,258,311,null,0,0,0,1]
["2209010",null,null,2,20,90,10,11.5,0,26,30,42.4,{"v":459.90000000000003,"d":"460"},{"v":1395.6272192501513,"d":"1396"},{"v":1501.3000140389001,"d":"1501"},{"v":1828.08,"d":"1828"},1.5,1.08,1.08,1.08,460,1396,1501,1828,40,120,129,157,{"v":0.009295023820975874,"d":"0.01"},{"v":0.07560878121067112,"d":"0.08"},{"v":0.08685321114716028,"d":"0.09"},{"v":0.12662134598395483,"d":"0.13"},3.969E-4,1.7346,2,0.000367347,{"v":193.48593193227777,"d":"193"},{"v":208.1361185276459,"d":"208"},{"v":253.44,"d":"253"},0.98,0.98,0.98,193,208,253,83,89,109,{"v":0.03734023921264072,"d":"0.04"},{"v":0.04266933360054228,"d":"0.04"},{"v":0.06288933684631558,"d":"0.06"},0.6,6.7,7.4,10.3,null,511,null,{"v":0.9,"d":"90%"},null,null,0,12.5,14.7,21.85,null,1,1,1,193,208,253,null,0,0,0,1]
["2209015",null,null,2,20,90,15,16.5,0,26,30,43.3,{"v":747.2,"d":"747"},{"v":1597.9167676946356,"d":"1598"},{"v":1711.9130538160239,"d":"1712"},{"v":2331.36,"d":"2331"},1.5,1.08,1.08,1.08,747,1598,1712,2331,64,137,147,200,{"v":0.022549820525431925,"d":"0.02"},{"v":0.09984662963434696,"d":"0.10"},{"v":0.11462442340612437,"d":"0.11"},{"v":0.20964202709641322,"d":"0.21"},0.0002083,1.724,2,0.000461829,{"v":218.12205414485143,"d":"218"},{"v":233.68300487544244,"d":"234"},{"v":318.24,"d":"318"},1.01,1.01,1.01,218,234,318,94,101,137,{"v":0.04777393228997936,"d":"0.05"},{"v":0.05497776159902216,"d":"0.05"},{"v":0.09984662963434696,"d":"0.10"},0.9,7,7.7,10.7,null,934,null,{"v":0.8,"d":"80%"},null,null,0,11.3,13.2,21.85,null,1,1,1,218,234,318,null,0,0,0,1]
["2209020",null,null,2,20,90,20,21.5,0,26,30,43.3,1004,{"v":2232.7836804230465,"d":"2233"},{"v":2401.8435041457315,"d":"2402"},{"v":2924.64,"d":"2925"},1.5,1.08,1.08,1.08,1004,2233,2402,2925,86,192,207,252,{"v":0.03134880522084914,"d":"0.03"},{"v":0.15220989401469975,"d":"0.15"},{"v":0.17653301618879313,"d":"0.18"},{"v":0.26017862567755984,"d":"0.26"},0.0001276,1.7219,2,3.76611E-4,{"v":275.9373233806916,"d":"276"},{"v":296.8304872184041,"d":"297"},{"v":361.44,"d":"361"},{"$f":"IF($G364=10,0.98,IF($G364=11,0.95,IF($G364=15,1.01,IF($G364=16,0.95,IF($G364=20,0.95,IF($G364=21,0.85))))))","v":0.95},0.95,0.95,276,297,361,119,128,155,{"v":0.05935306887959389,"d":"0.06"},{"v":0.0685057463009488,"d":"0.07"},{"v":0.0998439426179513,"d":"0.10"},1.2,7,7.7,10.7,null,1255,null,{"v":0.8,"d":"80%"},null,null,0,11.3,13.2,21.85,null,1,1,1,276,297,361,null,0,0,0,1]
["22010010",null,null,2,20,100,10,11.5,0,26,30,43,{"v":511.2,"d":"511"},{"v":1574.3905475253332,"d":"1574"},{"v":1696.1265760133244,"d":"1696"},{"v":2081.98,"d":"2082"},1.5,1.08,1.08,1.08,511,1574,1696,2082,44,135,146,179,{"v":0.011691796493777074,"d":"0.01"},{"v":0.09862323121872285,"d":"0.10"},{"v":0.11455551187153463,"d":"0.11"},{"v":0.16920060692862343,"d":"0.17"},3.969E-4,1.7346,2,0.000367347,{"v":218.26918973175157,"d":"218"},{"v":235.14633901405676,"d":"235"},{"v":288.64,"d":"289"},0.98,0.98,0.98,218,235,289,94,101,124,{"v":0.04942930530670935,"d":"0.05"},{"v":0.05668113608073874,"d":"0.06"},{"v":0.08384149307866094,"d":"0.08"},0.7,7.8,8.7,12.2,null,568,null,{"v":0.9,"d":"90%"},null,null,0,12.3,14.1,21.85,null,1,1,1,218,235,289,null,0,0,0,1]
["22010015",null,null,2,20,100,15,16.5,0,26,30,44.1,{"v":830.4000000000001,"d":"830"},{"v":1798.7737222599399,"d":"1799"},{"v":1926.0891717740149,"d":"1926"},{"v":2655.16,"d":"2655"},1.5,1.08,1.08,1.08,830,1799,1926,2655,71,155,166,228,{"v":0.028247543347471912,"d":"0.03"},{"v":0.12960669873525657,"d":"0.13"},{"v":0.14820649885017992,"d":"0.15"},{"v":0.2758730960999123,"d":"0.28"},0.0002083,1.724,2,0.000461829,{"v":245.5398348483303,"d":"246"},{"v":262.9189048561194,"d":"263"},{"v":362.44,"d":"362"},1.01,1.01,1.01,246,263,362,106,113,156,{"v":0.061693712021988735,"d":"0.06"},{"v":0.06989545441405931,"d":"0.07"},{"v":0.1312469465018126,"d":"0.13"},{"v":1,"d":"1.0"},7,7.7,10.7,null,1038,null,{"v":0.8,"d":"80%"},null,null,0,10.9,12.8,21.85,null,1,1,1,246,263,362,null,0,0,0,1]
["22010020",null,null,2,20,100,20,21.5,0,26,30,44.1,{"v":1115.2,"d":"1115"},{"v":2518.7768428703835,"d":"2519"},{"v":2713.5353098724395,"d":"2714"},{"v":3330.84,"d":"3331"},1.5,1.08,1.08,1.08,1115,2519,2714,3331,96,217,233,286,{"v":0.0395586849396015,"d":"0.04"},{"v":0.1963758492708046,"d":"0.20"},{"v":0.22589211718801094,"d":"0.23"},{"v":0.3382159729533156,"d":"0.34"},0.0001276,1.7219,2,3.76611E-4,{"v":311.2816285378957,"d":"311"},{"v":335.3507448439105,"d":"335"},{"v":411.64,"d":"412"},0.95,0.95,0.95,311,335,412,134,144,177,{"v":0.0761173874401084,"d":"0.08"},{"v":0.08767678608746131,"d":"0.09"},{"v":0.13152753973488002,"d":"0.13"},1.3,7,7.7,10.7,null,1394,null,{"v":0.8,"d":"80%"},null,null,0,10.9,12.8,21.85,null,1,1,1,311,335,412,null,0,0,0,1]
["22011010",null,null,2,20,110,10,11.5,0,26,30,43.5,{"v":562.5,"d":"563"},{"v":1766.3893947845202,"d":"1766"},{"v":1902.9712804051933,"d":"1903"},{"v":2335.88,"d":"2336"},1.5,1.08,1.08,1.08,563,1766,1903,2336,48,152,164,201,{"v":0.014427445840723906,"d":"0.01"},{"v":0.12846635666491932,"d":"0.13"},{"v":0.14849855963064404,"d":"0.15"},{"v":0.2189828314672463,"d":"0.22"},3.969E-4,1.7346,2,0.000367347,{"v":244.88738360147738,"d":"245"},{"v":263.82272182064906,"d":"264"},{"v":323.84,"d":"324"},0.98,0.98,0.98,245,264,324,105,114,139,{"v":0.0635324094103459,"d":"0.06"},{"v":0.0742836780814925,"d":"0.07"},{"v":0.10834103483995079,"d":"0.11"},0.7,8.4,9.3,14,null,625,null,{"v":0.9,"d":"90%"},null,null,0,12,13.9,21.85,null,1,1,1,245,264,324,null,0,0,0,1]
["22011015",null,null,2,20,110,15,16.5,0,26,30,44.1,{"v":913.6,"d":"914"},{"v":1908.150188257796,"d":"1908"},{"v":2043.2071973479594,"d":"2043"},{"v":2816.6099999999997,"d":"2817"},1.5,1.08,1.08,1.08,914,1908,2043,2817,79,164,176,242,{"v":0.03553939579528948,"d":"0.04"},{"v":0.14742102741229732,"d":"0.15"},{"v":0.1692130010603492,"d":"0.17"},{"v":0.31530215896235814,"d":"0.32"},0.0002083,1.724,2,0.000461829,{"v":249.80785427097814,"d":"250"},{"v":267.48901053042016,"d":"267"},{"v":368.74,"d":"369"},1.01,1.01,1.01,250,267,369,108,115,159,{"v":0.06529371258627988,"d":"0.07"},{"v":0.07378840122581994,"d":"0.07"},{"v":0.1387762211751877,"d":"0.14"},1.1,7.9,8.8,12.5,null,1142,null,{"v":0.8,"d":"80%"},null,null,0,10.9,12.8,21.85,null,1,1,1,250,267,369,null,0,0,0,1]
["22011020",null,null,2,20,110,20,21.5,0,26,30,44.1,{"v":1226.4,"d":"1226"},{"v":2692.551301713082,"d":"2693"},{"v":2900.746468081386,"d":"2901"},{"v":3560.6400000000003,"d":"3561"},1.5,1.08,1.08,1.08,1226,2693,2901,3561,105,232,249,306,{"v":0.047916145790282416,"d":"0.05"},{"v":0.2269472264037772,"d":"0.23"},{"v":0.26079058599865457,"d":"0.26"},{"v":0.3911657832602583,"d":"0.39"},0.0001276,1.7219,2,3.76611E-4,{"v":317.1799783158463,"d":"317"},{"v":341.7051705794622,"d":"342"},{"v":419.44,"d":"419"},0.95,0.95,0.95,317,342,419,136,147,180,{"v":0.07954471205365862,"d":"0.08"},{"v":0.09265062946622422,"d":"0.09"},{"v":0.13785909087762688,"d":"0.14"},1.5,7.9,8.8,12.5,null,1533,null,{"v":0.8,"d":"80%"},null,null,0,10.9,12.8,21.85,null,1,1,1,317,342,419,null,0,0,0,1]
["22012010",null,null,2,20,120,10,11.5,0,26,30,44,{"v":613.8000000000001,"d":"614"},{"v":1924.9914127028867,"d":"1925"},{"v":2079.6202422788024,"d":"2080"},{"v":2589.78,"d":"2590"},1.5,1.08,1.08,1.08,614,1925,2080,2590,53,166,179,223,{"v":0.018157475105599306,"d":"0.02"},{"v":0.15749249199599902,"d":"0.16"},{"v":0.1817830806912457,"d":"0.18"},{"v":0.2762925905995734,"d":"0.28"},3.969E-4,1.7346,2,0.000367347,{"v":266.87553260000635,"d":"267"},{"v":288.31284965818764,"d":"288"},{"v":359.04,"d":"359"},0.98,0.98,0.98,267,288,359,115,124,154,{"v":0.07844810437960871,"d":"0.08"},{"v":0.0904975407078808,"d":"0.09"},{"v":0.13655457969155813,"d":"0.14"},0.8,8.9,9.9,14.8,null,682,null,{"v":0.9,"d":"90%"},null,null,0,11.8,13.7,21.85,null,1,1,1,267,288,359,null,0,0,0,1]
["22012015",null,null,2,20,120,15,16.5,0,26,30,44.8,{"v":996.8000000000001,"d":"997"},{"v":2216.907386575515,"d":"2217"},{"v":2373.994898330778,"d":"2374"},{"v":3302.76,"d":"3303"},1.5,1.08,1.08,1.08,997,2217,2374,3303,86,191,204,284,{"v":0.04279950300248828,"d":"0.04"},{"v":0.2020174140862614,"d":"0.20"},{"v":0.22969478307979363,"d":"0.23"},{"v":0.4381787526209058,"d":"0.44"},0.0002083,1.724,2,0.000461829,{"v":302.61675876046246,"d":"303"},{"v":324.0598347937627,"d":"324"},{"v":450.84,"d":"451"},1.01,1.01,1.01,303,324,451,130,139,194,{"v":0.09550098548413372,"d":"0.10"},{"v":0.10878402336268925,"d":"0.11"},{"v":0.20824992292405745,"d":"0.21"},1.2,8.7,9.8,14.3,null,1246,null,{"v":0.8,"d":"80%"},null,null,0,10.6,12.5,21.85,null,1,1,1,303,324,451,null,0,0,0,1]
["22012020",null,null,2,20,120,20,21.5,0,26,30,44.8,{"v":1338.4,"d":"1338"},{"v":3079.6829926739365,"d":"3080"},{"v":3327.0647594078355,"d":"3327"},{"v":4143.24,"d":"4143"},1.5,1.08,1.08,1.08,1338,3080,3327,4143,115,265,286,356,{"v":0.058145065813649886,"d":"0.06"},{"v":0.2984824228165089,"d":"0.30"},{"v":0.34670295754782865,"d":"0.35"},{"v":0.5330856461058093,"d":"0.53"},0.0001276,1.7219,2,3.76611E-4,{"v":380.6009016056908,"d":"381"},{"v":411.1734390011653,"d":"411"},{"v":512.04,"d":"512"},0.95,0.95,0.95,381,411,512,164,177,220,{"v":0.11646670942658871,"d":"0.12"},{"v":0.13524222402195477,"d":"0.14"},{"v":0.20715667478646135,"d":"0.21"},1.6,8.7,9.8,14.3,null,1673,null,{"v":0.8,"d":"80%"},null,null,0,10.6,12.5,21.85,null,1,1,1,381,411,512,null,0,0,0,1]
["22014010",null,null,2,20,140,10,11.5,0,26,30,44.8,{"v":715.5,"d":"716"},{"v":2267.7915432376717,"d":"2268"},{"v":2456.1428225151312,"d":"2456"},{"v":3097.58,"d":"3098"},1.5,1.08,1.08,1.08,716,2268,2456,3098,62,195,211,266,{"v":0.026398974796288582,"d":"0.03"},{"v":0.22855867513090425,"d":"0.23"},{"v":0.2653815415446367,"d":"0.27"},{"v":0.4118036693657595,"d":"0.41"},3.969E-4,1.7346,2,0.000367347,{"v":314.40040300104783,"d":"314"},{"v":340.5129080446342,"d":"341"},{"v":429.44,"d":"429"},0.98,0.98,0.98,314,341,429,135,147,184,{"v":0.11404996966906063,"d":"0.11"},{"v":0.1339431496553784,"d":"0.13"},{"v":0.20476735769324847,"d":"0.20"},0.9,10.1,11.2,17.5,null,795,null,{"v":0.9,"d":"90%"},null,null,0,11.5,13.3,21.85,null,1,1,1,314,341,429,null,0,0,0,1]
["22014015",null,null,2,20,140,15,16.5,0,26,30,45.4,{"v":1162.4,"d":"1162"},{"v":2628.9846104428207,"d":"2629"},{"v":2815.458457495267,"d":"2815"},{"v":3950.36,"d":"3950"},1.5,1.08,1.08,1.08,1162,2629,2815,3950,100,226,242,340,{"v":0.05964507388307084,"d":"0.06"},{"v":0.28983635322357215,"d":"0.29"},{"v":0.3310697115084538,"d":"0.33"},{"v":0.6418295973215244,"d":"0.64"},0.0002083,1.724,2,0.000461829,{"v":358.86695423586366,"d":"359"},{"v":384.32138301819265,"d":"384"},{"v":539.24,"d":"539"},1.01,1.01,1.01,359,384,539,154,165,232,{"v":0.137621338941047,"d":"0.14"},{"v":0.1573279392829452,"d":"0.16"},{"v":0.30498467021762166,"d":"0.30"},1.4,9.6,10.5,16.1,null,1453,null,{"v":0.8,"d":"80%"},null,null,0,10.4,12.2,21.85,null,1,1,1,359,384,539,null,0,0,0,1]
["22014020",null,null,2,20,140,20,21.5,0,26,30,45.4,{"v":1561.6000000000001,"d":"1562"},{"v":3628.109195995047,"d":"3628"},{"v":3929.4415695377957,"d":"3929"},{"v":4955.64,"d":"4956"},1.5,1.08,1.08,1.08,1562,3628,3929,4956,134,312,338,426,{"v":0.0807181358995983,"d":"0.08"},{"v":0.4211889524134416,"d":"0.42"},{"v":0.4927124636981848,"d":"0.49"},{"v":0.7756359730733573,"d":"0.78"},0.0001276,1.7219,2,3.76611E-4,{"v":448.3778474617217,"d":"448"},{"v":485.6178404500181,"d":"486"},{"v":612.44,"d":"612"},0.95,0.95,0.95,448,486,612,193,209,263,{"v":0.16455496588623258,"d":"0.16"},{"v":0.1922740711354792,"d":"0.19"},{"v":0.30142179085547277,"d":"0.30"},1.9,9.6,10.5,16.1,null,1952,null,{"v":0.8,"d":"80%"},null,null,0,10.4,12.2,21.85,null,1,1,1,448,486,612,null,0,0,0,1]
["22016010",null,null,2,20,160,10,11.5,0,26,30,45.5,{"v":818.1,"d":"818"},{"v":2603.9362232520607,"d":"2604"},{"v":2826.698800652902,"d":"2827"},{"v":3605.38,"d":"3605"},1.5,1.08,1.08,1.08,818,2604,2827,3605,70,224,243,310,{"v":0.035612383473930066,"d":"0.04"},{"v":0.31579069683258104,"d":"0.32"},{"v":0.3682343427384388,"d":"0.37"},{"v":0.5834332220487198,"d":"0.58"},3.969E-4,1.7346,2,0.000367347,{"v":361.00257998610687,"d":"361"},{"v":391.8857730720053,"d":"392"},{"v":499.84,"d":"500"},0.98,0.98,0.98,361,392,500,155,169,215,{"v":0.15784887533096326,"d":"0.16"},{"v":0.18572654509721107,"d":"0.19"},{"v":0.29228700277798675,"d":"0.29"},1.1,11,12.4,19.2,null,909,null,{"v":0.9,"d":"90%"},null,null,0,11.2,13,21.85,null,1,1,1,361,392,500,null,0,0,0,1]
["22016015",null,null,2,20,160,15,16.5,0,26,30,46.4,{"v":1328.8000000000002,"d":"1329"},{"v":3021.1783832091446,"d":"3021"},{"v":3225.612044188012,"d":"3226"},{"v":4597.96,"d":"4598"},1.5,1.08,1.08,1.08,1329,3021,3226,4598,114,260,277,395,{"v":0.07972201002558815,"d":"0.08"},{"v":0.39255304944044445,"d":"0.39"},{"v":0.4438617891013007,"d":"0.44"},{"v":0.884247559188075,"d":"0.88"},0.0002083,1.724,2,0.000461829,{"v":412.4029788074249,"d":"412"},{"v":440.3089942962018,"d":"440"},{"v":627.64,"d":"628"},1.01,1.01,1.01,412,440,628,177,189,270,{"v":0.18642121393254038,"d":"0.19"},{"v":0.2116425539248176,"d":"0.21"},{"v":0.4223624026580168,"d":"0.42"},1.6,11.5,12.8,19.6,null,1661,null,{"v":0.8,"d":"80%"},null,null,0,10,11.8,21.85,null,1,1,1,412,440,628,null,0,0,0,1]
["22016020",null,null,2,20,160,20,21.5,0,26,30,46.4,1784,{"v":4165.887726998767,"d":"4166"},{"v":4522.2727563025155,"d":"4522"},{"v":5768.04,"d":"5768"},1.5,1.08,1.08,1.08,1784,4166,4522,5768,153,358,389,496,{"v":0.10743971358775407,"d":"0.11"},{"v":0.5639754157614939,"d":"0.56"},{"v":0.6634243449102452,"d":"0.66"},{"v":1.067440463456265,"d":"1.07"},0.0001276,1.7219,2,3.76611E-4,{"v":514.838906684732,"d":"515"},{"v":558.8825513697349,"d":"559"},{"v":712.84,"d":"713"},0.95,0.95,0.95,515,559,713,221,240,307,{"v":0.2198966130933455,"d":"0.22"},{"v":0.2582722974998709,"d":"0.26"},{"v":0.4176556738231726,"d":"0.42"},2.1,11.5,12.8,19.6,null,2230,null,{"v":0.8,"d":"80%"},null,null,0,10,11.8,21.85,null,1,1,1,515,559,713,null,0,0,0,1]
["22018010",null,null,2,20,180,10,11.5,0,26,30,46,{"v":919.8000000000001,"d":"920"},{"v":2970.687803991788,"d":"2971"},{"v":3224.825392294156,"d":"3225"},{"v":4113.18,"d":"4113"},1.5,1.08,1.08,1.08,920,2971,3225,4113,79,256,277,354,{"v":0.047680425600182645,"d":"0.05"},{"v":0.4297192751285923,"d":"0.43"},{"v":0.498413628060751,"d":"0.50"},{"v":0.7911530543956264,"d":"0.79"},3.969E-4,1.7346,2,0.000367347,{"v":411.848013786967,"d":"412"},{"v":447.08095237792156,"d":"447"},{"v":570.24,"d":"570"},0.98,0.98,0.98,412,447,570,177,192,245,{"v":0.21495642722836134,"d":"0.21"},{"v":0.25036580839638034,"d":"0.25"},{"v":0.3956646711323137,"d":"0.40"},1.2,12.2,13.7,22,null,1022,null,{"v":0.9,"d":"90%"},null,null,0,10.9,12.7,21.85,null,1,1,1,412,447,570,null,0,0,0,1]
["22018015",null,null,2,20,180,15,16.5,0,26,30,46.4,{"v":1494.4,"d":"1494"},{"v":3233.3460619053994,"d":"3233"},{"v":3452.1364439366635,"d":"3452"},{"v":4920.86,"d":"4921"},1.5,1.08,1.08,1.08,1494,3233,3452,4921,128,278,297,423,{"v":0.10318198179146938,"d":"0.10"},{"v":0.46032647442822744,"d":"0.46"},{"v":0.523117686907794,"d":"0.52"},{"v":1.0377569514621654,"d":"1.04"},0.0002083,1.724,2,0.000461829,{"v":420.6820520547858,"d":"421"},{"v":449.14828645115074,"d":"449"},{"v":640.24,"d":"640"},1.01,1.01,1.01,421,449,640,181,193,275,{"v":0.2010263623163458,"d":"0.20"},{"v":0.22751208445626886,"d":"0.23"},{"v":0.45076939507650016,"d":"0.45"},1.8,11.5,12.8,19.6,null,1868,null,{"v":0.8,"d":"80%"},null,null,0,10,11.8,21.85,null,1,1,1,421,449,640,null,0,0,0,1]
["22018020",null,null,2,20,180,20,21.5,0,26,30,46.4,{"v":2007.2,"d":"2007"},{"v":4497.827519255519,"d":"4498"},{"v":4882.609466657616,"d":"4883"},{"v":6227.64,"d":"6228"},1.5,1.08,1.08,1.08,2007,4498,4883,6228,173,387,420,536,{"v":0.1400320877397662,"d":"0.14"},{"v":0.6710552050022549,"d":"0.67"},{"v":0.7872433408560319,"d":"0.79"},{"v":1.2676087797406754,"d":"1.27"},0.0001276,1.7219,2,3.76611E-4,{"v":526.1057925837863,"d":"526"},{"v":571.1133013295686,"d":"571"},{"v":728.44,"d":"728"},0.95,0.95,0.95,526,571,728,226,246,313,{"v":0.2353603329381103,"d":"0.24"},{"v":0.2775665618325251,"d":"0.28"},{"v":0.44366421223291913,"d":"0.44"},2.4,11.5,12.8,19.6,null,2509,null,{"v":0.8,"d":"80%"},null,null,0,10,11.8,21.85,null,1,1,1,526,571,728,null,0,0,0,1]
["22020010",null,null,2,20,200,10,11.5,0,26,30,46.5,{"v":1022.4,"d":"1022"},{"v":3259.5785648750903,"d":"3260"},{"v":3552.8677924068675,"d":"3553"},{"v":4620.98,"d":"4621"},1.5,1.08,1.08,1.08,1022,3260,3553,4621,88,280,306,397,{"v":0.06195175079632124,"d":"0.06"},{"v":0.5359604913845153,"d":"0.54"},{"v":0.6330595444338595,"d":"0.63"},{"v":1.0323113448799708,"d":"1.03"},3.969E-4,1.7346,2,0.000367347,{"v":451.89903695786995,"d":"452"},{"v":492.55985148767917,"d":"493"},{"v":640.64,"d":"641"},0.98,0.98,0.98,452,493,641,194,212,276,{"v":0.26974633951173027,"d":"0.27"},{"v":0.31839322337808124,"d":"0.32"},{"v":0.5216999291195293,"d":"0.52"},1.3,13.4,14.8,24,null,1136,null,{"v":0.9,"d":"90%"},null,null,0,10.7,12.5,21.85,null,1,1,1,452,493,641,null,0,0,0,1]
["22020015",null,null,2,20,200,15,16.5,0,26,30,47.1,{"v":1660.8000000000002,"d":"1661"},{"v":3875.4624109054007,"d":"3875"},{"v":4083.4735576056296,"d":"4083"},{"v":5893.16,"d":"5893"},1.5,1.08,1.08,1.08,1661,3875,4083,5893,143,333,351,507,{"v":0.13193487960877678,"d":"0.13"},{"v":0.6710038545041404,"d":"0.67"},{"v":0.7427948904408519,"d":"0.74"},{"v":1.5124900662854772,"d":"1.51"},0.0002083,1.724,2,0.000461829,{"v":529.0161783879516,"d":"529"},{"v":557.4105350406697,"d":"557"},{"v":804.44,"d":"804"},1.01,1.01,1.01,529,557,804,227,240,346,{"v":0.3205762003800503,"d":"0.32"},{"v":0.35685612106712633,"d":"0.36"},{"v":0.7224973981588986,"d":"0.72"},{"v":2,"d":"2.0"},13.2,14.7,23.5,null,2076,null,{"v":0.8,"d":"80%"},null,null,0,10,11.4,21.85,null,1,1,1,529,557,804,null,0,0,0,1]
["22020020",null,null,2,20,200,20,21.5,0,26,30,47.1,{"v":2230.4,"d":"2230"},{"v":5214.8121821672385,"d":"5215"},{"v":5684.028740747025,"d":"5684"},{"v":7392.84,"d":"7393"},1.5,1.08,1.08,1.08,2230,5215,5684,7393,192,448,489,636,{"v":0.17571248900286082,"d":"0.18"},{"v":0.9113328187919115,"d":"0.91"},{"v":1.0808827382560606,"d":"1.08"},{"v":1.804767358434455,"d":"1.80"},0.0001276,1.7219,2,3.76611E-4,{"v":644.4696492978713,"d":"644"},{"v":702.4575154739061,"d":"702"},{"v":913.64,"d":"914"},0.95,0.95,0.95,644,702,914,277,302,393,{"v":0.3577306705443238,"d":"0.36"},{"v":0.42311312971539766,"d":"0.42"},{"v":0.7061733139065255,"d":"0.71"},2.7,13.2,14.7,23.5,null,2788,null,{"v":0.8,"d":"80%"},null,null,0,10,11.4,21.85,null,1,1,1,644,702,914,null,0,0,0,1]
["22022010",null,null,2,20,220,10,11.5,0,26,30,46.9,1125,{"v":3560.7045070849035,"d":"3561"},{"v":3890.5075371280445,"d":"3891"},{"v":5128.78,"d":"5129"},1.5,1.08,1.08,1.08,1125,3561,3891,5129,97,306,335,441,{"v":0.07856283538743322,"d":"0.08"},{"v":0.6649528513575944,"d":"0.66"},{"v":0.7876316236324602,"d":"0.79"},{"v":1.3181530375289372,"d":"1.32"},3.969E-4,1.7346,2,0.000367347,{"v":493.6463121283521,"d":"494"},{"v":539.3693001453611,"d":"539"},{"v":711.04,"d":"711"},0.98,0.98,0.98,494,539,711,212,232,306,{"v":0.3352676626465814,"d":"0.34"},{"v":0.39659808957963044,"d":"0.40"},{"v":0.6649528513575944,"d":"0.66"},1.5,13.4,14.8,24,null,1250,null,{"v":0.9,"d":"90%"},null,null,0,10.5,12.3,21.85,null,1,1,1,494,539,711,null,0,0,0,1]
["22022015",null,null,2,20,220,15,16.5,0,26,30,47.8,{"v":1827.2,"d":"1827"},{"v":4302.556743974503,"d":"4303"},{"v":4481.798860349342,"d":"4482"},{"v":6540.76,"d":"6541"},1.5,1.08,1.08,1.08,1827,4303,4482,6541,157,370,385,563,{"v":0.16281016440490217,"d":"0.16"},{"v":0.8442706466586654,"d":"0.84"},{"v":0.9114590625595987,"d":"0.91"},{"v":1.8978591317759046,"d":"1.90"},0.0002083,1.724,2,0.000461829,{"v":587.3162695604478,"d":"587"},{"v":611.7835380711579,"d":"612"},{"v":892.84,"d":"893"},1.01,1.01,1.01,587,612,893,252,263,384,{"v":0.4032874859028843,"d":"0.40"},{"v":0.43778400702821296,"d":"0.44"},{"v":0.9069022344024595,"d":"0.91"},2.2,15.5,16.8,27.5,null,2284,null,{"v":0.8,"d":"80%"},null,null,0,10,11.1,21.85,null,1,1,1,587,612,893,null,0,0,0,1]
["22022020",null,null,2,20,220,20,21.5,0,26,30,47.8,{"v":2453.6,"d":"2454"},{"v":5696.566249617518,"d":"5697"},{"v":6224.199139745616,"d":"6224"},{"v":8205.24,"d":"8205"},1.5,1.08,1.08,1.08,2454,5697,6224,8205,211,490,535,706,{"v":0.2159962916768692,"d":"0.22"},{"v":1.1066428651103115,"d":"1.11"},{"v":1.3128927046129348,"d":"1.31"},{"v":2.253132130729565,"d":"2.25"},0.0001276,1.7219,2,3.76611E-4,{"v":704.0069565012294,"d":"704"},{"v":769.2141723663956,"d":"769"},{"v":1014.04,"d":"1014"},0.95,0.95,0.95,704,769,1014,303,331,436,{"v":0.4352139999072062,"d":"0.44"},{"v":0.5165738484716168,"d":"0.52"},{"v":0.8819313648082591,"d":"0.88"},2.9,15.5,16.8,27.5,null,3067,null,{"v":0.8,"d":"80%"},null,null,0,10,11.1,21.85,null,1,1,1,704,769,1014,null,0,0,0,1]
["22024010",null,null,2,20,240,10,11.5,0,26,30,47.2,{"v":1226.7,"d":"1227"},{"v":3860.418873592543,"d":"3860"},{"v":4228.985567352769,"d":"4229"},{"v":5636.58,"d":"5637"},1.5,1.08,1.08,1.08,1227,3860,4229,5637,106,332,364,485,{"v":0.09764641827127139,"d":"0.10"},{"v":0.8112280684719688,"d":"0.81"},{"v":0.9631272119292901,"d":"0.96"},{"v":1.6465778870546586,"d":"1.65"},3.969E-4,1.7346,2,0.000367347,{"v":535.1978903129482,"d":"535"},{"v":586.2949664073159,"d":"586"},{"v":781.44,"d":"781"},0.98,0.98,0.98,535,586,781,230,252,336,{"v":0.40968486620571454,"d":"0.41"},{"v":0.4855035182292864,"d":"0.49"},{"v":0.8295464687093747,"d":"0.83"},1.6,14.8,16.6,28,null,1363,null,{"v":0.9,"d":"90%"},null,null,0,10.4,12.2,21.85,null,1,1,1,535,586,781,null,0,0,0,1]
["22024015",null,null,2,20,240,15,16.5,0,26,30,48.1,{"v":1992.8000000000002,"d":"1993"},{"v":4729.715265656896,"d":"4730"},{"v":4901.774324524634,"d":"4902"},{"v":7188.36,"d":"7188"},1.5,1.08,1.08,1.08,1993,4730,4902,7188,171,407,422,618,{"v":0.1975008474352466,"d":"0.20"},{"v":1.0402677068624975,"d":"1.04"},{"v":1.1152542227427753,"d":"1.12"},{"v":2.3255236596425677,"d":"2.33"},0.0002083,1.724,2,0.000461829,{"v":645.6251227363645,"d":"646"},{"v":669.1118750586436,"d":"669"},{"v":981.24,"d":"981"},1.01,1.01,1.01,646,669,981,278,288,422,{"v":0.5003789920207736,"d":"0.50"},{"v":0.5354561461459616,"d":"0.54"},{"v":1.1152542227427753,"d":"1.12"},2.4,16.4,17.7,29.7,null,2491,null,{"v":0.8,"d":"80%"},null,null,0,10,10.9,21.85,null,1,1,1,646,669,981,null,0,0,0,1]
["22024020",null,null,2,20,240,20,21.5,0,26,30,48.1,{"v":2676.8,"d":"2677"},{"v":6176.062018327259,"d":"6176"},{"v":6765.710663484422,"d":"6766"},{"v":9017.64,"d":"9018"},1.5,1.08,1.08,1.08,2677,6176,6766,9018,230,531,582,776,{"v":0.26102436085222624,"d":"0.26"},{"v":1.3184926701217123,"d":"1.32"},{"v":1.575520331332113,"d":"1.58"},{"v":2.756451557337142,"d":"2.76"},0.0001276,1.7219,2,3.76611E-4,{"v":763.2651731167613,"d":"763"},{"v":836.1365714104334,"d":"836"},{"v":1114.44,"d":"1114"},0.95,0.95,0.95,763,836,1114,328,359,479,{"v":0.51827708039998,"d":"0.52"},{"v":0.6172723307370914,"d":"0.62"},{"v":1.0794747424565225,"d":"1.08"},3.2,16.4,17.7,29.7,null,3346,null,{"v":0.8,"d":"80%"},null,null,0,10,10.9,21.85,null,1,1,1,763,836,1114,null,0,0,0,1]
["22026010",null,null,2,20,260,10,11.5,0,26,30,47.8,{"v":1329.3,"d":"1329"},{"v":4178.178400000001,"d":"4178"},{"v":4608.285,"d":"4608"},{"v":6144.38,"d":"6144"},1.5,1.08,1.08,1.08,1329,4178,4608,6144,114,359,396,528,{"v":0.11742918584910622,"d":"0.12"},{"v":0.9806644219425941,"d":"0.98"},{"v":1.1770680299869807,"d":"1.18"},{"v":2.0125184153009763,"d":"2.01"},3.969E-4,1.7346,2,0.000367347,{"v":579.2512,"d":"579"},{"v":638.88,"d":"639"},{"v":851.84,"d":"852"},0.98,0.98,0.98,579,639,852,249,275,366,{"v":0.4971168110898011,"d":"0.50"},{"v":0.5976608909989917,"d":"0.60"},{"v":1.0165350975712137,"d":"1.02"},1.7,16.2,18.6,31.4,null,1477,null,{"v":0.9,"d":"90%"},null,null,0,10.2,11.9,21.85,null,1,1,1,579,639,852,null,0,0,0,1]
["22026015",null,null,2,20,260,15,16.5,0,26,30,47.8,{"v":2159.2000000000003,"d":"2159"},{"v":5669.092000000001,"d":"5669"},{"v":6252.674999999999,"d":"6253"},{"v":8336.9,"d":"8337"},1.5,1.08,1.08,1.08,2159,5669,6253,8337,186,488,538,717,{"v":0.2385789051965948,"d":"0.24"},{"v":1.5103449618725466,"d":"1.51"},{"v":1.8217333349966933,"d":"1.82"},{"v":3.166359355213688,"d":"3.17"},0.0002083,1.724,2,0.000461829,{"v":949.5112,"d":"950"},{"v":1047.2549999999999,"d":"1047"},{"v":1396.34,"d":"1396"},1.01,1.01,1.01,950,1047,1396,409,450,600,{"v":1.0760967217157777,"d":"1.08"},{"v":1.2926072229862295,"d":"1.29"},{"v":2.2469315346740024,"d":"2.25"},2.6,16.2,18.6,31.4,null,2699,null,{"v":0.8,"d":"80%"},null,null,0,10,10.9,21.85,null,1,1,1,950,1047,1396,null,0,0,0,1]
["22026020",null,null,2,20,260,20,21.5,0,26,30,48.1,{"v":2899.2000000000003,"d":"2899"},{"v":6444.5232000000005,"d":"6445"},{"v":7107.93,"d":"7108"},{"v":9477.24,"d":"9477"},1.5,1.08,1.08,1.08,2899,6445,7108,9477,249,554,611,815,{"v":0.31093397241735937,"d":"0.31"},{"v":1.4581371213480712,"d":"1.46"},{"v":1.7629893390377123,"d":"1.76"},{"v":3.0840089604891157,"d":"3.08"},0.0001276,1.7219,2,3.76611E-4,{"v":768.4272000000001,"d":"768"},{"v":847.53,"d":"848"},{"v":1130.04,"d":"1130"},0.95,0.95,0.95,768,848,1130,330,365,486,{"v":0.5352679613494188,"d":"0.54"},{"v":0.6503212769466717,"d":"0.65"},{"v":1.131438641834318,"d":"1.13"},3.5,16.4,17.7,29.7,null,3624,null,{"v":0.8,"d":"80%"},null,null,0,10,10.9,21.85,null,1,1,1,768,848,1130,null,0,0,0,1]
["22028010",null,null,2,20,280,10,11.5,0,26,30,47.8,{"v":1431.9,"d":"1432"},{"v":4331.3824,"d":"4331"},{"v":4782.224916852138,"d":"4782"},{"v":6369.68,"d":"6370"},1.5,1.08,1.08,1.08,1432,4331,4782,6370,123,372,411,548,{"v":0.14162389243175394,"d":"0.14"},{"v":1.0925143603098122,"d":"1.09"},{"v":1.3146532792613241,"d":"1.31"},{"v":2.244829316332864,"d":"2.24"},3.969E-4,1.7346,2,0.000367347,{"v":587.6832,"d":"588"},{"v":648.8536413352464,"d":"649"},{"v":864.24,"d":"864"},0.98,0.98,0.98,588,649,864,253,279,372,{"v":0.5349540342113627,"d":"0.53"},{"v":0.6410640057154129,"d":"0.64"},{"v":1.0925143603098122,"d":"1.09"},1.9,16.2,18.6,31.4,null,1591,null,{"v":0.9,"d":"90%"},null,null,0,10.2,11.9,21.85,null,1,1,1,588,649,864,null,0,0,0,1]
["22028015",null,null,2,20,280,15,16.5,0,26,30,48.9,{"v":2324.8,"d":"2325"},{"v":5583.9635634029,"d":"5584"},{"v":5708.947546820164,"d":"5709"},{"v":8483.56,"d":"8484"},1.5,1.08,1.08,1.08,2325,5584,5709,8484,200,480,491,730,{"v":0.2815330486350179,"d":"0.28"},{"v":1.4973769906672623,"d":"1.50"},{"v":1.5638277222676435,"d":"1.56"},{"v":3.3484388456827587,"d":"3.35"},0.0002083,1.724,2,0.000461829,{"v":762.2334450352322,"d":"762"},{"v":779.2942605603806,"d":"779"},{"v":1158.04,"d":"1158"},1.01,1.01,1.01,762,779,1158,328,335,498,{"v":0.7227149213034564,"d":"0.72"},{"v":0.7524622664738284,"d":"0.75"},{"v":1.6068391234938044,"d":"1.61"},2.8,19.3,20.4,34.5,null,2906,null,{"v":0.8,"d":"80%"},null,null,0,10,10.6,21.85,null,1,1,1,762,779,1158,null,0,0,0,{"$f":"IF(SUM(BV396:BX396)=0,1,0)","v":1}]
["22028020",null,null,2,20,280,20,21.5,0,26,30,48.9,{"v":3122.4,"d":"3122"},{"v":7236.859200000001,"d":"7237"},{"v":7990.125366439738,"d":"7990"},{"v":10642.44,"d":"10642"},1.5,1.08,1.08,1.08,3122,7237,7990,10642,268,622,687,915,{"v":0.3658591987009993,"d":"0.37"},{"v":1.8574060664841625,"d":"1.86"},{"v":2.2516092472705127,"d":"2.25"},{"v":3.924864715604983,"d":"3.92"},0.0001276,1.7219,2,3.76611E-4,{"v":894.3632000000001,"d":"894"},{"v":987.455178225689,"d":"987"},{"v":1315.24,"d":"1315"},0.95,0.95,0.95,894,987,1315,384,424,565,{"v":0.731424024445645,"d":"0.73"},{"v":0.885537105565082,"d":"0.89"},{"v":1.5421797125957473,"d":"1.54"},3.7,19.3,20.4,34.5,null,3903,null,{"v":0.8,"d":"80%"},null,null,0,10,10.6,21.85,null,1,1,1,894,987,1315,null,0,0,0,1]
["2355010",null,null,2,35,50,10,11.5,0,26,30,{"$f":"L28","v":38.8},{"v":353.7,"d":"354"},{"$f":"N28","v":649},{"$f":"O28","v":695},812,1.5,1.08,1.08,1.08,354,649,695,812,{"$f":"ROUND(U398*3600/(4186*ABS($O$1-$O$2)),0)","v":30},{"$f":"ROUND(V398*3600/(4186*ABS($O$1-$O$2)),0)","v":56},{"$f":"ROUND(W398*3600/(4186*ABS($O$1-$O$2)),0)","v":60},{"$f":"ROUND(X398*3600/(4186*ABS($O$1-$O$2)),0)","v":70},{"v":0.004250652672424648,"d":"0.00"},{"v":0.014273569595905599,"d":"0.01"},{"v":0.016323323223458832,"d":"0.02"},{"v":0.022034348729889495,"d":"0.02"},3.969E-4,1.7346,2,0.000367347,{"$f":"AK28","v":{"v":90.02011923475614,"d":"90"}},{"v":96.3282593249777,"d":"96"},{"v":112.64,"d":"113"},0.98,0.98,0.98,90,96,113,{"$f":"ROUND(AQ398*3600/(4186*ABS($AM$1-$AM$2)),0)","v":39},{"$f":"ROUND(AR398*3600/(4186*ABS($AM$1-$AM$2)),0)","v":41},{"$f":"ROUND(AS398*3600/(4186*ABS($AM$1-$AM$2)),0)","v":49},{"v":7.0687185128054265E-3,"d":"0.01"},{"v":0.00778908993794481,"d":"0.01"},{"v":0.011010617958771767,"d":"0.01"},0.3,{"$f":"BA28","v":3.6},{"$f":"BB28","v":4.1},5.1,null,393,null,{"v":0.9,"d":"90%"},null,null,0,{"$f":"BK352","v":14.2},{"$f":"BL352","v":16.2},21.85,null,1,1,1,90,96,113,null,0,0,0,1]
["2355011",null,null,2,35,50,11,11.5,0,26,30,{"$f":"L31","v":38.8},{"v":373.32000000000005,"d":"373"},{"$f":"N31","v":{"v":881.020769215156,"d":"881"}},{"$f":"O31","v":{"v":942.7581061776938,"d":"943"}},{"v":1102.4,"d":"1102"},1.5,1.1,1.1,1.1,373,881,943,1102,32,76,81,95,{"v":0.00802383336450902,"d":"0.01"},{"v":0.04264368655521608,"d":"0.04"},{"v":0.04824620699494949,"d":"0.05"},{"v":0.06572003953396613,"d":"0.07"},3.969E-4,1.7346,4,0.000574288,{"$f":"AK31","v":{"v":147.5613886319724,"d":"148"}},{"$f":"AL31","v":{"v":157.90172054122763,"d":"158"}},{"v":184.64,"d":"185"},0.95,0.95,0.95,148,158,185,64,68,80,{"v":0.030575828151930776,"d":"0.03"},{"v":0.03438168223252566,"d":"0.03"},{"v":0.047098764109165574,"d":"0.05"},0.7,{"$f":"BA31","v":3.6},{"$f":"BB31","v":4.1},5.1,null,549,null,{"v":0.68,"d":"68%"},null,null,0,{"$f":"BK398","v":14.2},{"$f":"BL398","v":16.2},21.85,null,1,1,1,148,158,185,null,0,0,0,1]
["2356010",null,null,2,35,60,10,11.5,0,26,30,{"$f":"L34","v":40},{"v":423.90000000000003,"d":"424"},{"$f":"N34","v":{"v":841.6922568781392,"d":"842"}},{"$f":"O34","v":{"v":901.3595094153106,"d":"901"}},{"v":1066.38,"d":"1066"},1.5,1.08,1.08,1.08,424,842,901,1066,36,72,77,92,{"v":0.006441688167242926,"d":"0.01"},{"v":0.024572994832794695,"d":"0.02"},{"v":0.027985026550444856,"d":"0.03"},{"v":0.03951290218026669,"d":"0.04"},3.969E-4,1.7346,2,0.000367347,{"$f":"AK34","v":{"v":116.68990721587436,"d":"117"}},{"v":124.9620115455649,"d":"125"},{"v":147.84,"d":"148"},0.98,0.98,0.98,117,125,148,50,54,64,{"v":0.01214004296048507,"d":"0.01"},{"v":0.014086095785072505,"d":"0.01"},{"v":0.019563990759703984,"d":"0.02"},0.4,{"$f":"BA34","v":4.8},{"$f":"BB34","v":5.4},6.8,null,471,null,{"v":0.9,"d":"90%"},null,null,0,{"$f":"BK353","v":13.6},{"$f":"BL353","v":15.6},21.85,null,1,1,1,117,125,148,null,0,0,0,1]
["2356011",null,null,2,35,60,11,11.5,0,26,30,{"$f":"L38","v":40},{"v":448.12,"d":"448"},{"$f":"N38","v":{"v":1142.036165791725,"d":"1142"}},{"$f":"O38","v":{"v":1222.9946868592929,"d":"1223"}},{"v":1446.9,"d":"1447"},1.5,1.1,1.1,1.1,448,1142,1223,1447,39,98,105,124,{"v":0.012641467158566712,"d":"0.01"},{"v":0.07423113670546667,"d":"0.07"},{"v":0.08479400067271489,"d":"0.08"},{"v":0.11688804961164248,"d":"0.12"},3.969E-4,1.7346,4,0.000574288,{"$f":"AK38","v":191},205,242,0.95,0.95,0.95,191,205,242,82,88,104,{"v":0.052655498392101936,"d":"0.05"},{"v":0.060326342797888885,"d":"0.06"},{"v":0.08324331121786346,"d":"0.08"},0.8,{"$f":"BA38","v":4.8},{"$f":"BB38","v":5.4},6.8,null,659,null,{"v":0.68,"d":"68%"},null,null,0,{"$f":"BK400","v":13.6},{"$f":"BL400","v":15.6},21.85,null,1,1,1,191,205,242,null,0,0,0,1]
["2356015",null,null,2,35,60,15,16.5,0,26,30,{"$f":"L42","v":41.1},632,{"$f":"N42","v":{"v":957.1925835750966,"d":"957"}},{"$f":"O42","v":{"v":1027.5250511543745,"d":"1028"}},{"v":1359.96,"d":"1360"},1.5,1.08,1.08,1.08,632,957,1028,1360,54,82,88,117,{"v":0.015002926741459546,"d":"0.02"},{"v":0.03414189879712035,"d":"0.03"},{"v":0.0392386054187797,"d":"0.04"},{"v":0.06880178174125845,"d":"0.07"},0.0002083,1.724,2,0.000461829,{"$f":"AK42","v":{"v":130.66063061772473,"d":"131"}},{"v":140.26129481477255,"d":"140"},{"v":185.64,"d":"186"},1.01,1.01,1.01,131,140,186,56,60,80,{"v":0.016115444159911004,"d":"0.02"},{"v":0.018458252538956766,"d":"0.02"},{"v":0.0325208961878376,"d":"0.03"},0.6,{"$f":"BA42","v":4.8},{"$f":"BB42","v":5.5},7.2,null,790,null,{"v":0.8,"d":"80%"},null,null,0,{"$f":"BK354","v":12.3},{"$f":"BL354","v":14.4},21.85,null,1,1,1,131,140,186,null,0,0,0,1]
["2356016",null,null,2,35,60,16,16.5,0,26,30,{"$f":"L46","v":41.1},663,{"$f":"N46","v":{"v":1399.7241764138612,"d":"1400"}},{"$f":"O46","v":{"v":1502.5729206967153,"d":"1503"}},{"v":1988.7,"d":"1989"},1.5,1.1,1.1,1.1,663,1400,1503,1989,57,120,129,171,{"v":0.04831030799740238,"d":"0.05"},{"v":0.21085507991814395,"d":"0.21"},{"v":0.24334273125065864,"d":"0.24"},{"v":0.4254627173067976,"d":"0.43"},0.0002083,1.724,4,1.392796E-3,{"$f":"AK46","v":214},230,305,0.95,0.95,0.95,214,230,305,92,99,131,{"v":0.12457564927087089,"d":"0.12"},{"v":0.14404410806926615,"d":"0.14"},{"v":0.2508759331127468,"d":"0.25"},1.2,{"$f":"BA46","v":4.8},{"$f":"BB46","v":5.5},7.2,null,975,null,{"v":0.68,"d":"68%"},null,null,0,{"$f":"BK402","v":12.3},{"$f":"BL402","v":14.4},21.85,null,1,1,1,214,230,305,null,0,0,0,1]
["2356020",null,null,2,35,60,20,21.5,0,26,30,{"$f":"L50","v":41.1},{"v":864.8000000000001,"d":"865"},{"$f":"N50","v":{"v":1346.575008837732,"d":"1347"}},{"$f":"O50","v":{"v":1442.0332127786496,"d":"1442"}},{"v":1706.04,"d":"1706"},1.5,1.08,1.08,1.08,865,1347,1442,1706,74,116,124,147,{"v":0.02209744894110708,"d":"0.02"},{"v":0.053754545103760785,"d":"0.05"},{"v":0.06133872577216264,"d":"0.06"},{"v":0.08590565253315716,"d":"0.09"},0.0001276,1.7219,2,3.76611E-4,{"$f":"AK50","v":{"v":166.41571994991173,"d":"166"}},{"v":178.21286873827722,"d":"178"},{"v":210.84,"d":"211"},0.95,0.95,0.95,166,178,211,71,77,91,{"v":0.020362186770824586,"d":"0.02"},{"v":0.02390299995886795,"d":"0.02"},{"v":0.033257087321880145,"d":"0.03"},0.8,{"$f":"BA50","v":4.8},{"$f":"BB50","v":5.5},7.2,null,1081,null,{"v":0.8,"d":"80%"},null,null,0,{"$f":"BK403","v":12.3},14.4,21.85,null,1,1,1,166,178,211,null,0,0,0,1]
["2356021",null,null,2,35,60,21,21.5,0,26,30,{"$f":"L54","v":41.1},{"v":997.6,"d":"998"},{"$f":"N54","v":{"v":1802.6437228662567,"d":"1803"}},{"$f":"O54","v":{"v":1935.0981352499616,"d":"1935"}},{"v":2561.16,"d":"2561"},1.5,1.05,1.05,1.05,998,1803,1935,2561,86,155,166,220,{"v":0.04215751154803389,"d":"0.04"},{"v":0.13454431150760796,"d":"0.13"},{"v":0.15402657304252074,"d":"0.15"},{"v":0.2685289255955803,"d":"0.27"},0.0001276,1.7219,4,0.000514201,{"$f":"AK54","v":{"v":233.8293185941635,"d":"234"}},{"v":251.01059773412922,"d":"251"},{"v":332.22,"d":"332"},0.85,0.85,0.85,234,251,332,101,108,143,{"v":0.05785134679032401,"d":"0.06"},{"v":0.06601213332318584,"d":"0.07"},{"v":0.1147780548995266,"d":"0.11"},1.6,{"$f":"BA54","v":4.8},{"$f":"BB54","v":5.5},7.2,null,1247,null,{"v":0.8,"d":"80%"},null,null,0,{"$f":"BK404","v":12.3},14.4,21.85,null,1,1,1,234,251,332,null,0,0,0,1]
["2357010",null,null,2,35,70,10,11.5,0,26,30,{"$f":"L58","v":41},495,{"$f":"N58","v":{"v":1029.7403904507714,"d":"1030"}},{"$f":"O58","v":{"v":1104.285963590294,"d":"1104"}},{"v":1320.28,"d":"1320"},1.5,1.08,1.08,1.08,495,1030,1104,1320,43,89,95,114,{"v":0.009603714687637002,"d":"0.01"},{"v":0.038924960889446435,"d":"0.04"},{"v":0.0441465902182657,"d":"0.04"},{"v":0.06277820934346216,"d":"0.06"},3.969E-4,1.7346,2,0.000367347,{"$f":"AK58","v":{"v":142.7603849699376,"d":"143"}},{"v":153.09517888293954,"d":"153"},{"v":183.04,"d":"183"},0.98,0.98,0.98,143,153,183,61,66,79,{"v":0.018801217016227327,"d":"0.02"},{"v":0.02187876494532763,"d":"0.02"},{"v":0.03093277823234393,"d":"0.03"},0.5,{"$f":"BA58","v":5.5},{"$f":"BB58","v":5.9},7.9,null,550,null,{"v":0.9,"d":"90%"},null,null,0,{"$f":"BK356","v":13.2},{"$f":"BL356","v":15.1},21.85,null,1,1,1,143,153,183,null,0,0,0,1]
["2357011",null,null,2,35,70,11,11.5,0,26,30,{"$f":"L62","v":41},{"v":522.9200000000001,"d":"523"},{"$f":"N62","v":{"v":1397.1861540381678,"d":"1397"}},{"$f":"O62","v":{"v":1498.3320774196782,"d":"1498"}},{"v":1791.4,"d":"1791"},1.5,1.1,1.1,1.1,523,1397,1498,1791,45,120,129,154,{"v":0.017775037160540595,"d":"0.02"},{"v":0.11600499755813,"d":"0.12"},{"v":0.1332901912514781,"d":"0.13"},{"v":0.1873650746869771,"d":"0.19"},3.969E-4,1.7346,4,0.000574288,{"$f":"AK62","v":{"v":234.0134719535625,"d":"234"}},{"v":250.95431311209123,"d":"251"},{"v":300.04,"d":"300"},0.95,0.95,0.95,234,251,300,101,108,129,{"v":0.08333759355342135,"d":"0.08"},{"v":0.0947670927585456,"d":"0.09"},{"v":0.1332901912514781,"d":"0.13"},0.9,{"$f":"BA62","v":5.5},{"$f":"BB62","v":5.9},7.9,null,769,null,{"v":0.68,"d":"68%"},null,null,0,{"$f":"BK406","v":13.2},{"$f":"BL406","v":15.1},21.85,null,1,1,1,234,251,300,null,0,0,0,1]
["2357015",null,null,2,35,70,15,16.5,0,26,30,{"$f":"L66","v":41.1},{"v":737.6,"d":"738"},{"$f":"N66","v":{"v":1070.8273541699666,"d":"1071"}},{"$f":"O66","v":{"v":1149.5094620994566,"d":"1150"}},{"v":1521.41,"d":"1521"},1.5,1.08,1.08,1.08,738,1071,1150,1521,63,92,99,131,{"v":0.02083472401994031,"d":"0.02"},{"v":0.043822991749213405,"d":"0.04"},{"v":0.05061744266822105,"d":"0.05"},{"v":0.08781307235307986,"d":"0.09"},0.0002083,1.724,2,0.000461829,{"$f":"AK66","v":{"v":135.09481491470635,"d":"135"}},{"v":145.0212935075816,"d":"145"},{"v":191.94,"d":"192"},1.01,1.01,1.01,135,145,192,58,62,83,{"v":0.017715040719154605,"d":"0.02"},{"v":0.020190861450308,"d":"0.02"},{"v":0.03579769620508036,"d":"0.04"},0.7,{"$f":"BA66","v":5.1},{"$f":"BB66","v":5.6},7.2,null,922,null,{"v":0.8,"d":"80%"},null,null,0,{"$f":"BK357","v":12.3},{"$f":"BL357","v":14.4},21.85,null,1,1,1,135,145,192,null,0,0,0,1]
["2357016",null,null,2,35,70,16,16.5,0,26,30,{"$f":"L70","v":41.1},{"v":773.84,"d":"774"},{"$f":"N70","v":{"v":1627.62717250317,"d":"1628"}},{"$f":"O70","v":{"v":1747.2217424001376,"d":"1747"}},{"v":2312.5,"d":"2313"},1.5,1.1,1.1,1.1,774,1628,1747,2313,67,140,150,199,{"v":0.06765778045200792,"d":"0.07"},{"v":0.2902779131483183,"d":"0.29"},{"v":0.33273460547085354,"d":"0.33"},{"v":0.5822430562049591,"d":"0.58"},0.0002083,1.724,4,1.392796E-3,{"$f":"AK70","v":{"v":219.59769851718443,"d":"220"}},{"v":235.7332685962564,"d":"236"},312,0.95,0.95,0.95,220,236,312,95,101,134,{"v":0.1348444213322838,"d":"0.13"},{"v":0.1521944098151945,"d":"0.15"},{"v":0.26618360536544905,"d":"0.27"},1.4,{"$f":"BA70","v":5.1},{"$f":"BB70","v":5.6},7.2,null,1138,null,{"v":0.68,"d":"68%"},null,null,0,{"$f":"BK408","v":12.3},{"$f":"BL408","v":14.4},21.85,null,1,1,1,220,236,312,null,0,0,0,1]
["2357020",null,null,2,35,70,20,21.5,0,26,30,{"$f":"L74","v":41.1},{"v":1008.8000000000001,"d":"1009"},{"$f":"N74","v":{"v":1509.840819712653,"d":"1510"}},{"$f":"O74","v":{"v":1619.1421060355642,"d":"1619"}},{"v":1935.84,"d":"1936"},1.5,1.08,1.08,1.08,1009,1510,1619,1936,87,130,139,166,{"v":0.030975335955806562,"d":"0.03"},{"v":0.06844420067394426,"d":"0.07"},{"v":0.07812114773499958,"d":"0.08"},{"v":0.11095002490928764,"d":"0.11"},0.0001276,1.7219,2,3.76611E-4,{"$f":"AK74","v":{"v":170.52628152222005,"d":"171"}},{"v":182.87112058001478,"d":"183"},{"v":218.64000000000001,"d":"219"},0.95,0.95,0.95,171,183,219,74,79,94,{"v":0.02251119783327968,"d":"0.02"},{"v":0.025608782122359248,"d":"0.03"},{"v":0.036084845824600094,"d":"0.04"},0.9,{"$f":"BA74","v":5.1},{"$f":"BB74","v":5.6},7.2,null,1261,null,{"v":0.8,"d":"80%"},null,null,0,{"$f":"BK409","v":12.3},14.4,21.85,null,1,1,1,171,183,219,null,0,0,0,1]
["2357021",null,null,2,35,70,21,21.5,0,26,30,{"$f":"L78","v":41.1},1164,{"$f":"N78","v":{"v":1977.829194535895,"d":"1978"}},{"$f":"O78","v":{"v":2123.1558613833213,"d":"2123"}},{"v":2810.06,"d":"2810"},1.5,1.05,1.05,1.05,1164,1978,2123,2810,100,170,183,242,{"v":0.05811870904430734,"d":"0.06"},{"v":0.16489933699427986,"d":"0.16"},{"v":0.1906306494771868,"d":"0.19"},{"v":0.3305057858506517,"d":"0.33"},0.0001276,1.7219,4,0.000514201,{"$f":"AK78","v":{"v":240.30463534531125,"d":"240"}},{"v":257.9617069363265,"d":"258"},{"v":341.42,"d":"341"},0.85,0.85,0.85,240,258,341,103,111,147,{"v":0.06159102799690025,"d":"0.06"},{"v":0.07133572501153694,"d":"0.07"},{"v":0.12389224890734116,"d":"0.12"},1.9,{"$f":"BA78","v":5.1},{"$f":"BB78","v":5.6},7.2,null,1455,null,{"v":0.8,"d":"80%"},null,null,0,{"$f":"BK410","v":12.3},14.4,21.85,null,1,1,1,240,258,341,null,0,0,0,1]
["2358010",null,null,2,35,80,10,11.5,0,26,30,{"$f":"L82","v":41.8},{"$f":"IF($N412-($BE412*$BG412)>100,$BE412*$BG412,$N412-95)","v":{"v":565.2,"d":"565"}},{"$f":"N82","v":{"v":1214.2269940407766,"d":"1214"}},{"$f":"O82","v":{"v":1304.143370405705,"d":"1304"}},{"v":1574.18,"d":"1574"},1.5,1.08,1.08,1.08,{"$f":"ROUND(M412*POWER(CF_heat,Q412),0)","v":565},{"$f":"ROUND(N412*POWER(CF_heat,R412),0)","v":1214},{"$f":"ROUND(O412*POWER(CF_heat,S412),0)","v":1304},{"$f":"ROUND(P412*POWER(CF_heat,T412),0)","v":1574},49,104,112,135,{"v":0.013005294799927751,"d":"0.01"},{"v":0.05502875488465266,"d":"0.06"},{"v":0.06345686966495562,"d":"0.06"},{"v":0.09090986199355394,"d":"0.09"},{"$f":"IF($G412=$CO$103,CP$103,IF($G412=$CO$104,CP$104,IF($G412=$CO$105,CP$105,IF($G412=$CO$107,CP$107,IF($G412=$CO$108,CP$108,IF($G412=$CO$109,CP$109,IF($G412=$CO$111,CP$111,IF($G412=$CO$112,CP$112,IF($G412=$CO$113,CP$113,IF($G412=$CO$115,CP$115,IF($G412=$CO$116,CP$116,IF($G412=$CO$117,CP$117,IF($G412=$CO$119,CP$119,IF($G412=$CO$120,CP$120,))))))))))))))","v":3.969E-4},{"$f":"IF($G412=$CO$103,CQ$103,IF($G412=$CO$104,CQ$104,IF($G412=$CO$105,CQ$105,IF($G412=$CO$107,CQ$107,IF($G412=$CO$108,CQ$108,IF($G412=$CO$109,CQ$109,IF($G412=$CO$111,CQ$111,IF($G412=$CO$112,CQ$112,IF($G412=$CO$113,CQ$113,IF($G412=$CO$115,CQ$115,IF($G412=$CO$116,CQ$116,IF($G412=$CO$117,CQ$117,IF($G412=$CO$119,CQ$119,IF($G412=$CO$120,CQ$120,))))))))))))))","v":1.7346},{"$f":"IF($G412=$CO$103,CR$103,IF($G412=$CO$104,CR$104,IF($G412=$CO$105,CR$105,IF($G412=$CO$107,CR$107,IF($G412=$CO$108,CR$108,IF($G412=$CO$109,CR$109,IF($G412=$CO$111,CR$111,IF($G412=$CO$112,CR$112,IF($G412=$CO$113,CR$113,IF($G412=$CO$115,CR$115,IF($G412=$CO$116,CR$116,IF($G412=$CO$117,CR$117,IF($G412=$CO$119,CR$119,IF($G412=$CO$120,CR$120,))))))))))))))","v":2},{"$f":"IF($G412=$CO$103,CS$103,IF($G412=$CO$104,CS$104,IF($G412=$CO$105,CS$105,IF($G412=$CO$107,CS$107,IF($G412=$CO$108,CS$108,IF($G412=$CO$109,CS$109,IF($G412=$CO$111,CS$111,IF($G412=$CO$112,CS$112,IF($G412=$CO$113,CS$113,IF($G412=$CO$115,CS$115,IF($G412=$CO$116,CS$116,IF($G412=$CO$117,CS$117,IF($G412=$CO$119,CS$119,IF($G412=$CO$120,CS$120,))))))))))))))","v":0.000367347},{"$f":"AK82","v":{"v":168.33710197020613,"d":"168"}},{"v":180.80286190736828,"d":"181"},{"v":218.24,"d":"218"},0.98,0.98,0.98,{"$f":"ROUND(AK412*POWER(CF_cool,AN412),0)","v":168},{"$f":"ROUND(AL412*POWER(CF_cool,AO412),0)","v":181},{"$f":"ROUND(AM412*POWER(CF_cool,AP412),0)","v":218},72,78,94,{"v":0.027165359623318678,"d":"0.03"},{"v":0.03167181300086596,"d":"0.03"},{"v":0.045312552969066985,"d":"0.05"},{"$f":"ROUND(IF(G412=10,$CO$92*F412,IF(G412=11,$CO$93*F412,IF(G412=15,$CO$94*F412,IF(G412=16,$CO$95*F412,IF(G412=20,$CO$96*F412,IF(G412=21,$CO$97*F412,)))))),1)","v":0.5},{"$f":"BA82","v":6.3},{"$f":"BB82","v":6.8},9.1,null,628,null,{"$f":"IF(G412=10,0.9,IF(G412=11,0.68,IF(G412=15,0.8,IF(G412=16,0.68,IF(G412=20,0.8,IF(G412=21,0.8))))))","v":{"v":0.9,"d":"90%"}},null,null,0,{"$f":"BK359","v":12.8},{"$f":"BL359","v":14.7},21.85,null,1,1,1,{"$f":"AQ412/BO412","v":168},181,218,null,{"$f":"BR412-AQ412","v":0},{"$f":"BS412-AR412","v":0},{"$f":"BT412-AS412","v":0},1]
[{"$f":"CONCATENATE(D413,E413,F413,G413)","v":"2358011"},null,null,2,35,80,11,11.5,0,26,30,{"$f":"L86","v":41.8},{"v":597.0400000000001,"d":"597"},{"$f":"N86","v":{"v":1647.5037394527276,"d":"1648"}},{"$f":"O86","v":{"v":1769.505282019556,"d":"1770"}},{"v":2135.9,"d":"2136"},1.5,{"$f":"IF($G413=10,1.08,IF($G413=11,1.1,IF($G413=15,1.08,IF($G413=16,1.1,IF($G413=20,1.08,IF($G413=21,1.05))))))","v":1.1},1.1,1.1,597,1648,1770,2136,51,142,152,184,{"$f":"(($AG413*(Y413^$AH413)*((($F413-14.4)*$AI413)/100))+($AJ413*(Y413^2)))*0.0098","v":{"v":0.023988714945683883,"d":"0.02"}},{"$f":"(($AG413*(Z413^$AH413)*((($F413-14.4)*$AI413)/100))+($AJ413*(Z413^2)))*0.0098","v":{"v":0.1687204798043572,"d":"0.17"}},{"$f":"(($AG413*(AA413^$AH413)*((($F413-14.4)*$AI413)/100))+($AJ413*(AA413^2)))*0.0098","v":{"v":0.19218780961004492,"d":"0.19"}},{"$f":"(($AG413*(AB413^$AH413)*((($F413-14.4)*$AI413)/100))+($AJ413*(AB413^2)))*0.0098","v":{"v":0.2771236061849882,"d":"0.28"}},3.969E-4,1.7346,4,0.000574288,{"$f":"AK86","v":276},296,358,0.95,0.95,0.95,276,296,358,119,127,154,{"$f":"(($AG413*(AT413^$AH413)*((($F413-14.4)*$AI413)/100))+($AJ413*(AT413^2)))*0.0098","v":{"v":0.12035350001470055,"d":"0.12"}},{"$f":"(($AG413*(AU413^$AH413)*((($F413-14.4)*$AI413)/100))+($AJ413*(AU413^2)))*0.0098","v":{"v":0.13628668965853094,"d":"0.14"}},{"$f":"(($AG413*(AV413^$AH413)*((($F413-14.4)*$AI413)/100))+($AJ413*(AV413^2)))*0.0098","v":{"v":0.1970576817820449,"d":"0.20"}},1.1,{"$f":"BA86","v":6.3},{"$f":"BB86","v":6.8},9.1,null,878,null,{"v":0.68,"d":"68%"},null,null,0,{"$f":"BK412","v":12.8},{"$f":"BL412","v":14.7},21.85,null,1,1,1,276,{"$f":"AR413/BP413","v":296},{"$f":"AS413/BQ413","v":358},null,0,0,0,1]
["2358015",null,null,2,35,80,15,16.5,0,26,30,{"$f":"L90","v":42.4},{"v":843.2,"d":"843"},{"$f":"N90","v":{"v":1395.33740436932,"d":"1395"}},{"$f":"O90","v":{"v":1496.2563490716184,"d":"1496"}},{"v":2007.56,"d":"2008"},1.5,1.08,1.08,1.08,843,1395,1496,2008,72,120,129,173,{"v":0.02772710989083878,"d":"0.03"},{"v":0.0754619408365597,"d":"0.08"},{"v":0.08697073187627373,"d":"0.09"},{"v":0.1547867774406054,"d":"0.15"},0.0002083,1.724,2,0.000461829,{"$f":"AK90","v":{"v":190.4691577304631,"d":"190"}},{"v":204.24499885412456,"d":"204"},{"v":274.04,"d":"274"},1.01,1.01,1.01,190,204,274,82,88,118,{"v":0.035768909532348576,"d":"0.04"},{"v":0.041076258231928696,"d":"0.04"},{"v":0.07301376057828349,"d":"0.07"},0.8,{"$f":"BA90","v":{"v":6,"d":"6.0"}},{"$f":"BB90","v":6.7},{"v":9,"d":"9.0"},null,1054,null,{"v":0.8,"d":"80%"},null,null,0,{"$f":"BK360","v":11.8},{"$f":"BL360","v":13.7},21.85,null,{"$f":"IF((237.3*LN(($AQ$1*EXP(17.27*($AM$3/($AM$3+237.3))))))/(17.27-LN(($AQ$1*EXP(17.27*($AM$3/($AM$3+237.3))))))<(($AM$1+$AM$2)/2),1,IF(1/(1+((2258*((0.622/((101325/(1*611*EXP(17.27*((($AM$1+$AM$2)/2)/((($AM$1+$AM$2)/2)+237.3))))))-1)*1000-(0.622/((101325/($AQ$1*611*EXP(17.27*($AM$3/($AM$3+237.3))))))-1)*1000))/(1005*((($AM$1+$AM$2)/2)-$AM$3))))>1,1,1/(1+((2258*((0.622/((101325/(1*611*EXP(17.27*((($AM$1+$AM$2)/2)/((($AM$1+$AM$2)/2)+237.3))))))-1)*1000-(0.622/((101325/($AQ$1*611*EXP(17.27*($AM$3/($AM$3+237.3))))))-1)*1000))/(1005*((($AM$1+$AM$2)/2)-$AM$3))))))","v":1},1,1,190,204,274,null,0,0,0,1]
["2358016",null,null,2,35,80,16,16.5,0,26,30,{"$f":"L94","v":42.4},{"v":884.0000000000001,"d":"884"},{"$f":"N94","v":{"v":2040.4331716148024,"d":"2040"}},{"$f":"O94","v":{"v":2188.0092071816284,"d":"2188"}},{"v":2935.7,"d":"2936"},1.5,1.1,1.1,1.1,884,2040,2188,2936,76,175,188,252,{"v":0.08820165414422913,"d":"0.09"},{"v":0.4574474388725192,"d":"0.46"},{"v":0.5270441899399481,"d":"0.53"},{"v":0.9407339766638919,"d":"0.94"},0.0002083,1.724,4,1.392796E-3,{"$f":"AK94","v":312},335,450,0.95,0.95,0.95,312,335,450,134,144,194,{"v":0.2699776637468608,"d":"0.27"},{"v":0.31121106327333475,"d":"0.31"},{"v":0.5608119342375016,"d":"0.56"},1.6,{"$f":"BA94","v":{"v":6,"d":"6.0"}},{"$f":"BB94","v":6.7},{"v":9,"d":"9.0"},null,1300,null,{"v":0.68,"d":"68%"},null,null,0,{"$f":"BK414","v":11.8},{"$f":"BL414","v":13.7},21.85,null,1,1,1,312,335,450,null,0,0,0,1]
["2358020",null,null,2,35,80,20,21.5,0,26,30,{"$f":"L98","v":42.4},{"v":1152.8,"d":"1153"},{"$f":"N98","v":{"v":1942.5718983039128,"d":"1943"}},{"$f":"O98","v":{"v":2086.4239348515057,"d":"2086"}},{"v":2518.44,"d":"2518"},1.5,1.08,1.08,1.08,1153,1943,2086,2518,99,167,179,217,{"v":0.0406535846638949,"d":"0.04"},{"v":0.11395554008077592,"d":"0.11"},{"v":0.1306787233750386,"d":"0.13"},{"v":0.19110006829963533,"d":"0.19"},0.0001276,1.7219,2,3.76611E-4,{"$f":"AK98","v":{"v":240.0716624688735,"d":"240"}},{"v":257.8495360156218,"d":"258"},{"v":311.24,"d":"311"},0.95,0.95,0.95,240,258,311,103,111,134,{"v":0.0439519634412318,"d":"0.04"},{"v":0.05092991835624913,"d":"0.05"},{"v":0.07381701321036345,"d":"0.07"},1.1,{"$f":"BA98","v":{"v":6,"d":"6.0"}},{"$f":"BB98","v":6.7},{"v":9,"d":"9.0"},null,1441,null,{"v":0.8,"d":"80%"},null,null,0,{"$f":"BK415","v":11.8},13.7,21.85,null,1,1,1,240,258,311,null,0,0,0,1]
["2358021",null,null,2,35,80,21,21.5,0,26,30,{"$f":"L102","v":42.4},{"v":1329.6000000000001,"d":"1330"},{"$f":"N102","v":{"v":2627.7848955664344,"d":"2628"}},{"$f":"O102","v":{"v":2817.8416357747774,"d":"2818"}},{"v":3780.76,"d":"3781"},1.5,1.05,1.05,1.05,1330,2628,2818,3781,114,226,242,325,{"v":0.07691323090609616,"d":"0.08"},{"v":0.29449823797779945,"d":"0.29"},{"v":0.3368712257217761,"d":"0.34"},{"v":0.6016452248134326,"d":"0.60"},0.0001276,1.7219,4,0.000514201,{"$f":"AK102","v":{"v":340.86222571220884,"d":"341"}},{"v":365.515371252517,"d":"366"},{"v":490.42,"d":"490"},0.85,0.85,0.85,341,366,490,147,157,211,{"v":0.12659023968056798,"d":"0.13"},{"v":0.14403307699408213,"d":"0.14"},{"v":0.25732674402542394,"d":"0.26"},2.1,{"$f":"BA102","v":{"v":6,"d":"6.0"}},{"$f":"BB102","v":6.7},{"v":9,"d":"9.0"},null,1662,null,{"v":0.8,"d":"80%"},null,null,0,{"$f":"BK416","v":11.8},13.7,21.85,null,1,1,1,341,366,490,null,0,0,0,1]
["2359010",null,null,2,35,90,10,11.5,0,26,30,{"$f":"L106","v":42.4},{"v":636.3000000000001,"d":"636"},{"$f":"N106","v":{"v":1395.6272192501513,"d":"1396"}},{"$f":"O106","v":{"v":1501.3000140389001,"d":"1501"}},{"v":1828.08,"d":"1828"},1.5,1.08,1.08,1.08,636,1396,1501,1828,55,120,129,157,{"v":0.017031751142641705,"d":"0.02"},{"v":0.07560878121067112,"d":"0.08"},{"v":0.08685321114716028,"d":"0.09"},{"v":0.12662134598395483,"d":"0.13"},3.969E-4,1.7346,2,0.000367347,{"$f":"AK106","v":{"v":193.48593193227777,"d":"193"}},{"v":208.1361185276459,"d":"208"},{"v":253.44,"d":"253"},0.98,0.98,0.98,193,208,253,83,89,109,{"v":0.03734023921264072,"d":"0.04"},{"v":0.04266933360054228,"d":"0.04"},{"v":0.06288933684631558,"d":"0.06"},0.6,{"$f":"BA106","v":6.7},{"$f":"BB106","v":7.4},10.3,null,707,null,{"v":0.9,"d":"90%"},null,null,0,{"$f":"BK362","v":12.5},{"$f":"BL362","v":14.7},21.85,null,1,1,1,193,208,253,null,0,0,0,1]
["2359011",null,null,2,35,90,11,11.5,0,26,30,{"$f":"L110","v":42.4},{"v":671.84,"d":"672"},{"$f":"N110","v":{"v":1893.633623598571,"d":"1894"}},{"$f":"O110","v":{"v":2037.0140009310799,"d":"2037"}},{"v":2480.4,"d":"2480"},1.5,1.1,1.1,1.1,672,1894,2037,2480,58,163,175,213,{"v":0.032401537288077764,"d":"0.03"},{"v":0.23039387696616745,"d":"0.23"},{"v":0.26382483336744583,"d":"0.26"},{"v":0.38395411039699373,"d":"0.38"},3.969E-4,1.7346,4,0.000574288,{"$f":"AK110","v":{"v":317.1630191048985,"d":"317"}},{"v":341.1776715637832,"d":"341"},{"v":415.44,"d":"415"},0.95,0.95,0.95,317,341,415,136,147,178,{"v":0.16316026903161293,"d":"0.16"},{"v":0.18921140887221088,"d":"0.19"},{"v":0.2725218612263355,"d":"0.27"},1.2,{"$f":"BA110","v":6.7},{"$f":"BB110","v":7.4},10.3,null,988,null,{"v":0.68,"d":"68%"},null,null,0,{"$f":"BK418","v":12.5},{"$f":"BL418","v":14.7},21.85,null,1,1,1,317,341,415,null,0,0,0,1]
["2359015",null,null,2,35,90,15,16.5,0,26,30,{"$f":"L114","v":43.3},948,{"$f":"N114","v":{"v":1597.9167676946356,"d":"1598"}},{"$f":"O114","v":{"v":1711.9130538160239,"d":"1712"}},{"v":2331.36,"d":"2331"},1.5,1.08,1.08,1.08,948,1598,1712,2331,82,137,147,200,{"v":0.036582414899962695,"d":"0.04"},{"v":0.09984662963434696,"d":"0.10"},{"v":0.11462442340612437,"d":"0.11"},{"v":0.20964202709641322,"d":"0.21"},0.0002083,1.724,2,0.000461829,{"$f":"AK114","v":{"v":218.12205414485143,"d":"218"}},{"v":233.68300487544244,"d":"234"},{"v":318.24,"d":"318"},1.01,1.01,1.01,218,234,318,94,101,137,{"v":0.04777393228997936,"d":"0.05"},{"v":0.05497776159902216,"d":"0.05"},{"v":0.09984662963434696,"d":"0.10"},0.9,{"$f":"BA114","v":{"v":7,"d":"7.0"}},{"$f":"BB114","v":7.7},10.7,null,1185,null,{"v":0.8,"d":"80%"},null,null,0,{"$f":"BK363","v":11.3},{"$f":"BL363","v":13.2},21.85,null,1,1,1,218,234,318,null,0,0,0,1]
["2359016",null,null,2,35,90,16,16.5,0,26,30,{"$f":"L118","v":43.3},{"v":994.84,"d":"995"},{"$f":"N118","v":{"v":2336.669516687492,"d":"2337"}},{"$f":"O118","v":{"v":2503.3688418217644,"d":"2503"}},{"v":3409.2,"d":"3409"},1.5,1.1,1.1,1.1,995,2337,2503,3409,86,201,215,293,{"v":0.11430377195350823,"d":"0.11"},{"v":0.6091536033262105,"d":"0.61"},{"v":0.6957504205886854,"d":"0.70"},{"v":1.2822911322288062,"d":"1.28"},0.0002083,1.724,4,1.392796E-3,{"$f":"AK118","v":{"v":357.77938745479025,"d":"358"}},{"v":383.3035713454655,"d":"383"},522,0.95,0.95,0.95,358,383,522,154,165,224,{"v":0.36016635113087053,"d":"0.36"},{"v":0.4126668756670805,"d":"0.41"},{"v":0.7544267517546265,"d":"0.75"},1.8,{"$f":"BA118","v":{"v":7,"d":"7.0"}},{"$f":"BB118","v":7.7},10.7,null,1463,null,{"v":0.68,"d":"68%"},null,null,0,{"$f":"BK420","v":11.3},{"$f":"BL420","v":13.2},21.85,null,1,1,1,358,383,522,null,0,0,0,1]
["2359020",null,null,2,35,90,20,21.5,0,26,30,{"$f":"L122","v":43.3},{"v":1296.8000000000002,"d":"1297"},{"$f":"N122","v":{"v":2232.7836804230465,"d":"2233"}},{"$f":"O122","v":{"v":2401.8435041457315,"d":"2402"}},{"v":2924.64,"d":"2925"},1.5,1.08,1.08,1.08,1297,2233,2402,2925,112,192,207,252,{"v":0.05268247964734005,"d":"0.05"},{"v":0.15220989401469975,"d":"0.15"},{"v":0.17653301618879313,"d":"0.18"},{"v":0.26017862567755984,"d":"0.26"},0.0001276,1.7219,2,3.76611E-4,{"$f":"AK122","v":{"v":275.9373233806916,"d":"276"}},{"v":296.8304872184041,"d":"297"},{"v":361.44,"d":"361"},0.95,0.95,0.95,276,297,361,119,128,155,{"v":0.05935306887959389,"d":"0.06"},{"v":0.0685057463009488,"d":"0.07"},{"v":0.0998439426179513,"d":"0.10"},1.2,{"$f":"BA122","v":{"v":7,"d":"7.0"}},{"$f":"BB122","v":7.7},10.7,null,1621,null,{"v":0.8,"d":"80%"},null,null,0,{"$f":"BK421","v":11.3},13.2,21.85,null,1,1,1,276,297,361,null,0,0,0,1]
["2359021",null,null,2,35,90,21,21.5,0,26,30,{"$f":"L126","v":43.3},1496,{"$f":"N126","v":{"v":3009.294765102498,"d":"3009"}},{"$f":"O126","v":{"v":3223.97955595124,"d":"3224"}},{"v":4390.56,"d":"4391"},1.5,1.05,1.05,1.05,1496,3009,3224,4391,129,259,277,378,{"v":0.10014539466079872,"d":"0.10"},{"v":0.3921228506628396,"d":"0.39"},{"v":0.4473750300143957,"d":"0.45"},{"v":0.8237317604768891,"d":"0.82"},0.0001276,1.7219,4,0.000514201,{"$f":"AK126","v":{"v":390.3496489334332,"d":"390"}},{"v":418.197413702432,"d":"418"},{"v":569.52,"d":"570"},0.85,0.85,0.85,390,418,570,168,180,245,{"v":0.16789509816318576,"d":"0.17"},{"v":0.19217671661448937,"d":"0.19"},{"v":0.35163070513405226,"d":"0.35"},2.4,{"$f":"BA126","v":{"v":7,"d":"7.0"}},{"$f":"BB126","v":7.7},10.7,null,1870,null,{"v":0.8,"d":"80%"},null,null,0,{"$f":"BK422","v":11.3},13.2,21.85,null,1,1,1,390,418,570,null,0,0,0,1]
["23510010",null,null,2,35,100,10,11.5,0,26,30,{"$f":"L130","v":43},{"v":706.5,"d":"707"},{"$f":"N130","v":{"v":1574.3905475253332,"d":"1574"}},{"$f":"O130","v":{"v":1696.1265760133244,"d":"1696"}},{"v":2081.98,"d":"2082"},1.5,1.08,1.08,1.08,707,1574,1696,2082,61,135,146,179,{"v":0.02171791564048668,"d":"0.02"},{"v":0.09862323121872285,"d":"0.10"},{"v":0.11455551187153463,"d":"0.11"},{"v":0.16920060692862343,"d":"0.17"},3.969E-4,1.7346,2,0.000367347,{"$f":"AK130","v":{"v":218.26918973175157,"d":"218"}},{"v":235.14633901405676,"d":"235"},{"v":288.64,"d":"289"},0.98,0.98,0.98,218,235,289,94,101,124,{"v":0.04942930530670935,"d":"0.05"},{"v":0.05668113608073874,"d":"0.06"},{"v":0.08384149307866094,"d":"0.08"},0.7,{"$f":"BA130","v":7.8},{"$f":"BB130","v":8.7},12.2,null,785,null,{"v":0.9,"d":"90%"},null,null,0,{"$f":"BK365","v":12.3},{"$f":"BL365","v":14.1},21.85,null,1,1,1,218,235,289,null,0,0,0,1]
["23510011",null,null,2,35,100,11,11.5,0,26,30,{"$f":"L134","v":43},{"v":746.6400000000001,"d":"747"},{"$f":"N134","v":{"v":2136.1856779144437,"d":"2136"}},{"$f":"O134","v":{"v":2301.361187225641,"d":"2301"}},{"v":2824.9,"d":"2825"},1.5,1.1,1.1,1.1,747,2136,2301,2825,64,184,198,243,{"v":0.0411424691653167,"d":"0.04"},{"v":0.3035203378345578,"d":"0.30"},{"v":0.3489438597084153,"d":"0.35"},{"v":0.5153554252697664,"d":"0.52"},3.969E-4,1.7346,4,0.000574288,{"$f":"AK134","v":358},385,473,0.95,0.95,0.95,358,385,473,154,166,203,{"v":0.21644289597218058,"d":"0.22"},{"v":0.2495876591101075,"d":"0.25"},{"v":0.3659001109941029,"d":"0.37"},1.3,{"$f":"BA134","v":7.8},{"$f":"BB134","v":8.7},12.2,null,1098,null,{"v":0.68,"d":"68%"},null,null,0,{"$f":"BK424","v":12.3},{"$f":"BL424","v":14.1},21.85,null,1,1,1,358,385,473,null,0,0,0,1]
["23510015",null,null,2,35,100,15,16.5,0,26,30,{"$f":"L138","v":44.1},{"v":1053.6000000000001,"d":"1054"},{"$f":"N138","v":{"v":1798.7737222599399,"d":"1799"}},{"$f":"O138","v":{"v":1926.0891717740149,"d":"1926"}},{"v":2655.16,"d":"2655"},1.5,1.08,1.08,1.08,1054,1799,1926,2655,91,155,166,228,{"v":0.04581227585964948,"d":"0.05"},{"v":0.12960669873525657,"d":"0.13"},{"v":0.14820649885017992,"d":"0.15"},{"v":0.2758730960999123,"d":"0.28"},0.0002083,1.724,2,0.000461829,{"$f":"AK138","v":{"v":245.5398348483303,"d":"246"}},{"v":262.9189048561194,"d":"263"},{"v":362.44,"d":"362"},1.01,1.01,1.01,246,263,362,106,113,156,{"v":0.061693712021988735,"d":"0.06"},{"v":0.06989545441405931,"d":"0.07"},{"v":0.1312469465018126,"d":"0.13"},{"v":1,"d":"1.0"},{"$f":"BA138","v":{"v":7,"d":"7.0"}},{"$f":"BB138","v":7.7},10.7,null,1317,null,{"v":0.8,"d":"80%"},null,null,0,{"$f":"BK366","v":10.9},{"$f":"BL366","v":12.8},21.85,null,1,1,1,246,263,362,null,0,0,0,1]
["23510016",null,null,2,35,100,16,16.5,0,26,30,{"$f":"L142","v":44.1},1105,{"$f":"N142","v":{"v":2630.387144811864,"d":"2630"}},{"$f":"O142","v":{"v":2816.5633812075234,"d":"2817"}},{"v":3882.7,"d":"3883"},1.5,1.1,1.1,1.1,1105,2630,2817,3883,95,226,242,334,{"v":0.1411350215727247,"d":"0.14"},{"v":0.7771277076165684,"d":"0.78"},{"v":0.8893436749809193,"d":"0.89"},{"v":1.6794877029795134,"d":"1.68"},0.0002083,1.724,4,1.392796E-3,{"$f":"AK142","v":403},431,595,0.95,0.95,0.95,403,431,595,173,185,256,{"v":0.45896052508691165,"d":"0.46"},{"v":0.5237816029681843,"d":"0.52"},{"v":0.9936684747746941,"d":"0.99"},{"v":2,"d":"2.0"},{"$f":"BA142","v":{"v":7,"d":"7.0"}},{"$f":"BB142","v":7.7},10.7,null,1625,null,{"v":0.68,"d":"68%"},null,null,0,{"$f":"BK426","v":10.9},{"$f":"BL426","v":12.8},21.85,null,1,1,1,403,431,595,null,0,0,0,1]
["23510020",null,null,2,35,100,20,21.5,0,26,30,{"$f":"L146","v":44.1},{"v":1440.8000000000002,"d":"1441"},{"$f":"N146","v":{"v":2518.7768428703835,"d":"2519"}},{"$f":"O146","v":{"v":2713.5353098724395,"d":"2714"}},{"v":3330.84,"d":"3331"},1.5,1.08,1.08,1.08,1441,2519,2714,3331,124,217,233,286,{"v":0.06536431573651584,"d":"0.07"},{"v":0.1963758492708046,"d":"0.20"},{"v":0.22589211718801094,"d":"0.23"},{"v":0.3382159729533156,"d":"0.34"},0.0001276,1.7219,2,3.76611E-4,{"$f":"AK146","v":{"v":311.2816285378957,"d":"311"}},{"v":335.3507448439105,"d":"335"},{"v":411.64,"d":"412"},{"$f":"IF($G428=10,0.98,IF($G428=11,0.95,IF($G428=15,1.01,IF($G428=16,0.95,IF($G428=20,0.95,IF($G428=21,0.85))))))","v":0.95},0.95,0.95,311,335,412,134,144,177,{"v":0.0761173874401084,"d":"0.08"},{"v":0.08767678608746131,"d":"0.09"},{"v":0.13152753973488002,"d":"0.13"},1.3,{"$f":"BA146","v":{"v":7,"d":"7.0"}},{"$f":"BB146","v":7.7},10.7,null,1801,null,{"v":0.8,"d":"80%"},null,null,0,{"$f":"BK427","v":10.9},12.8,21.85,null,1,1,1,311,335,412,null,0,0,0,1]
["23510021",null,null,2,35,100,21,21.5,0,26,30,{"$f":"L150","v":44.1},{"v":1662.4,"d":"1662"},{"$f":"N150","v":{"v":3387.5608889256064,"d":"3388"}},{"$f":"O150","v":{"v":3627.3291443724347,"d":"3627"}},{"v":5000.36,"d":"5000"},1.5,1.05,1.05,1.05,1662,3388,3627,5000,143,291,312,430,{"v":0.12506934582876045,"d":"0.13"},{"v":0.5015712551884005,"d":"0.50"},{"v":0.5749237834149689,"d":"0.57"},{"v":1.0783579804788856,"d":"1.08"},0.0001276,1.7219,4,0.000514201,{"$f":"AK150","v":{"v":439.4163107806092,"d":"439"}},{"v":470.51776864522725,"d":"471"},{"v":648.62,"d":"649"},0.85,0.85,0.85,439,471,649,189,203,279,{"v":0.21560419169801393,"d":"0.22"},{"v":0.24792046126884393,"d":"0.25"},{"v":0.46186798350799674,"d":"0.46"},2.7,{"$f":"BA150","v":{"v":7,"d":"7.0"}},{"$f":"BB150","v":7.7},10.7,null,2078,null,{"v":0.8,"d":"80%"},null,null,0,{"$f":"BK428","v":10.9},12.8,21.85,null,1,1,1,439,471,649,null,0,0,0,1]
["23511010",null,null,2,35,110,10,11.5,0,26,30,{"$f":"L154","v":43.5},{"v":777.6,"d":"778"},{"$f":"N154","v":{"v":1766.3893947845202,"d":"1766"}},{"$f":"O154","v":{"v":1902.9712804051933,"d":"1903"}},{"v":2335.88,"d":"2336"},1.5,1.08,1.08,1.08,778,1766,1903,2336,67,152,164,201,{"v":0.027097558911765737,"d":"0.03"},{"v":0.12846635666491932,"d":"0.13"},{"v":0.14849855963064404,"d":"0.15"},{"v":0.2189828314672463,"d":"0.22"},3.969E-4,1.7346,2,0.000367347,{"$f":"AK154","v":{"v":244.88738360147738,"d":"245"}},{"v":263.82272182064906,"d":"264"},{"v":323.84,"d":"324"},0.98,0.98,0.98,245,264,324,105,114,139,{"v":0.0635324094103459,"d":"0.06"},{"v":0.0742836780814925,"d":"0.07"},{"v":0.10834103483995079,"d":"0.11"},0.7,{"$f":"BA154","v":8.4},{"$f":"BB154","v":9.3},{"v":14,"d":"14.0"},null,864,null,{"v":0.9,"d":"90%"},null,null,0,{"$f":"BK368","v":12},{"$f":"BL368","v":13.9},21.85,null,1,1,1,245,264,324,null,0,0,0,1]
["23511011",null,null,2,35,110,11,11.5,0,26,30,{"$f":"L158","v":43.5},{"v":821.44,"d":"821"},{"$f":"N158","v":{"v":2396.6961264405954,"d":"2397"}},{"$f":"O158","v":{"v":2582.014990545841,"d":"2582"}},{"v":3169.4,"d":"3169"},1.5,1.1,1.1,1.1,821,2397,2582,3169,71,206,222,273,{"v":0.05255985397701181,"d":"0.05"},{"v":0.39231335542301654,"d":"0.39"},{"v":0.4521181336762668,"d":"0.45"},{"v":0.6695964339932501,"d":"0.67"},3.969E-4,1.7346,4,0.000574288,{"$f":"AK158","v":{"v":401.4205123240127,"d":"401"}},{"v":432.4594048025981,"d":"432"},{"v":530.84,"d":"531"},0.95,0.95,0.95,401,432,531,172,186,228,{"v":0.27874588734236166,"d":"0.28"},{"v":0.32327190223067265,"d":"0.32"},{"v":0.47558723983145007,"d":"0.48"},1.5,{"$f":"BA158","v":8.4},{"$f":"BB158","v":9.3},{"v":14,"d":"14.0"},null,1208,null,{"v":0.68,"d":"68%"},null,null,0,{"$f":"BK430","v":12},{"$f":"BL430","v":13.9},21.85,null,1,1,1,401,432,531,null,0,0,0,1]
["23511015",null,null,2,35,110,15,16.5,0,26,30,{"$f":"L162","v":44.1},{"v":1159.2,"d":"1159"},{"$f":"N162","v":{"v":1908.150188257796,"d":"1908"}},{"$f":"O162","v":{"v":2043.2071973479594,"d":"2043"}},{"v":2816.6099999999997,"d":"2817"},1.5,1.08,1.08,1.08,1159,1908,2043,2817,100,164,176,242,{"v":0.05620896754157302,"d":"0.06"},{"v":0.14742102741229732,"d":"0.15"},{"v":0.1692130010603492,"d":"0.17"},{"v":0.31530215896235814,"d":"0.32"},0.0002083,1.724,2,0.000461829,{"$f":"AK162","v":{"v":249.80785427097814,"d":"250"}},{"v":267.48901053042016,"d":"267"},{"v":368.74,"d":"369"},1.01,1.01,1.01,250,267,369,108,115,159,{"v":0.06529371258627988,"d":"0.07"},{"v":0.07378840122581994,"d":"0.07"},{"v":0.1387762211751877,"d":"0.14"},1.1,{"$f":"BA162","v":7.9},{"$f":"BB162","v":8.8},12.5,null,1449,null,{"v":0.8,"d":"80%"},null,null,0,{"$f":"BK366","v":10.9},{"$f":"BL366","v":12.8},21.85,null,1,1,1,250,267,369,null,0,0,0,1]
["23511016",null,null,2,35,110,16,16.5,0,26,30,{"$f":"L166","v":44.1},{"v":1215.8400000000001,"d":"1216"},{"$f":"N166","v":{"v":2849.7497938679544,"d":"2850"}},{"$f":"O166","v":{"v":3051.4523045945984,"d":"3051"}},{"v":4206.5,"d":"4207"},1.5,1.1,1.1,1.1,1216,2850,3051,4207,105,245,262,362,{"v":0.17430584082681674,"d":"0.17"},{"v":0.9219544805754951,"d":"0.92"},{"v":1.0521845346704815,"d":"1.05"},{"v":1.9898808014753209,"d":"1.99"},0.0002083,1.724,4,1.392796E-3,{"$f":"AK166","v":{"v":407.83296705301524,"d":"408"}},{"v":436.69898665540194,"d":"437"},602,0.95,0.95,0.95,408,437,602,175,188,259,{"v":0.47548152700019564,"d":"0.48"},{"v":0.5474495716768756,"d":"0.55"},{"v":1.0285851673079258,"d":"1.03"},2.2,{"$f":"BA166","v":7.9},{"$f":"BB166","v":8.8},12.5,null,1788,null,{"v":0.68,"d":"68%"},null,null,0,{"$f":"BK432","v":10.9},{"$f":"BL432","v":12.8},21.85,null,1,1,1,408,437,602,null,0,0,0,1]
["23511020",null,null,2,35,110,20,21.5,0,26,30,{"$f":"L170","v":44.1},{"v":1584.8000000000002,"d":"1585"},{"$f":"N170","v":{"v":2692.551301713082,"d":"2693"}},{"$f":"O170","v":{"v":2900.746468081386,"d":"2901"}},{"v":3560.6400000000003,"d":"3561"},1.5,1.08,1.08,1.08,1585,2693,2901,3561,136,232,249,306,{"v":0.07954471205365862,"d":"0.08"},{"v":0.2269472264037772,"d":"0.23"},{"v":0.26079058599865457,"d":"0.26"},{"v":0.3911657832602583,"d":"0.39"},0.0001276,1.7219,2,3.76611E-4,{"$f":"AK170","v":{"v":317.1799783158463,"d":"317"}},{"v":341.7051705794622,"d":"342"},{"v":419.44,"d":"419"},0.95,0.95,0.95,317,342,419,136,147,180,{"v":0.07954471205365862,"d":"0.08"},{"v":0.09265062946622422,"d":"0.09"},{"v":0.13785909087762688,"d":"0.14"},1.5,{"$f":"BA170","v":7.9},{"$f":"BB170","v":8.8},12.5,null,1981,null,{"v":0.8,"d":"80%"},null,null,0,{"$f":"BK433","v":10.9},12.8,21.85,null,1,1,1,317,342,419,null,0,0,0,1]
["23511021",null,null,2,35,110,21,21.5,0,26,30,{"$f":"L174","v":44.1},{"v":1828.8000000000002,"d":"1829"},{"$f":"N174","v":{"v":3556.1815292902165,"d":"3556"}},{"$f":"O174","v":{"v":3807.8845891872675,"d":"3808"}},{"v":5249.259999999999,"d":"5249"},1.5,1.05,1.05,1.05,1829,3556,3808,5249,157,306,327,451,{"v":0.15309828153396723,"d":"0.15"},{"v":0.5629980570317168,"d":"0.56"},{"v":0.6410200956951558,"d":"0.64"},{"v":1.2027269290583564,"d":"1.20"},0.0001276,1.7219,4,0.000514201,{"$f":"AK174","v":{"v":445.6489740644759,"d":"446"}},{"v":477.1915737569045,"d":"477"},{"v":657.82,"d":"658"},0.85,0.85,0.85,446,477,658,192,205,283,{"v":0.22661573879571267,"d":"0.23"},{"v":0.25750136415425773,"d":"0.26"},{"v":0.4832577351271901,"d":"0.48"},2.9,{"$f":"BA174","v":7.9},{"$f":"BB174","v":8.8},12.5,null,2286,null,{"v":0.8,"d":"80%"},null,null,0,{"$f":"BK434","v":10.9},12.8,21.85,null,1,1,1,446,477,658,null,0,0,0,1]
["23512010",null,null,2,35,120,10,11.5,0,26,30,{"$f":"L178","v":44},{"v":847.8000000000001,"d":"848"},{"$f":"N178","v":{"v":1924.9914127028867,"d":"1925"}},{"$f":"O178","v":{"v":2079.6202422788024,"d":"2080"}},{"v":2589.78,"d":"2590"},1.5,1.08,1.08,1.08,848,1925,2080,2590,73,166,179,223,{"v":0.03320352863401351,"d":"0.03"},{"v":0.15749249199599902,"d":"0.16"},{"v":0.1817830806912457,"d":"0.18"},{"v":0.2762925905995734,"d":"0.28"},3.969E-4,1.7346,2,0.000367347,{"$f":"AK178","v":{"v":266.87553260000635,"d":"267"}},{"v":288.31284965818764,"d":"288"},{"v":359.04,"d":"359"},0.98,0.98,0.98,267,288,359,115,124,154,{"v":0.07844810437960871,"d":"0.08"},{"v":0.0904975407078808,"d":"0.09"},{"v":0.13655457969155813,"d":"0.14"},0.8,{"$f":"BA178","v":8.9},{"$f":"BB178","v":9.9},14.8,null,942,null,{"v":0.9,"d":"90%"},null,null,0,{"$f":"BK371","v":11.8},{"$f":"BL371","v":13.7},21.85,null,1,1,1,267,288,359,null,0,0,0,1]
["23512011",null,null,2,35,120,11,11.5,0,26,30,{"$f":"L182","v":44},{"v":896.24,"d":"896"},{"$f":"N182","v":{"v":2611.892641497221,"d":"2612"}},{"$f":"O182","v":{"v":2821.6982019103875,"d":"2822"}},{"v":3513.9,"d":"3514"},1.5,1.1,1.1,1.1,896,2612,2822,3514,77,225,243,302,{"v":0.06412511446159723,"d":"0.06"},{"v":0.4824913090455165,"d":"0.48"},{"v":0.5581185866184035,"d":"0.56"},{"v":0.8424915609755409,"d":"0.84"},3.969E-4,1.7346,4,0.000574288,{"$f":"AK182","v":437},473,589,0.95,0.95,0.95,437,473,589,188,203,253,{"v":0.3435890915686409,"d":"0.34"},{"v":0.3972026661138466,"d":"0.40"},{"v":0.6023937884906787,"d":"0.60"},1.6,{"$f":"BA182","v":8.9},{"$f":"BB182","v":9.9},14.8,null,1318,null,{"v":0.68,"d":"68%"},null,null,0,{"$f":"BK436","v":11.8},{"$f":"BL436","v":13.7},21.85,null,1,1,1,437,473,589,null,0,0,0,1]
["23512015",null,null,2,35,120,15,16.5,0,26,30,{"$f":"L186","v":44.8},1264,{"$f":"N186","v":{"v":2216.907386575515,"d":"2217"}},{"$f":"O186","v":{"v":2373.994898330778,"d":"2374"}},{"v":3302.76,"d":"3303"},1.5,1.08,1.08,1.08,1264,2217,2374,3303,109,191,204,284,{"v":0.06780492435400835,"d":"0.07"},{"v":0.2020174140862614,"d":"0.20"},{"v":0.22969478307979363,"d":"0.23"},{"v":0.4381787526209058,"d":"0.44"},0.0002083,1.724,2,0.000461829,{"$f":"AK186","v":{"v":302.61675876046246,"d":"303"}},{"v":324.0598347937627,"d":"324"},{"v":450.84,"d":"451"},1.01,1.01,1.01,303,324,451,130,139,194,{"v":0.09550098548413372,"d":"0.10"},{"v":0.10878402336268925,"d":"0.11"},{"v":0.20824992292405745,"d":"0.21"},1.2,{"$f":"BA186","v":8.7},{"$f":"BB186","v":9.8},14.3,null,1580,null,{"v":0.8,"d":"80%"},null,null,0,{"$f":"BK372","v":10.6},{"$f":"BL372","v":12.5},21.85,null,1,1,1,303,324,451,null,0,0,0,1]
["23512016",null,null,2,35,120,16,16.5,0,26,30,{"$f":"L190","v":44.8},1326,{"$f":"N190","v":{"v":3241.8333772189817,"d":"3242"}},{"$f":"O190","v":{"v":3471.5459677567114,"d":"3472"}},{"v":4829.7,"d":"4830"},1.5,1.1,1.1,1.1,1326,3242,3472,4830,114,279,299,415,{"v":0.20770859174356085,"d":"0.21"},{"v":1.204343316710782,"d":"1.20"},{"v":1.3801140974321322,"d":"1.38"},{"v":2.632057975603213,"d":"2.63"},0.0002083,1.724,4,1.392796E-3,{"$f":"AK190","v":496},532,740,0.95,0.95,0.95,496,532,740,213,229,318,{"v":0.7083366873281138,"d":"0.71"},{"v":0.8167124996631265,"d":"0.82"},{"v":1.5580377368272431,"d":"1.56"},2.4,{"$f":"BA190","v":8.7},{"$f":"BB190","v":9.8},14.3,null,1950,null,{"v":0.68,"d":"68%"},null,null,0,{"$f":"BK438","v":10.6},{"$f":"BL438","v":12.5},21.85,null,1,1,1,496,532,740,null,0,0,0,1]
["23512020",null,null,2,35,120,20,21.5,0,26,30,{"$f":"L194","v":44.8},{"v":1728.8000000000002,"d":"1729"},{"$f":"N194","v":{"v":3079.6829926739365,"d":"3080"}},{"$f":"O194","v":{"v":3327.0647594078355,"d":"3327"}},{"v":4143.24,"d":"4143"},1.5,1.08,1.08,1.08,1729,3080,3327,4143,149,265,286,356,{"v":0.09651993786642843,"d":"0.10"},{"v":0.2984824228165089,"d":"0.30"},{"v":0.34670295754782865,"d":"0.35"},{"v":0.5330856461058093,"d":"0.53"},0.0001276,1.7219,2,3.76611E-4,{"$f":"AK194","v":{"v":380.6009016056908,"d":"381"}},{"v":411.1734390011653,"d":"411"},{"v":512.04,"d":"512"},0.95,0.95,0.95,381,411,512,164,177,220,{"v":0.11646670942658871,"d":"0.12"},{"v":0.13524222402195477,"d":"0.14"},{"v":0.20715667478646135,"d":"0.21"},1.6,{"$f":"BA194","v":8.7},{"$f":"BB194","v":9.8},14.3,null,2161,null,{"v":0.8,"d":"80%"},null,null,0,{"$f":"BK439","v":10.6},12.5,21.85,null,1,1,1,381,411,512,null,0,0,0,1]
["23512021",null,null,2,35,120,21,21.5,0,26,30,{"$f":"L198","v":44.8},{"v":1995.2,"d":"1995"},{"$f":"N198","v":{"v":4175.015825613802,"d":"4175"}},{"$f":"O198","v":{"v":4470.852652878654,"d":"4471"}},{"v":6219.96,"d":"6220"},1.5,1.05,1.05,1.05,1995,4175,4471,6220,172,359,385,535,{"v":0.18641731873230047,"d":"0.19"},{"v":0.7820148592608814,"d":"0.78"},{"v":0.8964530786446918,"d":"0.90"},{"v":1.7058196412629565,"d":"1.71"},0.0001276,1.7219,4,0.000514201,{"$f":"AK198","v":{"v":541.5607605871626,"d":"542"}},{"v":579.9351342123673,"d":"580"},{"v":806.82,"d":"807"},0.85,0.85,0.85,542,580,807,233,249,347,{"v":0.3365439725885186,"d":"0.34"},{"v":0.3830354548473364,"d":"0.38"},{"v":0.7317855670741629,"d":"0.73"},3.2,{"$f":"BA198","v":8.7},{"$f":"BB198","v":9.8},14.3,null,2494,null,{"v":0.8,"d":"80%"},null,null,0,{"$f":"BK440","v":10.6},12.5,21.85,null,1,1,1,542,580,807,null,0,0,0,1]
["23514010",null,null,2,35,140,10,11.5,0,26,30,{"$f":"L202","v":44.8},{"v":989.1,"d":"989"},{"$f":"N202","v":{"v":2267.7915432376717,"d":"2268"}},{"$f":"O202","v":{"v":2456.1428225151312,"d":"2456"}},{"v":3097.58,"d":"3098"},1.5,1.08,1.08,1.08,989,2268,2456,3098,85,195,211,266,{"v":0.04772185674867694,"d":"0.05"},{"v":0.22855867513090425,"d":"0.23"},{"v":0.2653815415446367,"d":"0.27"},{"v":0.4118036693657595,"d":"0.41"},3.969E-4,1.7346,2,0.000367347,{"$f":"AK202","v":{"v":314.40040300104783,"d":"314"}},{"v":340.5129080446342,"d":"341"},{"v":429.44,"d":"429"},0.98,0.98,0.98,314,341,429,135,147,184,{"v":0.11404996966906063,"d":"0.11"},{"v":0.1339431496553784,"d":"0.13"},{"v":0.20476735769324847,"d":"0.20"},0.9,{"$f":"BA202","v":10.1},{"$f":"BB202","v":11.2},17.5,null,1099,null,{"v":0.9,"d":"90%"},null,null,0,{"$f":"BK374","v":11.5},{"$f":"BL374","v":13.3},21.85,null,1,1,1,314,341,429,null,0,0,0,1]
["23514011",null,null,2,35,140,11,11.5,0,26,30,{"$f":"L206","v":44.8},{"v":1045.16,"d":"1045"},{"$f":"N206","v":{"v":3077.015307780141,"d":"3077"}},{"$f":"O206","v":{"v":3332.5766142436496,"d":"3333"}},{"v":4202.9,"d":"4203"},1.5,1.1,1.1,1.1,1045,3077,3333,4203,90,265,287,361,{"v":0.09353667789313094,"d":"0.09"},{"v":0.7073460763495847,"d":"0.71"},{"v":0.8219999480326121,"d":"0.82"},{"v":1.2670408781957792,"d":"1.27"},3.969E-4,1.7346,4,0.000574288,{"$f":"AK206","v":515},558,704,0.95,0.95,0.95,515,558,704,221,240,303,{"v":0.5026708586376617,"d":"0.50"},{"v":0.5870018450899704,"d":"0.59"},{"v":0.9104953802325403,"d":"0.91"},1.9,{"$f":"BA206","v":10.1},{"$f":"BB206","v":11.2},17.5,null,1537,null,{"v":0.68,"d":"68%"},null,null,0,{"$f":"BK442","v":11.5},{"$f":"BL442","v":13.3},21.85,null,1,1,1,515,558,704,null,0,0,0,1]
["23514015",null,null,2,35,140,15,16.5,0,26,30,{"$f":"L210","v":45.4},{"v":1475.2,"d":"1475"},{"$f":"N210","v":{"v":2628.9846104428207,"d":"2629"}},{"$f":"O210","v":{"v":2815.458457495267,"d":"2815"}},{"v":3950.36,"d":"3950"},1.5,1.08,1.08,1.08,1475,2629,2815,3950,127,226,242,340,{"v":0.09472027061763891,"d":"0.09"},{"v":0.28983635322357215,"d":"0.29"},{"v":0.3310697115084538,"d":"0.33"},{"v":0.6418295973215244,"d":"0.64"},0.0002083,1.724,2,0.000461829,{"$f":"AK210","v":{"v":358.86695423586366,"d":"359"}},{"v":384.32138301819265,"d":"384"},{"v":539.24,"d":"539"},1.01,1.01,1.01,359,384,539,154,165,232,{"v":0.137621338941047,"d":"0.14"},{"v":0.1573279392829452,"d":"0.16"},{"v":0.30498467021762166,"d":"0.30"},1.4,{"$f":"BA210","v":9.6},{"$f":"BB210","v":10.5},16.1,null,1844,null,{"v":0.8,"d":"80%"},null,null,0,{"$f":"BK375","v":10.4},{"$f":"BL375","v":12.2},21.85,null,1,1,1,359,384,539,null,0,0,0,1]
["23514016",null,null,2,35,140,16,16.5,0,26,30,{"$f":"L214","v":45.4},1547,{"$f":"N214","v":{"v":3844.4231409656436,"d":"3844"}},{"$f":"O214","v":{"v":4117.108028486747,"d":"4117"}},{"v":5776.7,"d":"5777"},1.5,1.1,1.1,1.1,1547,3844,4117,5777,133,331,354,497,{"v":0.2884861887736893,"d":"0.29"},{"v":1.7219838483818737,"d":"1.72"},{"v":1.9648470126541058,"d":"1.96"},{"v":3.828069631665256,"d":"3.83"},0.0002083,1.724,4,1.392796E-3,{"$f":"AK214","v":589},630,885,0.95,0.95,0.95,589,630,885,253,271,381,{"v":1.0162271216516092,"d":"1.02"},{"v":1.162899406116033,"d":"1.16"},{"v":2.2700825079676186,"d":"2.27"},2.8,{"$f":"BA214","v":9.6},{"$f":"BB214","v":10.5},16.1,null,2275,null,{"v":0.68,"d":"68%"},null,null,0,{"$f":"BK444","v":10.4},{"$f":"BL444","v":12.2},21.85,null,1,1,1,589,630,885,null,0,0,0,1]
["23514020",null,null,2,35,140,20,21.5,0,26,30,{"$f":"L218","v":45.4},{"v":1936.8000000000002,"d":"1937"},{"$f":"N218","v":{"v":3628.109195995047,"d":"3628"}},{"$f":"O218","v":{"v":3929.4415695377957,"d":"3929"}},{"v":4955.64,"d":"4956"},1.5,1.08,1.08,1.08,1937,3628,3929,4956,167,312,338,426,{"v":0.1240376978184978,"d":"0.12"},{"v":0.4211889524134416,"d":"0.42"},{"v":0.4927124636981848,"d":"0.49"},{"v":0.7756359730733573,"d":"0.78"},0.0001276,1.7219,2,3.76611E-4,{"$f":"AK218","v":{"v":448.3778474617217,"d":"448"}},{"v":485.6178404500181,"d":"486"},{"v":612.44,"d":"612"},0.95,0.95,0.95,448,486,612,193,209,263,{"v":0.16455496588623258,"d":"0.16"},{"v":0.1922740711354792,"d":"0.19"},{"v":0.30142179085547277,"d":"0.30"},1.9,{"$f":"BA218","v":9.6},{"$f":"BB218","v":10.5},16.1,null,2421,null,{"v":0.8,"d":"80%"},null,null,0,{"$f":"BK445","v":10.4},12.2,21.85,null,1,1,1,448,486,612,null,0,0,0,1]
["23514021",null,null,2,35,140,21,21.5,0,26,30,{"$f":"L222","v":45.4},{"v":2327.2000000000003,"d":"2327"},{"$f":"N222","v":{"v":4951.064902557233,"d":"4951"}},{"$f":"O222","v":{"v":5302.243877024749,"d":"5302"}},{"v":7439.56,"d":"7440"},1.5,1.05,1.05,1.05,2327,4951,5302,7440,200,426,456,640,{"v":0.25914656260541474,"d":"0.26"},{"v":1.1261815111859146,"d":"1.13"},{"v":1.285836312641885,"d":"1.29"},{"v":2.4907095980414304,"d":"2.49"},0.0001276,1.7219,4,0.000514201,{"$f":"AK222","v":{"v":642.2257031687062,"d":"642"}},{"v":687.778764632105,"d":"688"},{"v":965.02,"d":"965"},0.85,0.85,0.85,642,688,965,276,296,415,{"v":0.48412380536530875,"d":"0.48"},{"v":0.5546069462888593,"d":"0.55"},{"v":1.070239745231966,"d":"1.07"},3.7,{"$f":"BA222","v":9.6},{"$f":"BB222","v":10.5},16.1,null,2909,null,{"v":0.8,"d":"80%"},null,null,0,{"$f":"BK446","v":10.4},12.2,21.85,null,1,1,1,642,688,965,null,0,0,0,1]
["23516010",null,null,2,35,160,10,11.5,0,26,30,{"$f":"L226","v":45.5},{"v":1130.4,"d":"1130"},{"$f":"N226","v":{"v":2603.9362232520607,"d":"2604"}},{"$f":"O226","v":{"v":2826.698800652902,"d":"2827"}},{"v":3605.38,"d":"3605"},1.5,1.08,1.08,1.08,1130,2604,2827,3605,97,224,243,310,{"v":0.06552088118255972,"d":"0.07"},{"v":0.31579069683258104,"d":"0.32"},{"v":0.3682343427384388,"d":"0.37"},{"v":0.5834332220487198,"d":"0.58"},3.969E-4,1.7346,2,0.000367347,{"$f":"AK226","v":{"v":361.00257998610687,"d":"361"}},{"v":391.8857730720053,"d":"392"},{"v":499.84,"d":"500"},0.98,0.98,0.98,361,392,500,155,169,215,{"v":0.15784887533096326,"d":"0.16"},{"v":0.18572654509721107,"d":"0.19"},{"v":0.29228700277798675,"d":"0.29"},1.1,{"$f":"BA226","v":{"v":11,"d":"11.0"}},{"$f":"BB226","v":12.4},19.2,null,1256,null,{"v":0.9,"d":"90%"},null,null,0,{"$f":"BK377","v":11.2},{"$f":"BL377","v":13},21.85,null,1,1,1,361,392,500,null,0,0,0,1]
["23516011",null,null,2,35,160,11,11.5,0,26,30,{"$f":"L229","v":45.5},{"v":1194.76,"d":"1195"},{"$f":"N229","v":{"v":3533.107636511756,"d":"3533"}},{"$f":"O229","v":{"v":3835.359341571188,"d":"3835"}},{"v":4891.9,"d":"4892"},1.5,1.1,1.1,1.1,1195,3533,3835,4892,103,304,330,421,{"v":0.12994954765830097,"d":"0.13"},{"v":0.9792338709007133,"d":"0.98"},{"v":1.1422415218620434,"d":"1.14"},{"v":1.8051385479062783,"d":"1.81"},3.969E-4,1.7346,4,0.000574288,{"$f":"AK229","v":592},642,819,0.95,0.95,0.95,592,642,819,255,276,352,{"v":0.7044266671948684,"d":"0.70"},{"v":0.8169862996987374,"d":"0.82"},{"v":1.2893886583447325,"d":"1.29"},2.1,{"$f":"BA229","v":{"v":11,"d":"11.0"}},{"$f":"BB229","v":12.4},19.2,null,1757,null,{"v":0.68,"d":"68%"},null,null,0,{"$f":"BK448","v":11.2},{"$f":"BL448","v":13},21.85,null,1,1,1,592,642,819,null,0,0,0,1]
["23516015",null,null,2,35,160,15,16.5,0,26,30,{"$f":"L232","v":46.4},{"v":1685.6000000000001,"d":"1686"},{"$f":"N232","v":{"v":3021.1783832091446,"d":"3021"}},{"$f":"O232","v":{"v":3225.612044188012,"d":"3226"}},{"v":4597.96,"d":"4598"},1.5,1.08,1.08,1.08,1686,3021,3226,4598,145,260,277,395,{"v":0.12680256010301474,"d":"0.13"},{"v":0.39255304944044445,"d":"0.39"},{"v":0.4438617891013007,"d":"0.44"},{"v":0.884247559188075,"d":"0.88"},0.0002083,1.724,2,0.000461829,{"$f":"AK232","v":{"v":412.4029788074249,"d":"412"}},{"v":440.3089942962018,"d":"440"},{"v":627.64,"d":"628"},1.01,1.01,1.01,412,440,628,177,189,270,{"v":0.18642121393254038,"d":"0.19"},{"v":0.2116425539248176,"d":"0.21"},{"v":0.4223624026580168,"d":"0.42"},1.6,{"$f":"BA232","v":11.5},{"$f":"BB232","v":12.8},19.6,null,2107,null,{"v":0.8,"d":"80%"},null,null,0,{"$f":"BK378","v":10},{"$f":"BL378","v":11.8},21.85,null,1,1,1,412,440,628,null,0,0,0,1]
["23516016",null,null,2,35,160,16,16.5,0,26,30,{"$f":"L235","v":46.4},{"v":1768.0000000000002,"d":"1768"},{"$f":"N235","v":{"v":4417.936888355559,"d":"4418"}},{"$f":"O235","v":{"v":4716.8848144627045,"d":"4717"}},{"v":6723.7,"d":"6724"},1.5,1.1,1.1,1.1,1768,4418,4717,6724,152,380,406,578,{"v":0.38400488921756454,"d":"0.38"},{"v":2.304157087904469,"d":"2.30"},{"v":2.623365321816255,"d":"2.62"},{"v":5.246640893495311,"d":"5.25"},0.0002083,1.724,4,1.392796E-3,{"$f":"AK235","v":676},722,1030,0.95,0.95,0.95,676,722,1030,291,310,443,{"v":1.3661686148172167,"d":"1.37"},{"v":1.5462621883682115,"d":"1.55"},{"v":3.112728234709111,"d":"3.11"},3.2,{"$f":"BA235","v":11.5},{"$f":"BB235","v":12.8},19.6,null,2600,null,{"v":0.68,"d":"68%"},null,null,0,{"$f":"BK450","v":10},{"$f":"BL450","v":11.8},21.85,null,1,1,1,676,722,1030,null,0,0,0,1]
["23516020",null,null,2,35,160,20,21.5,0,26,30,{"$f":"L238","v":46.4},{"v":2305.6,"d":"2306"},{"$f":"N238","v":{"v":4165.887726998767,"d":"4166"}},{"$f":"O238","v":{"v":4522.2727563025155,"d":"4522"}},{"v":5768.04,"d":"5768"},1.5,1.08,1.08,1.08,2306,4166,4522,5768,198,358,389,496,{"v":0.17749531164356872,"d":"0.18"},{"v":0.5639754157614939,"d":"0.56"},{"v":0.6634243449102452,"d":"0.66"},{"v":1.067440463456265,"d":"1.07"},0.0001276,1.7219,2,3.76611E-4,{"$f":"AK238","v":{"v":514.838906684732,"d":"515"}},{"v":558.8825513697349,"d":"559"},{"v":712.84,"d":"713"},0.95,0.95,0.95,515,559,713,221,240,307,{"v":0.2198966130933455,"d":"0.22"},{"v":0.2582722974998709,"d":"0.26"},{"v":0.4176556738231726,"d":"0.42"},2.1,{"$f":"BA238","v":11.5},{"$f":"BB238","v":12.8},19.6,null,2882,null,{"v":0.8,"d":"80%"},null,null,0,{"$f":"BK451","v":10},11.8,21.85,null,1,1,1,515,559,713,null,0,0,0,1]
["23516021",null,null,2,35,160,21,21.5,0,26,30,{"$f":"L241","v":46.4},2660,{"$f":"N241","v":{"v":5689.668246080718,"d":"5690"}},{"$f":"O241","v":{"v":6074.6702425752,"d":"6075"}},{"v":8659.16,"d":"8659"},1.5,1.05,1.05,1.05,2660,5690,6075,8659,229,489,522,745,{"v":0.3485341174981872,"d":"0.35"},{"v":1.516156598549864,"d":"1.52"},{"v":1.721314141488552,"d":"1.72"},{"v":3.439351711993359,"d":"3.44"},0.0001276,1.7219,4,0.000514201,{"$f":"AK241","v":{"v":738.0333851508442,"d":"738"}},{"v":787.9737884350579,"d":"788"},{"v":1123.22,"d":"1123"},0.85,0.85,0.85,738,788,1123,317,339,483,{"v":0.6539083205184024,"d":"0.65"},{"v":0.744702102610541,"d":"0.74"},{"v":1.4802227109968673,"d":"1.48"},4.3,{"$f":"BA241","v":11.5},{"$f":"BB241","v":12.8},19.6,null,3325,null,{"v":0.8,"d":"80%"},null,null,0,{"$f":"BK452","v":10},11.8,21.85,null,1,1,1,738,788,1123,null,0,0,0,1]
["23518010",null,null,2,35,180,10,11.5,0,26,30,{"$f":"L244","v":46},{"v":1271.7,"d":"1272"},{"$f":"N244","v":{"v":2970.687803991788,"d":"2971"}},{"$f":"O244","v":{"v":3224.825392294156,"d":"3225"}},{"v":4113.18,"d":"4113"},1.5,1.08,1.08,1.08,1272,2971,3225,4113,109,256,277,354,{"v":0.08683901508169128,"d":"0.09"},{"v":0.4297192751285923,"d":"0.43"},{"v":0.498413628060751,"d":"0.50"},{"v":0.7911530543956264,"d":"0.79"},3.969E-4,1.7346,2,0.000367347,{"$f":"AK244","v":{"v":411.848013786967,"d":"412"}},{"v":447.08095237792156,"d":"447"},{"v":570.24,"d":"570"},0.98,0.98,0.98,412,447,570,177,192,245,{"v":0.21495642722836134,"d":"0.21"},{"v":0.25036580839638034,"d":"0.25"},{"v":0.3956646711323137,"d":"0.40"},1.2,{"$f":"BA244","v":12.2},{"$f":"BB244","v":13.7},{"v":22,"d":"22.0"},null,1413,null,{"v":0.9,"d":"90%"},null,null,0,{"$f":"BK380","v":10.9},{"$f":"BL380","v":12.7},21.85,null,1,1,1,412,447,570,null,0,0,0,1]
["23518011",null,null,2,35,180,11,11.5,0,26,30,{"$f":"L247","v":46},{"v":1343.68,"d":"1344"},{"$f":"N247","v":{"v":4030.7284303866513,"d":"4031"}},{"$f":"O247","v":{"v":4375.55079813051,"d":"4376"}},{"v":5580.9,"d":"5581"},1.5,1.1,1.1,1.1,1344,4031,4376,5581,116,347,376,480,{"v":0.17391367587413878,"d":"0.17"},{"v":1.334539960528933,"d":"1.33"},{"v":1.55066969833801,"d":"1.55"},{"v":2.449906756699255,"d":"2.45"},3.969E-4,1.7346,4,0.000574288,{"$f":"AK247","v":{"v":675.1031362360226,"d":"675"}},{"v":732.8571293240361,"d":"733"},{"v":934.74,"d":"935"},0.95,0.95,0.95,675,733,935,290,315,402,{"v":0.9544916955253598,"d":"0.95"},{"v":1.113829153173233,"d":"1.11"},{"v":1.757358951481191,"d":"1.76"},2.4,{"$f":"BA247","v":12.2},{"$f":"BB247","v":13.7},{"v":22,"d":"22.0"},null,1976,null,{"v":0.68,"d":"68%"},null,null,0,{"$f":"BK454","v":10.9},{"$f":"BL454","v":12.7},21.85,null,1,1,1,675,733,935,null,0,0,0,1]
["23518015",null,null,2,35,180,15,16.5,0,26,30,{"$f":"L250","v":46.4},{"v":1896.8000000000002,"d":"1897"},{"$f":"N250","v":{"v":3233.3460619053994,"d":"3233"}},{"$f":"O250","v":{"v":3452.1364439366635,"d":"3452"}},{"v":4920.86,"d":"4921"},1.5,1.08,1.08,1.08,1897,3233,3452,4921,163,278,297,423,{"v":0.16428621705509305,"d":"0.16"},{"v":0.46032647442822744,"d":"0.46"},{"v":0.523117686907794,"d":"0.52"},{"v":1.0377569514621654,"d":"1.04"},0.0002083,1.724,2,0.000461829,{"$f":"AK250","v":{"v":420.6820520547858,"d":"421"}},{"v":449.14828645115074,"d":"449"},{"v":640.24,"d":"640"},1.01,1.01,1.01,421,449,640,181,193,275,{"v":0.2010263623163458,"d":"0.20"},{"v":0.22751208445626886,"d":"0.23"},{"v":0.45076939507650016,"d":"0.45"},1.8,{"$f":"BA250","v":11.5},{"$f":"BB250","v":12.8},19.6,null,2371,null,{"v":0.8,"d":"80%"},null,null,0,{"$f":"BK381","v":10},{"$f":"BL381","v":11.8},21.85,null,1,1,1,421,449,640,null,0,0,0,1]
["23518016",null,null,2,35,180,16,16.5,0,26,30,{"$f":"L253","v":46.4},{"v":1989.0000000000002,"d":"1989"},{"$f":"N253","v":{"v":4843.454970497693,"d":"4843"}},{"$f":"O253","v":{"v":5171.196369982144,"d":"5171"}},{"v":7371.3,"d":"7371"},1.5,1.1,1.1,1.1,1989,4843,5171,7371,171,417,445,634,{"v":0.494780055501528,"d":"0.49"},{"v":2.818265753607106,"d":"2.82"},{"v":3.2004400554381953,"d":"3.20"},{"v":6.402336385379058,"d":"6.40"},0.0002083,1.724,4,1.392796E-3,{"$f":"AK253","v":{"v":686.3088894339993,"d":"686"}},{"v":732.7492584003295,"d":"733"},{"v":1044.5,"d":"1045"},0.95,0.95,0.95,686,733,1045,295,315,449,{"v":1.4327504054076798,"d":"1.43"},{"v":1.6285969093831283,"d":"1.63"},{"v":3.256985222959438,"d":"3.26"},3.6,{"$f":"BA253","v":11.5},{"$f":"BB253","v":12.8},19.6,null,2925,null,{"v":0.68,"d":"68%"},null,null,0,{"$f":"BK456","v":10},{"$f":"BL456","v":11.8},21.85,null,1,1,1,686,733,1045,null,0,0,0,1]
["23518020",null,null,2,35,180,20,21.5,0,26,30,{"$f":"L256","v":46.4},{"v":2593.6000000000004,"d":"2594"},{"$f":"N256","v":{"v":4497.827519255519,"d":"4498"}},{"$f":"O256","v":{"v":4882.609466657616,"d":"4883"}},{"v":6227.64,"d":"6228"},1.5,1.08,1.08,1.08,2594,4498,4883,6228,223,387,420,536,{"v":0.22932313263294668,"d":"0.23"},{"v":0.6710552050022549,"d":"0.67"},{"v":0.7872433408560319,"d":"0.79"},{"v":1.2676087797406754,"d":"1.27"},0.0001276,1.7219,2,3.76611E-4,{"$f":"AK256","v":{"v":526.1057925837863,"d":"526"}},{"v":571.1133013295686,"d":"571"},{"v":728.44,"d":"728"},0.95,0.95,0.95,526,571,728,226,246,313,{"v":0.2353603329381103,"d":"0.24"},{"v":0.2775665618325251,"d":"0.28"},{"v":0.44366421223291913,"d":"0.44"},2.4,{"$f":"BA256","v":11.5},{"$f":"BB256","v":12.8},19.6,null,3242,null,{"v":0.8,"d":"80%"},null,null,0,{"$f":"BK457","v":10},11.8,21.85,null,1,1,1,526,571,728,null,0,0,0,1]
["23518021",null,null,2,35,180,21,21.5,0,26,30,{"$f":"L259","v":46.4},2992,{"$f":"N259","v":{"v":6016.757346282005,"d":"6017"}},{"$f":"O259","v":{"v":6423.892435808023,"d":"6424"}},{"v":9156.96,"d":"9157"},1.5,1.05,1.05,1.05,2992,6017,6424,9157,257,517,552,788,{"v":0.4497446184655074,"d":"0.45"},{"v":1.7364585854055543,"d":"1.74"},{"v":1.9715108987105545,"d":"1.97"},{"v":3.93391193270787,"d":"3.93"},0.0001276,1.7219,4,0.000514201,{"$f":"AK259","v":{"v":750.1234603692125,"d":"750"}},{"v":800.8819611057771,"d":"801"},{"v":1141.6200000000001,"d":"1142"},0.85,0.85,0.85,750,801,1142,323,344,491,{"v":0.699029285266317,"d":"0.70"},{"v":0.7894662397750749,"d":"0.79"},{"v":1.5712748482814811,"d":"1.57"},4.8,{"$f":"BA259","v":11.5},{"$f":"BB259","v":12.8},19.6,null,3740,null,{"v":0.8,"d":"80%"},null,null,0,{"$f":"BK458","v":10},11.8,21.85,null,1,1,1,750,801,1142,null,0,0,0,1]
["23520010",null,null,2,35,200,10,11.5,0,26,30,{"$f":"L262","v":46.5},1413,{"$f":"N262","v":{"v":3259.5785648750903,"d":"3260"}},{"$f":"O262","v":{"v":3552.8677924068675,"d":"3553"}},{"v":4620.98,"d":"4621"},1.5,1.08,1.08,1.08,1413,3260,3553,4621,122,280,306,397,{"v":0.1136326706344874,"d":"0.11"},{"v":0.5359604913845153,"d":"0.54"},{"v":0.6330595444338595,"d":"0.63"},{"v":1.0323113448799708,"d":"1.03"},3.969E-4,1.7346,2,0.000367347,{"$f":"AK262","v":{"v":451.89903695786995,"d":"452"}},{"v":492.55985148767917,"d":"493"},{"v":640.64,"d":"641"},0.98,0.98,0.98,452,493,641,194,212,276,{"v":0.26974633951173027,"d":"0.27"},{"v":0.31839322337808124,"d":"0.32"},{"v":0.5216999291195293,"d":"0.52"},1.3,{"$f":"BA262","v":13.4},{"$f":"BB262","v":14.8},{"v":24,"d":"24.0"},null,1570,null,{"v":0.9,"d":"90%"},null,null,0,{"$f":"BK383","v":10.7},{"$f":"BL383","v":12.5},21.85,null,1,1,1,452,493,641,null,0,0,0,{"$f":"IF(SUM(BV460:BX460)=0,1,0)","v":1}]
["23520011",null,null,2,35,200,11,11.5,0,26,30,{"$f":"L265","v":46.5},{"v":1493.2800000000002,"d":"1493"},{"$f":"N265","v":{"v":4422.705063408698,"d":"4423"}},{"$f":"O265","v":{"v":4820.649682883678,"d":"4821"}},{"v":6269.9,"d":"6270"},1.5,1.1,1.1,1.1,1493,4423,4821,6270,128,380,415,539,{"v":0.22273988362192765,"d":"0.22"},{"v":1.6745484974017948,"d":"1.67"},{"v":1.973465693031688,"d":"1.97"},{"v":3.215429543480531,"d":"3.22"},3.969E-4,1.7346,4,0.000574288,{"$f":"AK265","v":741},807,1050,0.95,0.95,0.95,741,807,1050,319,347,452,{"v":1.2089524361917552,"d":"1.21"},{"v":1.4138727396795772,"d":"1.41"},{"v":2.3143510148052444,"d":"2.31"},2.7,{"$f":"BA265","v":13.4},{"$f":"BB265","v":14.8},{"v":24,"d":"24.0"},null,2196,null,{"v":0.68,"d":"68%"},null,null,0,{"$f":"BK460","v":10.7},{"$f":"BL460","v":12.5},21.85,null,1,1,1,741,807,1050,null,0,0,0,1]
["23520015",null,null,2,35,200,15,16.5,0,26,30,{"$f":"L268","v":47.1},{"v":2107.2000000000003,"d":"2107"},{"$f":"N268","v":{"v":3875.4624109054007,"d":"3875"}},{"$f":"O268","v":{"v":4083.4735576056296,"d":"4083"}},{"v":5893.16,"d":"5893"},1.5,1.08,1.08,1.08,2107,3875,4083,5893,{"$f":"ROUND(U462*3600/(4186*ABS($O$1-$O$2)),0)","v":181},{"$f":"ROUND(V462*3600/(4186*ABS($O$1-$O$2)),0)","v":333},{"$f":"ROUND(W462*3600/(4186*ABS($O$1-$O$2)),0)","v":351},{"$f":"ROUND(X462*3600/(4186*ABS($O$1-$O$2)),0)","v":507},{"v":0.2073974443936581,"d":"0.21"},{"v":0.6710038545041404,"d":"0.67"},{"v":0.7427948904408519,"d":"0.74"},{"v":1.5124900662854772,"d":"1.51"},0.0002083,1.724,2,0.000461829,{"$f":"AK268","v":{"v":529.0161783879516,"d":"529"}},{"v":557.4105350406697,"d":"557"},{"v":804.44,"d":"804"},1.01,1.01,1.01,529,557,804,{"$f":"ROUND(AQ462*3600/(4186*ABS($AM$1-$AM$2)),0)","v":227},{"$f":"ROUND(AR462*3600/(4186*ABS($AM$1-$AM$2)),0)","v":240},{"$f":"ROUND(AS462*3600/(4186*ABS($AM$1-$AM$2)),0)","v":346},{"v":0.3205762003800503,"d":"0.32"},{"v":0.35685612106712633,"d":"0.36"},{"v":0.7224973981588986,"d":"0.72"},{"v":2,"d":"2.0"},{"$f":"BA268","v":13.2},{"$f":"BB268","v":14.7},23.5,null,2634,null,{"v":0.8,"d":"80%"},null,null,0,{"$f":"BK384","v":10},{"$f":"BL384","v":11.4},21.85,null,1,1,1,529,557,804,null,0,0,0,1]
["23520016",null,null,2,35,200,16,16.5,0,26,30,{"$f":"L271","v":47.1},2210,{"$f":"N271","v":{"v":5667.175576169572,"d":"5667"}},{"$f":"O271","v":{"v":5971.354939858758,"d":"5971"}},{"v":8617.7,"d":"8618"},1.5,1.1,1.1,1.1,2210,5667,5971,8618,190,487,514,741,{"v":0.6213088907069549,"d":"0.62"},{"v":3.888622963494634,"d":"3.89"},{"v":4.321030968910121,"d":"4.32"},{"v":8.837762361634432,"d":"8.84"},0.0002083,1.724,4,1.392796E-3,{"$f":"AK271","v":868},914,1320,0.95,0.95,0.95,868,914,1320,373,393,568,{"v":2.3103470177002245,"d":"2.31"},{"v":2.558212522415756,"d":"2.56"},{"v":5.2529022162438315,"d":"5.25"},{"v":4,"d":"4.0"},{"$f":"BA271","v":13.2},{"$f":"BB271","v":14.7},23.5,null,3250,null,{"v":0.68,"d":"68%"},null,null,0,{"$f":"BK462","v":10},{"$f":"BL462","v":11.4},21.85,null,1,1,1,868,914,1320,null,0,0,0,1]
["23520020",null,null,2,35,200,20,21.5,0,26,30,{"$f":"L274","v":47.1},{"v":2881.6000000000004,"d":"2882"},{"$f":"N274","v":{"v":5214.8121821672385,"d":"5215"}},{"$f":"O274","v":{"v":5684.028740747025,"d":"5684"}},{"v":7392.84,"d":"7393"},1.5,1.08,1.08,1.08,2882,5215,5684,7393,248,448,489,636,{"v":0.2886138674634228,"d":"0.29"},{"v":0.9113328187919115,"d":"0.91"},{"v":1.0808827382560606,"d":"1.08"},{"v":1.804767358434455,"d":"1.80"},0.0001276,1.7219,2,3.76611E-4,{"$f":"AK274","v":{"v":644.4696492978713,"d":"644"}},{"v":702.4575154739061,"d":"702"},{"v":913.64,"d":"914"},0.95,0.95,0.95,644,702,914,277,302,393,{"v":0.3577306705443238,"d":"0.36"},{"v":0.42311312971539766,"d":"0.42"},{"v":0.7061733139065255,"d":"0.71"},2.7,{"$f":"BA274","v":13.2},{"$f":"BB274","v":14.7},23.5,null,3602,null,{"v":0.8,"d":"80%"},null,null,0,{"$f":"BK463","v":10},11.4,21.85,null,1,1,1,644,702,914,null,0,0,0,1]
["23520021",null,null,2,35,200,21,21.5,0,26,30,{"$f":"L277","v":47.1},{"v":3324.8,"d":"3325"},{"$f":"N277","v":{"v":7298.508271062735,"d":"7299"}},{"$f":"O277","v":{"v":7690.247607868787,"d":"7690"}},{"v":11098.36,"d":"11098"},1.5,1.05,1.05,1.05,3325,7299,7690,11098,286,628,661,954,{"v":0.5697023670349614,"d":"0.57"},{"v":2.597637103013336,"d":"2.60"},{"v":2.8682489622749725,"d":"2.87"},{"v":5.839944747903367,"d":"5.84"},0.0001276,1.7219,4,0.000514201,{"$f":"AK277","v":{"v":946.7235228616961,"d":"947"}},{"v":997.5378579573975,"d":"998"},{"v":1439.62,"d":"1440"},0.85,0.85,0.85,947,998,1440,407,429,619,{"v":1.123918147974541,"d":"1.12"},{"v":1.2440371883056511,"d":"1.24"},{"v":2.526100947496626,"d":"2.53"},5.3,{"$f":"BA277","v":13.2},{"$f":"BB277","v":14.7},23.5,null,4156,null,{"v":0.8,"d":"80%"},null,null,0,{"$f":"BK464","v":10},11.4,21.85,null,1,1,1,947,998,1440,null,0,0,0,1]
["23522010",null,null,2,35,220,10,11.5,0,26,30,{"$f":"L280","v":46.9},{"v":1554.3,"d":"1554"},{"$f":"N280","v":{"v":3560.7045070849035,"d":"3561"}},{"$f":"O280","v":{"v":3890.5075371280445,"d":"3891"}},{"v":5128.78,"d":"5129"},1.5,1.08,1.08,1.08,1554,3561,3891,5129,134,306,335,441,{"v":0.14291898766423078,"d":"0.14"},{"v":0.6649528513575944,"d":"0.66"},{"v":0.7876316236324602,"d":"0.79"},{"v":1.3181530375289372,"d":"1.32"},3.969E-4,1.7346,2,0.000367347,{"$f":"AK280","v":{"v":493.6463121283521,"d":"494"}},{"v":539.3693001453611,"d":"539"},{"v":711.04,"d":"711"},0.98,0.98,0.98,494,539,711,212,232,306,{"v":0.3352676626465814,"d":"0.34"},{"v":0.39659808957963044,"d":"0.40"},{"v":0.6649528513575944,"d":"0.66"},1.5,{"$f":"BA280","v":13.4},{"$f":"BB280","v":14.8},{"v":24,"d":"24.0"},null,1727,null,{"v":0.9,"d":"90%"},null,null,0,{"$f":"BK386","v":10.5},{"$f":"BL386","v":12.3},21.85,null,1,1,1,494,539,711,null,0,0,0,1]
["23522011",null,null,2,35,220,11,11.5,0,26,30,{"$f":"L283","v":46.9},{"v":1642.88,"d":"1643"},{"$f":"N283","v":{"v":4831.282799097083,"d":"4831"}},{"$f":"O283","v":{"v":5278.770565343093,"d":"5279"}},{"v":6958.9,"d":"6959"},1.5,1.1,1.1,1.1,1643,4831,5279,6959,141,415,454,598,{"v":0.2829023837236197,"d":"0.28"},{"v":2.0816746946687235,"d":"2.08"},{"v":2.4599536452154176,"d":"2.46"},{"v":4.108916430633029,"d":"4.11"},3.969E-4,1.7346,4,0.000574288,{"$f":"AK283","v":{"v":809.1872786876681,"d":"809"}},{"v":884.1366084769129,"d":"884"},{"v":1165.54,"d":"1166"},0.95,0.95,0.95,809,884,1166,348,380,501,{"v":1.5011980733038943,"d":"1.50"},{"v":1.7674215645183677,"d":"1.77"},{"v":2.954796982009339,"d":"2.95"},2.9,{"$f":"BA283","v":13.4},{"$f":"BB283","v":14.8},{"v":24,"d":"24.0"},null,2416,null,{"v":0.68,"d":"68%"},null,null,0,{"$f":"BK466","v":10.5},{"$f":"BL466","v":12.3},21.85,null,1,1,1,809,884,1166,null,0,0,0,1]
["23522015",null,null,2,35,220,15,16.5,0,26,30,{"$f":"L286","v":47.8},{"v":2317.6,"d":"2318"},{"$f":"N286","v":{"v":4302.556743974503,"d":"4303"}},{"$f":"O286","v":{"v":4481.798860349342,"d":"4482"}},{"v":6540.76,"d":"6541"},1.5,1.08,1.08,1.08,2318,4303,4482,6541,199,370,385,563,{"v":0.25635541004929985,"d":"0.26"},{"v":0.8442706466586654,"d":"0.84"},{"v":0.9114590625595987,"d":"0.91"},{"v":1.8978591317759046,"d":"1.90"},0.0002083,1.724,2,0.000461829,{"$f":"AK286","v":{"v":587.3162695604478,"d":"587"}},{"v":611.7835380711579,"d":"612"},{"v":892.84,"d":"893"},1.01,1.01,1.01,587,612,893,252,263,384,{"v":0.4032874859028843,"d":"0.40"},{"v":0.43778400702821296,"d":"0.44"},{"v":0.9069022344024595,"d":"0.91"},2.2,{"$f":"BA286","v":15.5},{"$f":"BB286","v":16.8},27.5,null,2897,null,{"v":0.8,"d":"80%"},null,null,0,{"$f":"BK387","v":10},{"$f":"BL387","v":11.1},21.85,null,1,1,1,587,612,893,null,0,0,0,1]
["23522016",null,null,2,35,220,16,16.5,0,26,30,{"$f":"L289","v":47.8},2431,{"$f":"N289","v":{"v":6291.725195404346,"d":"6292"}},{"$f":"O289","v":{"v":6553.83496101116,"d":"6554"}},{"v":9564.7,"d":"9565"},1.5,1.1,1.1,1.1,2431,6292,6554,9565,209,541,564,823,{"v":0.7640730703292791,"d":"0.76"},{"v":4.859949006557038,"d":"4.86"},{"v":5.271221839350569,"d":"5.27"},{"v":11.028120296891252,"d":"11.03"},0.0002083,1.724,4,1.392796E-3,{"$f":"AK289","v":{"v":963.3581344600107,"d":"963"}},{"v":1003.4910975149082,"d":"1003"},{"v":1464.5,"d":"1465"},0.95,0.95,0.95,963,1003,1465,414,431,630,{"v":2.8848425296225417,"d":"2.88"},{"v":3.1200973344986664,"d":"3.12"},{"v":6.542211558205909,"d":"6.54"},4.4,{"$f":"BA289","v":15.5},{"$f":"BB289","v":16.8},27.5,null,3575,null,{"v":0.68,"d":"68%"},null,null,0,{"$f":"BK468","v":10},{"$f":"BL468","v":11.1},21.85,null,1,1,1,963,1003,1465,null,0,0,0,1]
["23522020",null,null,2,35,220,20,21.5,0,26,30,{"$f":"L292","v":47.8},{"v":3169.6000000000004,"d":"3170"},{"$f":"N292","v":{"v":5696.566249617518,"d":"5697"}},{"$f":"O292","v":{"v":6224.199139745616,"d":"6224"}},{"v":8205.24,"d":"8205"},1.5,1.08,1.08,1.08,3170,5697,6224,8205,273,490,535,706,{"v":0.3556008387093701,"d":"0.36"},{"v":1.1066428651103115,"d":"1.11"},{"v":1.3128927046129348,"d":"1.31"},{"v":2.253132130729565,"d":"2.25"},0.0001276,1.7219,2,3.76611E-4,{"$f":"AK292","v":{"v":704.0069565012294,"d":"704"}},{"v":769.2141723663956,"d":"769"},{"v":1014.04,"d":"1014"},0.95,0.95,0.95,704,769,1014,303,331,436,{"v":0.4352139999072062,"d":"0.44"},{"v":0.5165738484716168,"d":"0.52"},{"v":0.8819313648082591,"d":"0.88"},2.9,{"$f":"BA292","v":15.5},{"$f":"BB292","v":16.8},27.5,null,3962,null,{"v":0.8,"d":"80%"},null,null,0,{"$f":"BK469","v":10},11.1,21.85,null,1,1,1,704,769,1014,null,0,0,0,1]
["23522021",null,null,2,35,220,21,21.5,0,26,30,{"$f":"L295","v":47.8},{"v":3657.6000000000004,"d":"3658"},{"$f":"N295","v":{"v":8102.838488189164,"d":"8103"}},{"$f":"O295","v":{"v":8440.398224339186,"d":"8440"}},{"v":12317.96,"d":"12318"},1.5,1.05,1.05,1.05,3658,8103,8440,12318,315,697,726,1059,{"v":0.7060749916094777,"d":"0.71"},{"v":3.2570253321888645,"d":"3.26"},{"v":3.523799431798829,"d":"3.52"},{"v":7.31370514880791,"d":"7.31"},0.0001276,1.7219,4,0.000514201,{"$f":"AK295","v":{"v":1051.0569439418873,"d":"1051"}},{"v":1094.8433905300585,"d":"1095"},{"v":1597.82,"d":"1598"},0.85,0.85,0.85,1051,1095,1598,452,471,687,{"v":1.4132675404061716,"d":"1.41"},{"v":1.529835024440543,"d":"1.53"},{"v":3.1674021588285153,"d":"3.17"},5.9,{"$f":"BA295","v":15.5},{"$f":"BB295","v":16.8},27.5,null,4572,null,{"v":0.8,"d":"80%"},null,null,0,{"$f":"BK470","v":10},11.1,21.85,null,1,1,1,1051,1095,1598,null,0,0,0,1]
["23524010",null,null,2,35,240,10,11.5,0,26,30,{"$f":"L298","v":47.2},{"v":1695.6000000000001,"d":"1696"},{"$f":"N298","v":{"v":3860.418873592543,"d":"3860"}},{"$f":"O298","v":{"v":4228.985567352769,"d":"4229"}},{"v":5636.58,"d":"5637"},1.5,1.08,1.08,1.08,1696,3860,4229,5637,146,332,364,485,{"v":0.17640721597750245,"d":"0.18"},{"v":0.8112280684719688,"d":"0.81"},{"v":0.9631272119292901,"d":"0.96"},{"v":1.6465778870546586,"d":"1.65"},3.969E-4,1.7346,2,0.000367347,{"$f":"AK298","v":{"v":535.1978903129482,"d":"535"}},{"v":586.2949664073159,"d":"586"},{"v":781.44,"d":"781"},0.98,0.98,0.98,535,586,781,230,252,336,{"v":0.40968486620571454,"d":"0.41"},{"v":0.4855035182292864,"d":"0.49"},{"v":0.8295464687093747,"d":"0.83"},1.6,{"$f":"BA298","v":14.8},{"$f":"BB298","v":16.6},{"v":28,"d":"28.0"},null,1884,null,{"v":0.9,"d":"90%"},null,null,0,{"$f":"BK389","v":10.4},{"$f":"BL389","v":12.2},21.85,null,1,1,1,535,586,781,null,0,0,0,1]
["23524011",null,null,2,35,240,11,11.5,0,26,30,{"$f":"L301","v":47.2},{"v":1791.8000000000002,"d":"1792"},{"$f":"N301","v":{"v":5237.945261727575,"d":"5238"}},{"$f":"O301","v":{"v":5738.028861571599,"d":"5738"}},{"v":7647.9,"d":"7648"},1.5,1.1,1.1,1.1,1792,5238,5738,7648,154,450,493,658,{"v":0.3521393953031301,"d":"0.35"},{"v":2.5443263605089523,"d":"2.54"},{"v":3.0134634241110767,"d":"3.01"},{"v":5.151925284362496,"d":"5.15"},3.969E-4,1.7346,4,0.000574288,{"$f":"AK301","v":877},961,1281,0.95,0.95,0.95,877,961,1281,377,413,551,{"v":1.8332088548014907,"d":"1.83"},{"v":2.1703781533558777,"d":"2.17"},{"v":3.704430979547201,"d":"3.70"},3.2,{"$f":"BA301","v":14.8},{"$f":"BB301","v":16.6},{"v":28,"d":"28.0"},null,2635,null,{"v":0.68,"d":"68%"},null,null,0,{"$f":"BK472","v":10.4},{"$f":"BL472","v":12.2},21.85,null,1,1,1,877,961,1281,null,0,0,0,1]
["23524015",null,null,2,35,240,15,16.5,0,26,30,{"$f":"L304","v":48.1},{"v":2528.8,"d":"2529"},{"$f":"N304","v":{"v":4729.715265656896,"d":"4730"}},{"$f":"O304","v":{"v":4901.774324524634,"d":"4902"}},{"v":7188.36,"d":"7188"},1.5,1.08,1.08,1.08,2529,4730,4902,7188,217,407,422,618,{"v":0.31137315828074114,"d":"0.31"},{"v":1.0402677068624975,"d":"1.04"},{"v":1.1152542227427753,"d":"1.12"},{"v":2.3255236596425677,"d":"2.33"},0.0002083,1.724,2,0.000461829,{"$f":"AK304","v":{"v":645.6251227363645,"d":"646"}},{"v":669.1118750586436,"d":"669"},{"v":981.24,"d":"981"},1.01,1.01,1.01,646,669,981,278,288,422,{"v":0.5003789920207736,"d":"0.50"},{"v":0.5354561461459616,"d":"0.54"},{"v":1.1152542227427753,"d":"1.12"},2.4,{"$f":"BA304","v":16.4},{"$f":"BB304","v":17.7},29.7,null,3161,null,{"v":0.8,"d":"80%"},null,null,0,{"$f":"BK390","v":10},{"$f":"BL390","v":10.9},21.85,null,1,1,1,646,669,981,null,0,0,0,1]
["23524016",null,null,2,35,240,16,16.5,0,26,30,{"$f":"L307","v":48.1},2652,{"$f":"N307","v":{"v":6916.3686790875245,"d":"6916"}},{"$f":"O307","v":{"v":7167.974498648592,"d":"7168"}},{"v":10511.7,"d":"10512"},1.5,1.1,1.1,1.1,2652,6916,7168,10512,228,595,616,904,{"v":0.9235407614931004,"d":"0.92"},{"v":5.950589261856252,"d":"5.95"},{"v":6.366622732350354,"d":"6.37"},{"v":13.454619784961755,"d":"13.45"},0.0002083,1.724,4,1.392796E-3,{"$f":"AK307","v":1059},1098,1610,0.95,0.95,0.95,1059,1098,1610,455,472,692,{"v":3.5300159430065703,"d":"3.53"},{"v":3.7910912175214273,"d":"3.79"},{"v":7.987173009623401,"d":"7.99"},4.8,{"$f":"BA307","v":16.4},{"$f":"BB307","v":17.7},29.7,null,3900,null,{"v":0.68,"d":"68%"},null,null,0,{"$f":"BK474","v":10},{"$f":"BL474","v":10.9},21.85,null,1,1,1,1059,1098,1610,null,0,0,0,1]
["23524020",null,null,2,35,240,20,21.5,0,26,30,{"$f":"L310","v":48.1},{"$f":"IF($N476-($BE476*$BG476)>100,$BE476*$BG476,$N476-95)","v":{"v":3457.6000000000004,"d":"3458"}},{"$f":"N310","v":{"v":6176.062018327259,"d":"6176"}},{"$f":"O310","v":{"v":6765.710663484422,"d":"6766"}},{"v":9017.64,"d":"9018"},1.5,1.08,1.08,1.08,{"$f":"ROUND(M476*POWER(CF_heat,Q476),0)","v":3458},{"$f":"ROUND(N476*POWER(CF_heat,R476),0)","v":6176},{"$f":"ROUND(O476*POWER(CF_heat,S476),0)","v":6766},{"$f":"ROUND(P476*POWER(CF_heat,T476),0)","v":9018},297,531,582,776,{"v":0.4277217094661968,"d":"0.43"},{"v":1.3184926701217123,"d":"1.32"},{"v":1.575520331332113,"d":"1.58"},{"v":2.756451557337142,"d":"2.76"},{"$f":"IF($G476=$CO$103,CP$103,IF($G476=$CO$104,CP$104,IF($G476=$CO$105,CP$105,IF($G476=$CO$107,CP$107,IF($G476=$CO$108,CP$108,IF($G476=$CO$109,CP$109,IF($G476=$CO$111,CP$111,IF($G476=$CO$112,CP$112,IF($G476=$CO$113,CP$113,IF($G476=$CO$115,CP$115,IF($G476=$CO$116,CP$116,IF($G476=$CO$117,CP$117,IF($G476=$CO$119,CP$119,IF($G476=$CO$120,CP$120,))))))))))))))","v":0.0001276},{"$f":"IF($G476=$CO$103,CQ$103,IF($G476=$CO$104,CQ$104,IF($G476=$CO$105,CQ$105,IF($G476=$CO$107,CQ$107,IF($G476=$CO$108,CQ$108,IF($G476=$CO$109,CQ$109,IF($G476=$CO$111,CQ$111,IF($G476=$CO$112,CQ$112,IF($G476=$CO$113,CQ$113,IF($G476=$CO$115,CQ$115,IF($G476=$CO$116,CQ$116,IF($G476=$CO$117,CQ$117,IF($G476=$CO$119,CQ$119,IF($G476=$CO$120,CQ$120,))))))))))))))","v":1.7219},{"$f":"IF($G476=$CO$103,CR$103,IF($G476=$CO$104,CR$104,IF($G476=$CO$105,CR$105,IF($G476=$CO$107,CR$107,IF($G476=$CO$108,CR$108,IF($G476=$CO$109,CR$109,IF($G476=$CO$111,CR$111,IF($G476=$CO$112,CR$112,IF($G476=$CO$113,CR$113,IF($G476=$CO$115,CR$115,IF($G476=$CO$116,CR$116,IF($G476=$CO$117,CR$117,IF($G476=$CO$119,CR$119,IF($G476=$CO$120,CR$120,))))))))))))))","v":2},{"$f":"IF($G476=$CO$103,CS$103,IF($G476=$CO$104,CS$104,IF($G476=$CO$105,CS$105,IF($G476=$CO$107,CS$107,IF($G476=$CO$108,CS$108,IF($G476=$CO$109,CS$109,IF($G476=$CO$111,CS$111,IF($G476=$CO$112,CS$112,IF($G476=$CO$113,CS$113,IF($G476=$CO$115,CS$115,IF($G476=$CO$116,CS$116,IF($G476=$CO$117,CS$117,IF($G476=$CO$119,CS$119,IF($G476=$CO$120,CS$120,))))))))))))))","v":3.76611E-4},{"$f":"AK310","v":{"v":763.2651731167613,"d":"763"}},{"v":836.1365714104334,"d":"836"},{"v":1114.44,"d":"1114"},0.95,0.95,0.95,{"$f":"ROUND(AK476*POWER(CF_cool,AN476),0)","v":763},{"$f":"ROUND(AL476*POWER(CF_cool,AO476),0)","v":836},{"$f":"ROUND(AM476*POWER(CF_cool,AP476),0)","v":1114},328,359,479,{"v":0.51827708039998,"d":"0.52"},{"v":0.6172723307370914,"d":"0.62"},{"v":1.0794747424565225,"d":"1.08"},{"$f":"ROUND(IF(G476=10,$CO$92*F476,IF(G476=11,$CO$93*F476,IF(G476=15,$CO$94*F476,IF(G476=16,$CO$95*F476,IF(G476=20,$CO$96*F476,IF(G476=21,$CO$97*F476,)))))),1)","v":3.2},{"$f":"BA310","v":16.4},{"$f":"BB310","v":17.7},29.7,null,4322,null,{"$f":"IF(G476=10,0.9,IF(G476=11,0.68,IF(G476=15,0.8,IF(G476=16,0.68,IF(G476=20,0.8,IF(G476=21,0.8))))))","v":{"v":0.8,"d":"80%"}},null,null,0,{"$f":"BK475","v":10},10.9,21.85,null,1,1,1,{"$f":"AQ476/BO476","v":763},836,1114,null,{"$f":"BR476-AQ476","v":0},{"$f":"BS476-AR476","v":0},{"$f":"BT476-AS476","v":0},1]
[{"$f":"CONCATENATE(D477,E477,F477,G477)","v":"23524021"},null,null,2,35,240,21,21.5,0,26,30,{"$f":"L313","v":48.1},{"v":3989.6000000000004,"d":"3990"},{"$f":"N313","v":{"v":8907.289589245136,"d":"8907"}},{"$f":"O313","v":{"v":9231.32175137468,"d":"9231"}},{"v":13537.56,"d":"13538"},1.5,{"$f":"IF($G477=10,1.08,IF($G477=11,1.1,IF($G477=15,1.08,IF($G477=16,1.1,IF($G477=20,1.08,IF($G477=21,1.05))))))","v":1.05},1.05,1.05,3990,8907,9231,13538,343,766,794,1164,{"$f":"(($AG477*(Y477^$AH477)*((($F477-14.4)*$AI477)/100))+($AJ477*(Y477^2)))*0.0098","v":{"v":0.8546708543521517,"d":"0.85"}},{"$f":"(($AG477*(Z477^$AH477)*((($F477-14.4)*$AI477)/100))+($AJ477*(Z477^2)))*0.0098","v":{"v":4.001072919071332,"d":"4.00"}},{"$f":"(($AG477*(AA477^$AH477)*((($F477-14.4)*$AI477)/100))+($AJ477*(AA477^2)))*0.0098","v":{"v":4.287778638628886,"d":"4.29"}},{"$f":"(($AG477*(AB477^$AH477)*((($F477-14.4)*$AI477)/100))+($AJ477*(AB477^2)))*0.0098","v":{"v":8.974097369960258,"d":"8.97"}},0.0001276,1.7219,4,0.000514201,{"$f":"AK313","v":{"v":1155.4060454399644,"d":"1155"}},{"v":1197.4377673560793,"d":"1197"},{"v":1756.02,"d":"1756"},0.85,0.85,0.85,1155,1197,1756,497,515,755,{"$f":"(($AG477*(AT477^$AH477)*((($F477-14.4)*$AI477)/100))+($AJ477*(AT477^2)))*0.0098","v":{"v":1.7405492683847181,"d":"1.74"}},{"$f":"(($AG477*(AU477^$AH477)*((($F477-14.4)*$AI477)/100))+($AJ477*(AU477^2)))*0.0098","v":{"v":1.8636668369026486,"d":"1.86"}},{"$f":"(($AG477*(AV477^$AH477)*((($F477-14.4)*$AI477)/100))+($AJ477*(AV477^2)))*0.0098","v":{"v":3.8910739231720726,"d":"3.89"}},6.4,{"$f":"BA313","v":16.4},{"$f":"BB313","v":17.7},29.7,null,4987,null,{"v":0.8,"d":"80%"},null,null,0,{"$f":"BK476","v":10},10.9,21.85,null,1,1,1,1155,{"$f":"AR477/BP477","v":1197},{"$f":"AS477/BQ477","v":1756},null,0,0,0,1]
["23526010",null,null,2,35,260,10,11.5,0,26,30,{"$f":"L316","v":47.8},{"v":1836.9,"d":"1837"},{"$f":"N316","v":{"v":4178.178400000001,"d":"4178"}},{"$f":"O316","v":{"v":4608.285,"d":"4608"}},{"v":6144.38,"d":"6144"},1.5,1.08,1.08,1.08,1837,4178,4608,6144,158,359,396,528,{"v":0.21430930132070103,"d":"0.21"},{"v":0.9806644219425941,"d":"0.98"},{"v":1.1770680299869807,"d":"1.18"},{"v":2.0125184153009763,"d":"2.01"},3.969E-4,1.7346,2,0.000367347,{"$f":"AK316","v":{"v":579.2512,"d":"579"}},{"v":638.88,"d":"639"},{"v":851.84,"d":"852"},0.98,0.98,0.98,579,639,852,249,275,366,{"v":0.4971168110898011,"d":"0.50"},{"v":0.5976608909989917,"d":"0.60"},{"v":1.0165350975712137,"d":"1.02"},1.7,{"$f":"BA316","v":16.2},{"$f":"BB316","v":18.6},31.4,null,2041,null,{"v":0.9,"d":"90%"},null,null,0,{"$f":"BK392","v":10.2},{"$f":"BL392","v":11.9},21.85,null,{"$f":"IF((237.3*LN(($AQ$1*EXP(17.27*($AM$3/($AM$3+237.3))))))/(17.27-LN(($AQ$1*EXP(17.27*($AM$3/($AM$3+237.3))))))<(($AM$1+$AM$2)/2),1,IF(1/(1+((2258*((0.622/((101325/(1*611*EXP(17.27*((($AM$1+$AM$2)/2)/((($AM$1+$AM$2)/2)+237.3))))))-1)*1000-(0.622/((101325/($AQ$1*611*EXP(17.27*($AM$3/($AM$3+237.3))))))-1)*1000))/(1005*((($AM$1+$AM$2)/2)-$AM$3))))>1,1,1/(1+((2258*((0.622/((101325/(1*611*EXP(17.27*((($AM$1+$AM$2)/2)/((($AM$1+$AM$2)/2)+237.3))))))-1)*1000-(0.622/((101325/($AQ$1*611*EXP(17.27*($AM$3/($AM$3+237.3))))))-1)*1000))/(1005*((($AM$1+$AM$2)/2)-$AM$3))))))","v":1},1,1,579,639,852,null,0,0,0,1]
["23526011",null,null,2,35,260,11,11.5,0,26,30,{"$f":"L319","v":47.8},{"v":1941.4,"d":"1941"},{"$f":"N319","v":{"v":5669.092000000001,"d":"5669"}},{"$f":"O319","v":{"v":6252.674999999999,"d":"6253"}},{"v":8336.9,"d":"8337"},1.5,1.1,1.1,1.1,1941,5669,6253,8337,167,488,538,717,{"v":0.43094033176646795,"d":"0.43"},{"v":3.1003441376081904,"d":"3.10"},{"v":3.713538422378124,"d":"3.71"},{"v":6.323975284639888,"d":"6.32"},3.969E-4,1.7346,4,0.000574288,{"$f":"AK319","v":{"v":949.5112,"d":"950"}},{"v":1047.2549999999999,"d":"1047"},{"v":1396.34,"d":"1396"},0.95,0.95,0.95,950,1047,1396,409,450,600,{"v":2.2371204011135477,"d":"2.24"},{"v":2.668852231476058,"d":"2.67"},{"v":4.544789485712489,"d":"4.54"},3.5,{"$f":"BA319","v":16.2},{"$f":"BB319","v":18.6},31.4,null,2855,null,{"v":0.68,"d":"68%"},null,null,0,{"$f":"BK478","v":10.2},{"$f":"BL478","v":11.9},21.85,null,1,1,1,950,1047,1396,null,0,0,0,1]
["23526015",null,null,2,35,260,15,16.5,0,26,30,{"$f":"L322","v":48.1},{"v":2739.2000000000003,"d":"2739"},{"$f":"N322","v":{"v":4942.173331096107,"d":"4942"}},{"$f":"O322","v":{"v":5121.961948440478,"d":"5122"}},{"v":7511.259999999999,"d":"7511"},1.5,1.08,1.08,1.08,2739,4942,5122,7511,236,425,440,646,{"v":0.37569167796640274,"d":"0.38"},{"v":1.1583081112063738,"d":"1.16"},{"v":1.2380335504785773,"d":"1.24"},{"v":2.5902194067464457,"d":"2.59"},0.0002083,1.724,2,0.000461829,{"$f":"AK322","v":{"v":653.9155272719298,"d":"654"}},{"v":677.7039621632169,"d":"678"},{"v":993.84,"d":"994"},1.01,1.01,1.01,654,678,994,281,292,427,{"v":0.5243818558017788,"d":"0.52"},{"v":0.5643390276130934,"d":"0.56"},{"v":1.168789990507164,"d":"1.17"},2.6,{"$f":"BA322","v":16.4},{"$f":"BB322","v":17.7},29.7,null,3424,null,{"v":0.8,"d":"80%"},null,null,0,{"$f":"BK393","v":10},{"$f":"BL393","v":10.9},21.85,null,1,1,1,654,678,994,null,0,0,0,1]
["23526016",null,null,2,35,260,16,16.5,0,26,30,{"$f":"L325","v":48.1},{"v":2893.4,"d":"2893"},{"$f":"N325","v":{"v":7342.469153471029,"d":"7342"}},{"$f":"O325","v":{"v":7609.576818167902,"d":"7610"}},{"v":11159.300000000001,"d":"11159"},1.5,1.1,1.1,1.1,2893,7342,7610,11159,249,631,654,960,{"v":1.1174525760999618,"d":"1.12"},{"v":6.781928065042703,"d":"6.78"},{"v":7.271111813509635,"d":"7.27"},{"v":15.35669336688914,"d":"15.36"},0.0002083,1.724,4,1.392796E-3,{"$f":"AK325","v":{"v":1068.8700133353962,"d":"1069"}},{"v":1107.7538502516963,"d":"1108"},{"v":1624.5,"d":"1625"},0.95,0.95,0.95,1069,1108,1625,460,476,699,{"v":3.66947790801381,"d":"3.67"},{"v":3.921328061211602,"d":"3.92"},{"v":8.276356868546825,"d":"8.28"},5.2,{"$f":"BA325","v":16.4},{"$f":"BB325","v":17.7},29.7,null,4255,null,{"v":0.68,"d":"68%"},null,null,0,{"$f":"BK480","v":10},{"$f":"BL480","v":10.9},21.85,null,1,1,1,1069,1108,1625,null,0,0,0,1]
["23526020",null,null,2,35,260,20,21.5,0,26,30,{"$f":"L328","v":48.1},{"v":3746.4,"d":"3746"},{"$f":"N328","v":{"v":6444.5232000000005,"d":"6445"}},{"$f":"O328","v":{"v":7107.93,"d":"7108"}},{"v":9477.24,"d":"9477"},1.5,1.08,1.08,1.08,3746,6445,7108,9477,322,554,611,815,{"v":0.5104995627488264,"d":"0.51"},{"v":1.4581371213480712,"d":"1.46"},{"v":1.7629893390377123,"d":"1.76"},{"v":3.0840089604891157,"d":"3.08"},0.0001276,1.7219,2,3.76611E-4,{"$f":"AK328","v":{"v":768.4272000000001,"d":"768"}},{"v":847.53,"d":"848"},{"v":1130.04,"d":"1130"},0.95,0.95,0.95,768,848,1130,330,365,486,{"v":0.5352679613494188,"d":"0.54"},{"v":0.6503212769466717,"d":"0.65"},{"v":1.131438641834318,"d":"1.13"},3.5,{"$f":"BA328","v":16.4},{"$f":"BB328","v":17.7},29.7,null,4683,null,{"v":0.8,"d":"80%"},null,null,0,{"$f":"BK481","v":10},10.9,21.85,null,1,1,1,768,848,1130,null,0,0,0,1]
["23526021",null,null,2,35,260,21,21.5,0,26,30,{"$f":"L331","v":48.1},{"v":4322.400000000001,"d":"4322"},{"$f":"N331","v":{"v":9234.826365261362,"d":"9235"}},{"$f":"O331","v":{"v":9570.775056736626,"d":"9571"}},{"v":14035.359999999999,"d":"14035"},1.5,1.05,1.05,1.05,4322,9235,9571,14035,372,794,823,1207,{"v":1.0251208820386326,"d":"1.03"},{"v":4.386263087795206,"d":"4.39"},{"v":4.699623379387812,"d":"4.70"},{"v":9.828773759743742,"d":"9.83"},0.0001276,1.7219,4,0.000514201,{"$f":"AK331","v":{"v":1167.5126679363457,"d":"1168"}},{"v":1209.9849719689844,"d":"1210"},{"v":1774.42,"d":"1774"},0.85,0.85,0.85,1168,1210,1774,502,520,763,{"v":1.8190609839698662,"d":"1.82"},{"v":1.9461054883013664,"d":"1.95"},{"v":4.062882859258807,"d":"4.06"},6.9,{"$f":"BA331","v":16.4},{"$f":"BB331","v":17.7},29.7,null,5403,null,{"v":0.8,"d":"80%"},null,null,0,{"$f":"BK482","v":10},10.9,21.85,null,1,1,1,1168,1210,1774,null,0,0,0,1]
["23528010",null,null,2,35,280,10,11.5,0,26,30,{"$f":"L334","v":47.8},{"v":1978.2,"d":"1978"},{"$f":"N334","v":{"v":4331.3824,"d":"4331"}},{"$f":"O334","v":{"v":4782.224916852138,"d":"4782"}},{"v":6369.68,"d":"6370"},1.5,1.08,1.08,1.08,1978,4331,4782,6370,170,372,411,548,{"v":0.25683248324048413,"d":"0.26"},{"v":1.0925143603098122,"d":"1.09"},{"v":1.3146532792613241,"d":"1.31"},{"v":2.244829316332864,"d":"2.24"},3.969E-4,1.7346,2,0.000367347,{"$f":"AK334","v":{"v":587.6832,"d":"588"}},{"v":648.8536413352464,"d":"649"},{"v":864.24,"d":"864"},0.98,0.98,0.98,588,649,864,253,279,372,{"v":0.5349540342113627,"d":"0.53"},{"v":0.6410640057154129,"d":"0.64"},{"v":1.0925143603098122,"d":"1.09"},1.9,{"$f":"BA334","v":16.2},{"$f":"BB334","v":18.6},31.4,null,2198,null,{"v":0.9,"d":"90%"},null,null,0,{"$f":"BK395","v":10.2},{"$f":"BL395","v":11.9},21.85,null,1,1,1,588,649,864,null,0,0,0,1]
["23528011",null,null,2,35,280,11,11.5,0,26,30,{"$f":"L337","v":47.8},{"v":2090.32,"d":"2090"},{"$f":"N337","v":{"v":5976.860000000001,"d":"5977"}},{"$f":"O337","v":{"v":6598.976072058858,"d":"6599"}},{"v":8789.5,"d":"8790"},1.5,1.1,1.1,1.1,2090,5977,6599,8790,180,514,568,756,{"v":0.5197835448248425,"d":"0.52"},{"v":3.5696256833176774,"d":"3.57"},{"v":4.292517537717698,"d":"4.29"},{"v":7.283663959314455,"d":"7.28"},3.969E-4,1.7346,4,0.000574288,{"$f":"AK337","v":956},1056,1406,0.95,0.95,0.95,956,1056,1406,411,454,605,{"v":2.363766327647849,"d":"2.36"},{"v":2.839310118041396,"d":"2.84"},{"v":4.823297360081161,"d":"4.82"},3.7,{"$f":"BA337","v":16.2},{"$f":"BB337","v":18.6},31.4,null,3074,null,{"v":0.68,"d":"68%"},null,null,0,{"$f":"BK484","v":10.2},{"$f":"BL484","v":11.9},21.85,null,1,1,1,956,1056,1406,null,0,0,0,1]
["23528015",null,null,2,35,280,15,16.5,0,26,30,{"$f":"L340","v":48.9},{"v":2950.4,"d":"2950"},{"$f":"N340","v":{"v":5583.9635634029,"d":"5584"}},{"$f":"O340","v":{"v":5708.947546820164,"d":"5709"}},{"v":8483.56,"d":"8484"},1.5,1.08,1.08,1.08,2950,5584,5709,8484,254,480,491,730,{"v":0.4437368525747169,"d":"0.44"},{"v":1.4973769906672623,"d":"1.50"},{"v":1.5638277222676435,"d":"1.56"},{"v":3.3484388456827587,"d":"3.35"},0.0002083,1.724,2,0.000461829,{"$f":"AK340","v":{"v":762.2334450352322,"d":"762"}},{"v":779.2942605603806,"d":"779"},{"v":1158.04,"d":"1158"},1.01,1.01,1.01,762,779,1158,328,335,498,{"v":0.7227149213034564,"d":"0.72"},{"v":0.7524622664738284,"d":"0.75"},{"v":1.6068391234938044,"d":"1.61"},2.8,{"$f":"BA340","v":19.3},{"$f":"BB340","v":20.4},34.5,null,3688,null,{"v":0.8,"d":"80%"},null,null,0,{"$f":"BK396","v":10},{"$f":"BL396","v":10.6},21.85,null,1,1,1,762,779,1158,null,0,0,0,1]
["23528016",null,null,2,35,280,16,16.5,0,26,30,{"$f":"L343","v":48.9},3094,{"$f":"N343","v":{"v":8165.555118194174,"d":"8166"}},{"$f":"O343","v":{"v":8348.321999442087,"d":"8348"}},{"v":12405.7,"d":"12406"},1.5,1.1,1.1,1.1,3094,8166,8348,12406,266,702,718,1067,{"v":1.294401057224351,"d":"1.29"},{"v":8.477489161189698,"d":"8.48"},{"v":8.856973254331871,"d":"8.86"},{"v":19.143477613141926,"d":"19.14"},0.0002083,1.724,4,1.392796E-3,{"$f":"AK343","v":1250},1278,1900,0.95,0.95,0.95,1250,1278,1900,538,550,817,{"v":5.057544556965158,"d":"5.06"},{"v":5.278654736192269,"d":"5.28"},{"v":11.385263573722288,"d":"11.39"},5.6,{"$f":"BA343","v":19.3},{"$f":"BB343","v":20.4},34.5,null,4550,null,{"v":0.68,"d":"68%"},null,null,0,{"$f":"BK486","v":10},{"$f":"BL486","v":10.6},21.85,null,1,1,1,1250,1278,1900,null,0,0,0,1]
["23528020",null,null,2,35,280,20,21.5,0,26,30,{"$f":"L346","v":48.9},{"v":4034.4,"d":"4034"},{"$f":"N346","v":{"v":7236.859200000001,"d":"7237"}},{"$f":"O346","v":{"v":7990.125366439738,"d":"7990"}},{"v":10642.44,"d":"10642"},1.5,1.08,1.08,1.08,4034,7237,7990,10642,347,622,687,915,{"v":0.6016314343004258,"d":"0.60"},{"v":1.8574060664841625,"d":"1.86"},{"v":2.2516092472705127,"d":"2.25"},{"v":3.924864715604983,"d":"3.92"},0.0001276,1.7219,2,3.76611E-4,{"$f":"AK346","v":{"v":894.3632000000001,"d":"894"}},{"v":987.455178225689,"d":"987"},{"v":1315.24,"d":"1315"},0.95,0.95,0.95,894,987,1315,384,424,565,{"v":0.731424024445645,"d":"0.73"},{"v":0.885537105565082,"d":"0.89"},{"v":1.5421797125957473,"d":"1.54"},3.7,{"$f":"BA346","v":19.3},{"$f":"BB346","v":20.4},34.5,null,5043,null,{"v":0.8,"d":"80%"},null,null,0,{"$f":"BK487","v":10},10.6,21.85,null,1,1,1,894,987,1315,null,0,0,0,1]
["23528021",null,null,2,35,280,21,21.5,0,26,30,{"$f":"L351","v":48.9},{"v":4654.400000000001,"d":"4654"},{"$f":"N351","v":10516.06232539558},10751.439821034392,15976.76,1.5,1.05,1.05,1.05,4654,10516,10751,15977,400,904,925,1374,{"v":1.207920996707685,"d":"1.21"},{"v":5.75336682600242,"d":"5.75"},{"v":6.0128744748590695,"d":"6.01"},{"v":12.875842236012033,"d":"12.88"},0.0001276,1.7219,4,0.000514201,{"$f":"AK351","v":{"v":1261.7808956926551,"d":"1262"}},{"v":1290.0229142432502,"d":"1290"},{"v":1916.9885000000002,"d":"1917"},0.85,0.85,0.85,1262,1290,1917,543,555,824,{"v":2.1656497129108883,"d":"2.17"},{"v":2.258122327655359,"d":"2.26"},{"v":4.815594456282317,"d":"4.82"},7.5,{"$f":"BA351","v":19.3},{"$f":"BB351","v":20.4},34.5,null,5818,null,{"v":0.8,"d":"80%"},null,null,0,{"$f":"BK488","v":10},10.6,21.85,null,1,1,1,1262,1290,1917,null,0,0,0,1]
["2505010",null,null,2,50,50,10,11.5,0,26,30,38.8,{"v":433.8,"d":"434"},649,695,812,1.5,1.08,1.08,1.08,434,649,695,812,37,56,60,70,{"v":0.006382486104043407,"d":"0.01"},{"v":0.014273569595905599,"d":"0.01"},{"v":0.016323323223458832,"d":"0.02"},{"v":0.022034348729889495,"d":"0.02"},3.969E-4,1.7346,2,0.000367347,{"v":90.02011923475614,"d":"90"},{"v":96.3282593249777,"d":"96"},{"v":112.64,"d":"113"},0.98,0.98,0.98,90,96,113,39,41,49,{"v":7.0687185128054265E-3,"d":"0.01"},{"v":0.00778908993794481,"d":"0.01"},{"v":0.011010617958771767,"d":"0.01"},0.3,3.6,4.1,5.1,null,482,null,{"v":0.9,"d":"90%"},null,null,0,14.2,16.2,21.85,null,1,1,1,90,96,113,null,0,0,0,1]
["2505011",null,null,2,50,50,11,11.5,0,26,30,38.8,{"v":445.40000000000003,"d":"445"},{"v":881.020769215156,"d":"881"},{"v":942.7581061776938,"d":"943"},{"v":1102.4,"d":"1102"},1.5,1.1,1.1,1.1,445,881,943,1102,38,76,81,95,{"v":0.011172723315042652,"d":"0.01"},{"v":0.04264368655521608,"d":"0.04"},{"v":0.04824620699494949,"d":"0.05"},{"v":0.06572003953396613,"d":"0.07"},3.969E-4,1.7346,4,0.000574288,{"v":147.5613886319724,"d":"148"},{"v":157.90172054122763,"d":"158"},{"v":184.64,"d":"185"},0.95,0.95,0.95,148,158,185,64,68,80,{"v":0.030575828151930776,"d":"0.03"},{"v":0.03438168223252566,"d":"0.03"},{"v":0.047098764109165574,"d":"0.05"},0.7,3.6,4.1,5.1,null,655,null,{"v":0.68,"d":"68%"},null,null,0,14.2,16.2,21.85,null,1,1,1,148,158,185,null,0,0,0,1]
["2506010",null,null,2,50,60,10,11.5,0,26,30,40,{"v":520.2,"d":"520"},{"v":841.6922568781392,"d":"842"},{"v":901.3595094153106,"d":"901"},{"v":1066.38,"d":"1066"},1.5,1.08,1.08,1.08,520,842,901,1066,45,72,77,92,{"v":0.009905559723135353,"d":"0.01"},{"v":0.024572994832794695,"d":"0.02"},{"v":0.027985026550444856,"d":"0.03"},{"v":0.03951290218026669,"d":"0.04"},3.969E-4,1.7346,2,0.000367347,{"v":116.68990721587436,"d":"117"},{"v":124.9620115455649,"d":"125"},{"v":147.84,"d":"148"},{"$f":"IF($G492=10,0.98,IF($G492=11,0.95,IF($G492=15,1.01,IF($G492=16,0.95,IF($G492=20,0.95,IF($G492=21,0.85))))))","v":0.98},0.98,0.98,117,125,148,50,54,64,{"v":0.01214004296048507,"d":"0.01"},{"v":0.014086095785072505,"d":"0.01"},{"v":0.019563990759703984,"d":"0.02"},0.4,4.8,5.4,6.8,null,578,null,{"v":0.9,"d":"90%"},null,null,0,13.6,15.6,21.85,null,1,1,1,117,125,148,null,0,0,0,1]
["2506011",null,null,2,50,60,11,11.5,0,26,30,40,{"v":533.8000000000001,"d":"534"},{"v":1142.036165791725,"d":"1142"},{"v":1222.9946868592929,"d":"1223"},{"v":1446.9,"d":"1447"},1.5,1.1,1.1,1.1,534,1142,1223,1447,46,98,105,124,{"v":0.0173432971733212,"d":"0.02"},{"v":0.07423113670546667,"d":"0.07"},{"v":0.08479400067271489,"d":"0.08"},{"v":0.11688804961164248,"d":"0.12"},3.969E-4,1.7346,4,0.000574288,191,205,242,0.95,0.95,0.95,191,205,242,82,88,104,{"v":0.052655498392101936,"d":"0.05"},{"v":0.060326342797888885,"d":"0.06"},{"v":0.08324331121786346,"d":"0.08"},0.8,4.8,5.4,6.8,null,785,null,{"v":0.68,"d":"68%"},null,null,0,13.6,15.6,21.85,null,1,1,1,191,205,242,null,0,0,0,1]
["2506015",null,null,2,50,60,15,16.5,0,26,30,41.1,736,{"v":957.1925835750966,"d":"957"},{"v":1027.5250511543745,"d":"1028"},{"v":1359.96,"d":"1360"},1.5,1.08,1.08,1.08,736,957,1028,1360,63,82,88,117,{"v":0.020318297604447446,"d":"0.02"},{"v":0.03414189879712035,"d":"0.03"},{"v":0.0392386054187797,"d":"0.04"},{"v":0.06880178174125845,"d":"0.07"},0.0002083,1.724,2,0.000461829,{"$f":"AK42","v":{"v":130.66063061772473,"d":"131"}},{"v":140.26129481477255,"d":"140"},{"v":185.64,"d":"186"},1.01,1.01,1.01,131,140,186,56,60,80,{"v":0.016115444159911004,"d":"0.02"},{"v":0.018458252538956766,"d":"0.02"},{"v":0.0325208961878376,"d":"0.03"},0.6,4.8,5.5,7.2,null,920,null,{"v":0.8,"d":"80%"},null,null,0,12.3,14.4,21.85,null,1,1,1,131,140,186,null,0,0,0,1]
["2506016",null,null,2,50,60,16,16.5,0,26,30,41.1,{"v":796.2800000000001,"d":"796"},{"v":1399.7241764138612,"d":"1400"},{"v":1502.5729206967153,"d":"1503"},{"v":1988.7,"d":"1989"},1.5,1.1,1.1,1.1,796,1400,1503,1989,68,120,129,171,{"v":0.06848744213266493,"d":"0.07"},{"v":0.21085507991814395,"d":"0.21"},{"v":0.24334273125065864,"d":"0.24"},{"v":0.4254627173067976,"d":"0.43"},0.0002083,1.724,4,1.392796E-3,214,230,305,0.95,0.95,0.95,214,230,305,92,99,131,{"v":0.12457564927087089,"d":"0.12"},{"v":0.14404410806926615,"d":"0.14"},{"v":0.2508759331127468,"d":"0.25"},1.2,4.8,5.5,7.2,null,1171,null,{"v":0.68,"d":"68%"},null,null,0,12.3,14.4,21.85,null,1,1,1,214,230,305,null,0,0,0,1]
["2506020",null,null,2,50,60,20,21.5,0,26,30,41.1,{"v":1017.6,"d":"1018"},{"v":1346.575008837732,"d":"1347"},{"v":1442.0332127786496,"d":"1442"},{"v":1706.04,"d":"1706"},1.5,1.08,1.08,1.08,1018,1347,1442,1706,88,116,124,147,{"v":0.031124050530016552,"d":"0.03"},{"v":0.053754545103760785,"d":"0.05"},{"v":0.06133872577216264,"d":"0.06"},{"v":0.08590565253315716,"d":"0.09"},0.0001276,1.7219,2,3.76611E-4,{"v":166.41571994991173,"d":"166"},{"v":178.21286873827722,"d":"178"},{"v":210.84,"d":"211"},0.95,0.95,0.95,166,178,211,71,77,91,{"v":0.020362186770824586,"d":"0.02"},{"v":0.02390299995886795,"d":"0.02"},{"v":0.033257087321880145,"d":"0.03"},0.8,4.8,5.5,7.2,null,1272,null,{"v":0.8,"d":"80%"},null,null,0,12.3,14.4,21.85,null,1,1,1,166,178,211,null,0,0,0,1]
["2506021",null,null,2,50,60,21,21.5,0,26,30,41.1,{"v":1230.4,"d":"1230"},{"v":1802.6437228662567,"d":"1803"},{"v":1935.0981352499616,"d":"1935"},{"v":2561.16,"d":"2561"},1.5,1.05,1.05,1.05,1230,1803,1935,2561,106,155,166,220,{"v":0.0636262025425961,"d":"0.06"},{"v":0.13454431150760796,"d":"0.13"},{"v":0.15402657304252074,"d":"0.15"},{"v":0.2685289255955803,"d":"0.27"},0.0001276,1.7219,4,0.000514201,{"v":233.8293185941635,"d":"234"},{"v":251.01059773412922,"d":"251"},{"v":332.22,"d":"332"},0.85,0.85,0.85,234,251,332,101,108,143,{"v":0.05785134679032401,"d":"0.06"},{"v":0.06601213332318584,"d":"0.07"},{"v":0.1147780548995266,"d":"0.11"},1.6,4.8,5.5,7.2,null,1538,null,{"v":0.8,"d":"80%"},null,null,0,12.3,14.4,21.85,null,1,1,1,234,251,332,null,0,0,0,1]
["2507010",null,null,2,50,70,10,11.5,0,26,30,41,{"v":607.5,"d":"608"},{"v":1029.7403904507714,"d":"1030"},{"v":1104.285963590294,"d":"1104"},{"v":1320.28,"d":"1320"},1.5,1.08,1.08,1.08,608,1030,1104,1320,52,89,95,114,{"v":0.013832584756950001,"d":"0.01"},{"v":0.038924960889446435,"d":"0.04"},{"v":0.0441465902182657,"d":"0.04"},{"v":0.06277820934346216,"d":"0.06"},3.969E-4,1.7346,2,0.000367347,{"v":142.7603849699376,"d":"143"},{"v":153.09517888293954,"d":"153"},{"v":183.04,"d":"183"},0.98,0.98,0.98,143,153,183,61,66,79,{"v":0.018801217016227327,"d":"0.02"},{"v":0.02187876494532763,"d":"0.02"},{"v":0.03093277823234393,"d":"0.03"},0.5,5.5,5.9,7.9,null,675,null,{"v":0.9,"d":"90%"},null,null,0,13.2,15.1,21.85,null,1,1,1,143,153,183,null,0,0,0,1]
["2507011",null,null,2,50,70,11,11.5,0,26,30,41,{"v":622.88,"d":"623"},{"v":1397.1861540381678,"d":"1397"},{"v":1498.3320774196782,"d":"1498"},{"v":1791.4,"d":"1791"},1.5,1.1,1.1,1.1,623,1397,1498,1791,54,120,129,154,{"v":0.02516220228209611,"d":"0.03"},{"v":0.11600499755813,"d":"0.12"},{"v":0.1332901912514781,"d":"0.13"},{"v":0.1873650746869771,"d":"0.19"},3.969E-4,1.7346,4,0.000574288,{"v":234.0134719535625,"d":"234"},{"v":250.95431311209123,"d":"251"},{"v":300.04,"d":"300"},0.95,0.95,0.95,234,251,300,101,108,129,{"v":0.08333759355342135,"d":"0.08"},{"v":0.0947670927585456,"d":"0.09"},{"v":0.1332901912514781,"d":"0.13"},0.9,5.5,5.9,7.9,null,916,null,{"v":0.68,"d":"68%"},null,null,0,13.2,15.1,21.85,null,1,1,1,234,251,300,null,0,0,0,1]
["2507015",null,null,2,50,70,15,16.5,0,26,30,41.1,{"v":858.4000000000001,"d":"858"},{"v":1070.8273541699666,"d":"1071"},{"v":1149.5094620994566,"d":"1150"},{"v":1521.41,"d":"1521"},1.5,1.08,1.08,1.08,858,1071,1150,1521,74,92,99,131,{"v":0.02857340600300371,"d":"0.03"},{"v":0.043822991749213405,"d":"0.04"},{"v":0.05061744266822105,"d":"0.05"},{"v":0.08781307235307986,"d":"0.09"},0.0002083,1.724,2,0.000461829,{"v":135.09481491470635,"d":"135"},{"v":145.0212935075816,"d":"145"},{"v":191.94,"d":"192"},1.01,1.01,1.01,135,145,192,58,62,83,{"v":0.017715040719154605,"d":"0.02"},{"v":0.020190861450308,"d":"0.02"},{"v":0.03579769620508036,"d":"0.04"},0.7,5.1,5.6,7.2,null,1073,null,{"v":0.8,"d":"80%"},null,null,0,12.3,14.4,21.85,null,1,1,1,135,145,192,null,0,0,0,1]
["2507016",null,null,2,50,70,16,16.5,0,26,30,41.1,{"v":928.8800000000001,"d":"929"},{"v":1627.62717250317,"d":"1628"},{"v":1747.2217424001376,"d":"1747"},{"v":2312.5,"d":"2313"},1.5,1.1,1.1,1.1,929,1628,1747,2313,80,140,150,199,{"v":0.09602533006367414,"d":"0.10"},{"v":0.2902779131483183,"d":"0.29"},{"v":0.33273460547085354,"d":"0.33"},{"v":0.5822430562049591,"d":"0.58"},0.0002083,1.724,4,1.392796E-3,{"v":219.59769851718443,"d":"220"},{"v":235.7332685962564,"d":"236"},312,0.95,0.95,0.95,220,236,312,95,101,134,{"v":0.1348444213322838,"d":"0.13"},{"v":0.1521944098151945,"d":"0.15"},{"v":0.26618360536544905,"d":"0.27"},1.4,5.1,5.6,7.2,null,1366,null,{"v":0.68,"d":"68%"},null,null,0,12.3,14.4,21.85,null,1,1,1,220,236,312,null,0,0,0,1]
["2507020",null,null,2,50,70,20,21.5,0,26,30,41.1,{"v":1187.2,"d":"1187"},{"v":1509.840819712653,"d":"1510"},{"v":1619.1421060355642,"d":"1619"},{"v":1935.84,"d":"1936"},1.5,1.08,1.08,1.08,1187,1510,1619,1936,102,130,139,166,{"v":0.042396471925119035,"d":"0.04"},{"v":0.06844420067394426,"d":"0.07"},{"v":0.07812114773499958,"d":"0.08"},{"v":0.11095002490928764,"d":"0.11"},0.0001276,1.7219,2,3.76611E-4,{"v":170.52628152222005,"d":"171"},{"v":182.87112058001478,"d":"183"},{"v":218.64000000000001,"d":"219"},0.95,0.95,0.95,171,183,219,74,79,94,{"v":0.02251119783327968,"d":"0.02"},{"v":0.025608782122359248,"d":"0.03"},{"v":0.036084845824600094,"d":"0.04"},0.9,5.1,5.6,7.2,null,1484,null,{"v":0.8,"d":"80%"},null,null,0,12.3,14.4,21.85,null,1,1,1,171,183,219,null,0,0,0,1]
["2508010",null,null,2,50,80,10,11.5,0,26,30,41.8,{"v":693.9,"d":"694"},{"v":1214.2269940407766,"d":"1214"},{"v":1304.143370405705,"d":"1304"},{"v":1574.18,"d":"1574"},1.5,1.08,1.08,1.08,694,1214,1304,1574,60,104,112,135,{"v":0.019157582546598294,"d":"0.02"},{"v":0.05502875488465266,"d":"0.06"},{"v":0.06345686966495562,"d":"0.06"},{"v":0.09090986199355394,"d":"0.09"},3.969E-4,1.7346,2,0.000367347,{"v":168.33710197020613,"d":"168"},{"v":180.80286190736828,"d":"181"},{"v":218.24,"d":"218"},0.98,0.98,0.98,168,181,218,72,78,94,{"v":0.027165359623318678,"d":"0.03"},{"v":0.03167181300086596,"d":"0.03"},{"v":0.045312552969066985,"d":"0.05"},0.5,6.3,6.8,9.1,null,771,null,{"v":0.9,"d":"90%"},null,null,0,12.8,14.7,21.85,null,1,1,1,168,181,218,null,0,0,0,1]
["2508011",null,null,2,50,80,11,11.5,0,26,30,41.8,{"v":711.96,"d":"712"},{"v":1647.5037394527276,"d":"1648"},{"v":1769.505282019556,"d":"1770"},{"v":2135.9,"d":"2136"},1.5,1.1,1.1,1.1,712,1648,1770,2136,61,142,152,184,{"v":0.03369756666716088,"d":"0.03"},{"v":0.1687204798043572,"d":"0.17"},{"v":0.19218780961004492,"d":"0.19"},{"v":0.2771236061849882,"d":"0.28"},3.969E-4,1.7346,4,0.000574288,276,296,358,0.95,0.95,0.95,276,296,358,119,127,154,{"v":0.12035350001470055,"d":"0.12"},{"v":0.13628668965853094,"d":"0.14"},{"v":0.1970576817820449,"d":"0.20"},1.1,6.3,6.8,9.1,null,1047,null,{"v":0.68,"d":"68%"},null,null,0,12.8,14.7,21.85,null,1,1,1,276,296,358,null,0,0,0,1]
["2508016",null,null,2,50,80,16,16.5,0,26,30,42.4,{"v":1061.48,"d":"1061"},{"v":2040.4331716148024,"d":"2040"},{"v":2188.0092071816284,"d":"2188"},{"v":2935.7,"d":"2936"},1.5,1.1,1.1,1.1,1061,2040,2188,2936,91,175,188,252,{"v":0.1258029123215263,"d":"0.13"},{"v":0.4574474388725192,"d":"0.46"},{"v":0.5270441899399481,"d":"0.53"},{"v":0.9407339766638919,"d":"0.94"},0.0002083,1.724,4,1.392796E-3,312,335,450,0.95,0.95,0.95,312,335,450,134,144,194,{"v":0.2699776637468608,"d":"0.27"},{"v":0.31121106327333475,"d":"0.31"},{"v":0.5608119342375016,"d":"0.56"},1.6,6,6.7,9,null,1561,null,{"v":0.68,"d":"68%"},null,null,0,11.8,13.7,21.85,null,1,1,1,312,335,450,null,0,0,0,1]
["2508020",null,null,2,50,80,20,21.5,0,26,30,42.4,{"v":1356.8000000000002,"d":"1357"},{"v":1942.5718983039128,"d":"1943"},{"v":2086.4239348515057,"d":"2086"},{"v":2518.44,"d":"2518"},1.5,1.08,1.08,1.08,1357,1943,2086,2518,117,167,179,217,{"v":0.056496569750753234,"d":"0.06"},{"v":0.11395554008077592,"d":"0.11"},{"v":0.1306787233750386,"d":"0.13"},{"v":0.19110006829963533,"d":"0.19"},0.0001276,1.7219,2,3.76611E-4,{"v":240.0716624688735,"d":"240"},{"v":257.8495360156218,"d":"258"},{"v":311.24,"d":"311"},0.95,0.95,0.95,240,258,311,103,111,134,{"v":0.0439519634412318,"d":"0.04"},{"v":0.05092991835624913,"d":"0.05"},{"v":0.07381701321036345,"d":"0.07"},1.1,6,6.7,9,null,1696,null,{"v":0.8,"d":"80%"},null,null,0,11.8,13.7,21.85,null,1,1,1,240,258,311,null,0,0,0,1]
["2509010",null,null,2,50,90,10,11.5,0,26,30,42.4,{"v":781.2,"d":"781"},{"v":1395.6272192501513,"d":"1396"},{"v":1501.3000140389001,"d":"1501"},{"v":1828.08,"d":"1828"},1.5,1.08,1.08,1.08,781,1396,1501,1828,67,120,129,157,{"v":0.02480945091629173,"d":"0.02"},{"v":0.07560878121067112,"d":"0.08"},{"v":0.08685321114716028,"d":"0.09"},{"v":0.12662134598395483,"d":"0.13"},3.969E-4,1.7346,2,0.000367347,{"v":193.48593193227777,"d":"193"},{"v":208.1361185276459,"d":"208"},{"v":253.44,"d":"253"},0.98,0.98,0.98,193,208,253,83,89,109,{"v":0.03734023921264072,"d":"0.04"},{"v":0.04266933360054228,"d":"0.04"},{"v":0.06288933684631558,"d":"0.06"},0.6,6.7,7.4,10.3,null,868,null,{"v":0.9,"d":"90%"},null,null,0,12.5,14.7,21.85,null,1,1,1,193,208,253,null,0,0,0,1]
["2509011",null,null,2,50,90,11,11.5,0,26,30,42.4,{"v":801.0400000000001,"d":"801"},{"v":1893.633623598571,"d":"1894"},{"v":2037.0140009310799,"d":"2037"},{"v":2480.4,"d":"2480"},1.5,1.1,1.1,1.1,801,1894,2037,2480,69,163,175,213,{"v":0.04499858573860898,"d":"0.04"},{"v":0.23039387696616745,"d":"0.23"},{"v":0.26382483336744583,"d":"0.26"},{"v":0.38395411039699373,"d":"0.38"},3.969E-4,1.7346,4,0.000574288,{"v":317.1630191048985,"d":"317"},{"v":341.1776715637832,"d":"341"},{"v":415.44,"d":"415"},0.95,0.95,0.95,317,341,415,136,147,178,{"v":0.16316026903161293,"d":"0.16"},{"v":0.18921140887221088,"d":"0.19"},{"v":0.2725218612263355,"d":"0.27"},1.2,6.7,7.4,10.3,null,1178,null,{"v":0.68,"d":"68%"},null,null,0,12.5,14.7,21.85,null,1,1,1,317,341,415,null,0,0,0,1]
["2509016",null,null,2,50,90,16,16.5,0,26,30,43.3,{"v":1194.0800000000002,"d":"1194"},{"v":2336.669516687492,"d":"2337"},{"v":2503.3688418217644,"d":"2503"},{"v":3409.2,"d":"3409"},1.5,1.1,1.1,1.1,1194,2337,2503,3409,103,201,215,293,{"v":0.1630298553184906,"d":"0.16"},{"v":0.6091536033262105,"d":"0.61"},{"v":0.6957504205886854,"d":"0.70"},{"v":1.2822911322288062,"d":"1.28"},0.0002083,1.724,4,1.392796E-3,{"v":357.77938745479025,"d":"358"},{"v":383.3035713454655,"d":"383"},522,0.95,0.95,0.95,358,383,522,154,165,224,{"v":0.36016635113087053,"d":"0.36"},{"v":0.4126668756670805,"d":"0.41"},{"v":0.7544267517546265,"d":"0.75"},1.8,7,7.7,10.7,null,1756,null,{"v":0.68,"d":"68%"},null,null,0,11.3,13.2,21.85,null,1,1,1,358,383,522,null,0,0,0,1]
["2509020",null,null,2,50,90,20,21.5,0,26,30,43.3,{"v":1526.4,"d":"1526"},{"v":2232.7836804230465,"d":"2233"},{"v":2401.8435041457315,"d":"2402"},{"v":2924.64,"d":"2925"},1.5,1.08,1.08,1.08,1526,2233,2402,2925,131,192,207,252,{"v":0.07170053026198918,"d":"0.07"},{"v":0.15220989401469975,"d":"0.15"},{"v":0.17653301618879313,"d":"0.18"},{"v":0.26017862567755984,"d":"0.26"},0.0001276,1.7219,2,3.76611E-4,{"v":275.9373233806916,"d":"276"},{"v":296.8304872184041,"d":"297"},{"v":361.44,"d":"361"},0.95,0.95,0.95,276,297,361,119,128,155,{"v":0.05935306887959389,"d":"0.06"},{"v":0.0685057463009488,"d":"0.07"},{"v":0.0998439426179513,"d":"0.10"},1.2,7,7.7,10.7,null,1908,null,{"v":0.8,"d":"80%"},null,null,0,11.3,13.2,21.85,null,1,1,1,276,297,361,null,0,0,0,1]
["25010010",null,null,2,50,100,10,11.5,0,26,30,43,{"v":867.6,"d":"868"},{"v":1574.3905475253332,"d":"1574"},{"v":1696.1265760133244,"d":"1696"},{"v":2081.98,"d":"2082"},1.5,1.08,1.08,1.08,868,1574,1696,2082,75,135,146,179,{"v":0.032159467003479145,"d":"0.03"},{"v":0.09862323121872285,"d":"0.10"},{"v":0.11455551187153463,"d":"0.11"},{"v":0.16920060692862343,"d":"0.17"},3.969E-4,1.7346,2,0.000367347,{"v":218.26918973175157,"d":"218"},{"v":235.14633901405676,"d":"235"},{"v":288.64,"d":"289"},0.98,0.98,0.98,218,235,289,94,101,124,{"v":0.04942930530670935,"d":"0.05"},{"v":0.05668113608073874,"d":"0.06"},{"v":0.08384149307866094,"d":"0.08"},0.7,7.8,8.7,12.2,null,964,null,{"v":0.9,"d":"90%"},null,null,0,12.3,14.1,21.85,null,1,1,1,218,235,289,null,0,0,0,1]
["25010011",null,null,2,50,100,11,11.5,0,26,30,43,{"v":890.1200000000001,"d":"890"},{"v":2136.1856779144437,"d":"2136"},{"v":2301.361187225641,"d":"2301"},{"v":2824.9,"d":"2825"},1.5,1.1,1.1,1.1,890,2136,2301,2825,77,184,198,243,{"v":0.05830000657296139,"d":"0.06"},{"v":0.3035203378345578,"d":"0.30"},{"v":0.3489438597084153,"d":"0.35"},{"v":0.5153554252697664,"d":"0.52"},3.969E-4,1.7346,4,0.000574288,358,385,473,0.95,0.95,0.95,358,385,473,154,166,203,{"v":0.21644289597218058,"d":"0.22"},{"v":0.2495876591101075,"d":"0.25"},{"v":0.3659001109941029,"d":"0.37"},1.3,7.8,8.7,12.2,null,1309,null,{"v":0.68,"d":"68%"},null,null,0,12.3,14.1,21.85,null,1,1,1,358,385,473,null,0,0,0,1]
["25010016",null,null,2,50,100,16,16.5,0,26,30,44.1,{"v":1326.68,"d":"1327"},{"v":2630.387144811864,"d":"2630"},{"v":2816.5633812075234,"d":"2817"},{"v":3882.7,"d":"3883"},1.5,1.1,1.1,1.1,1327,2630,2817,3883,114,226,242,334,{"v":0.2019659820945531,"d":"0.20"},{"v":0.7771277076165684,"d":"0.78"},{"v":0.8893436749809193,"d":"0.89"},{"v":1.6794877029795134,"d":"1.68"},0.0002083,1.724,4,1.392796E-3,403,431,595,0.95,0.95,0.95,403,431,595,173,185,256,{"v":0.45896052508691165,"d":"0.46"},{"v":0.5237816029681843,"d":"0.52"},{"v":0.9936684747746941,"d":"0.99"},{"v":2,"d":"2.0"},7,7.7,10.7,null,1951,null,{"v":0.68,"d":"68%"},null,null,0,10.9,12.8,21.85,null,1,1,1,403,431,595,null,0,0,0,1]
["25010020",null,null,2,50,100,20,21.5,0,26,30,44.1,1696,{"v":2518.7768428703835,"d":"2519"},{"v":2713.5353098724395,"d":"2714"},{"v":3330.84,"d":"3331"},1.5,1.08,1.08,1.08,1696,2519,2714,3331,146,217,233,286,{"v":0.09008530389792802,"d":"0.09"},{"v":0.1963758492708046,"d":"0.20"},{"v":0.22589211718801094,"d":"0.23"},{"v":0.3382159729533156,"d":"0.34"},0.0001276,1.7219,2,3.76611E-4,{"v":311.2816285378957,"d":"311"},{"v":335.3507448439105,"d":"335"},{"v":411.64,"d":"412"},0.95,0.95,0.95,311,335,412,134,144,177,{"v":0.0761173874401084,"d":"0.08"},{"v":0.08767678608746131,"d":"0.09"},{"v":0.13152753973488002,"d":"0.13"},1.3,7,7.7,10.7,null,2120,null,{"v":0.8,"d":"80%"},null,null,0,10.9,12.8,21.85,null,1,1,1,311,335,412,null,0,0,0,1]
["25011011",null,null,2,50,110,11,11.5,0,26,30,43.5,{"v":979.2,"d":"979"},{"v":2396.6961264405954,"d":"2397"},{"v":2582.014990545841,"d":"2582"},{"v":3169.4,"d":"3169"},1.5,1.1,1.1,1.1,979,2397,2582,3169,84,206,222,273,{"v":0.07209155445448262,"d":"0.07"},{"v":0.39231335542301654,"d":"0.39"},{"v":0.4521181336762668,"d":"0.45"},{"v":0.6695964339932501,"d":"0.67"},3.969E-4,1.7346,4,0.000574288,{"v":401.4205123240127,"d":"401"},{"v":432.4594048025981,"d":"432"},{"v":530.84,"d":"531"},0.95,0.95,0.95,401,432,531,172,186,228,{"v":0.27874588734236166,"d":"0.28"},{"v":0.32327190223067265,"d":"0.32"},{"v":0.47558723983145007,"d":"0.48"},1.5,8.4,9.3,14,null,1440,null,{"v":0.68,"d":"68%"},null,null,0,12,13.9,21.85,null,1,1,1,401,432,531,null,0,0,0,1]
["25011015",null,null,2,50,110,15,16.5,0,26,30,44.1,{"v":1348.8000000000002,"d":"1349"},{"v":1908.150188257796,"d":"1908"},{"v":2043.2071973479594,"d":"2043"},{"v":2816.6099999999997,"d":"2817"},1.5,1.08,1.08,1.08,1349,1908,2043,2817,116,164,176,242,{"v":0.07504342134076276,"d":"0.08"},{"v":0.14742102741229732,"d":"0.15"},{"v":0.1692130010603492,"d":"0.17"},{"v":0.31530215896235814,"d":"0.32"},0.0002083,1.724,2,0.000461829,{"v":249.80785427097814,"d":"250"},{"v":267.48901053042016,"d":"267"},{"v":368.74,"d":"369"},1.01,1.01,1.01,250,267,369,108,115,159,{"v":0.06529371258627988,"d":"0.07"},{"v":0.07378840122581994,"d":"0.07"},{"v":0.1387762211751877,"d":"0.14"},1.1,7.9,8.8,12.5,null,1686,null,{"v":0.8,"d":"80%"},null,null,0,10.9,12.8,21.85,null,1,1,1,250,267,369,null,0,0,0,{"$f":"IF(SUM(BV524:BX524)=0,1,0)","v":1}]
["25011020",null,null,2,50,110,20,21.5,0,26,30,44.1,{"v":1865.6000000000001,"d":"1866"},{"v":2692.551301713082,"d":"2693"},{"v":2900.746468081386,"d":"2901"},{"v":3560.6400000000003,"d":"3561"},1.5,1.08,1.08,1.08,1866,2693,2901,3561,{"$f":"ROUND(U526*3600/(4186*ABS($O$1-$O$2)),0)","v":160},{"$f":"ROUND(V526*3600/(4186*ABS($O$1-$O$2)),0)","v":232},{"$f":"ROUND(W526*3600/(4186*ABS($O$1-$O$2)),0)","v":249},{"$f":"ROUND(X526*3600/(4186*ABS($O$1-$O$2)),0)","v":306},{"v":0.10940657314092882,"d":"0.11"},{"v":0.2269472264037772,"d":"0.23"},{"v":0.26079058599865457,"d":"0.26"},{"v":0.3911657832602583,"d":"0.39"},0.0001276,1.7219,2,3.76611E-4,{"v":317.1799783158463,"d":"317"},{"v":341.7051705794622,"d":"342"},{"v":419.44,"d":"419"},0.95,0.95,0.95,317,342,419,{"$f":"ROUND(AQ526*3600/(4186*ABS($AM$1-$AM$2)),0)","v":136},{"$f":"ROUND(AR526*3600/(4186*ABS($AM$1-$AM$2)),0)","v":147},{"$f":"ROUND(AS526*3600/(4186*ABS($AM$1-$AM$2)),0)","v":180},{"v":0.07954471205365862,"d":"0.08"},{"v":0.09265062946622422,"d":"0.09"},{"v":0.13785909087762688,"d":"0.14"},1.5,7.9,8.8,12.5,null,2332,null,{"v":0.8,"d":"80%"},null,null,0,10.9,12.8,21.85,null,1,1,1,317,342,419,null,0,0,0,1]
["25011021",null,null,2,50,110,21,21.5,0,26,30,44.1,2256,{"v":3556.1815292902165,"d":"3556"},{"v":3807.8845891872675,"d":"3808"},{"v":5249.259999999999,"d":"5249"},1.5,1.05,1.05,1.05,2256,3556,3808,5249,194,306,327,451,{"v":0.23124146655080796,"d":"0.23"},{"v":0.5629980570317168,"d":"0.56"},{"v":0.6410200956951558,"d":"0.64"},{"v":1.2027269290583564,"d":"1.20"},0.0001276,1.7219,4,0.000514201,{"v":445.6489740644759,"d":"446"},{"v":477.1915737569045,"d":"477"},{"v":657.82,"d":"658"},0.85,0.85,0.85,446,477,658,192,205,283,{"v":0.22661573879571267,"d":"0.23"},{"v":0.25750136415425773,"d":"0.26"},{"v":0.4832577351271901,"d":"0.48"},2.9,7.9,8.8,12.5,null,2820,null,{"v":0.8,"d":"80%"},null,null,0,10.9,12.8,21.85,null,1,1,1,446,477,658,null,0,0,0,1]
["25012011",null,null,2,50,120,11,11.5,0,26,30,44,{"v":1068.28,"d":"1068"},{"v":2611.892641497221,"d":"2612"},{"v":2821.6982019103875,"d":"2822"},{"v":3513.9,"d":"3514"},1.5,1.1,1.1,1.1,1068,2612,2822,3514,92,225,243,302,{"v":0.08951662080224575,"d":"0.09"},{"v":0.4824913090455165,"d":"0.48"},{"v":0.5581185866184035,"d":"0.56"},{"v":0.8424915609755409,"d":"0.84"},3.969E-4,1.7346,4,0.000574288,437,473,589,0.95,0.95,0.95,437,473,589,188,203,253,{"v":0.3435890915686409,"d":"0.34"},{"v":0.3972026661138466,"d":"0.40"},{"v":0.6023937884906787,"d":"0.60"},1.6,8.9,9.9,14.8,null,1571,null,{"v":0.68,"d":"68%"},null,null,0,11.8,13.7,21.85,null,1,1,1,437,473,589,null,0,0,0,1]
["25012015",null,null,2,50,120,15,16.5,0,26,30,44.8,1472,{"v":2216.907386575515,"d":"2217"},{"v":2373.994898330778,"d":"2374"},{"v":3302.76,"d":"3303"},1.5,1.08,1.08,1.08,1472,2217,2374,3303,127,191,204,284,{"v":0.09126141087307856,"d":"0.09"},{"v":0.2020174140862614,"d":"0.20"},{"v":0.22969478307979363,"d":"0.23"},{"v":0.4381787526209058,"d":"0.44"},0.0002083,1.724,2,0.000461829,{"v":302.61675876046246,"d":"303"},{"v":324.0598347937627,"d":"324"},{"v":450.84,"d":"451"},1.01,1.01,1.01,303,324,451,130,139,194,{"v":0.09550098548413372,"d":"0.10"},{"v":0.10878402336268925,"d":"0.11"},{"v":0.20824992292405745,"d":"0.21"},1.2,8.7,9.8,14.3,null,1840,null,{"v":0.8,"d":"80%"},null,null,0,10.6,12.5,21.85,null,1,1,1,303,324,451,null,0,0,0,1]
["25012020",null,null,2,50,120,20,21.5,0,26,30,44.8,{"v":2035.2,"d":"2035"},{"v":3079.6829926739365,"d":"3080"},{"v":3327.0647594078355,"d":"3327"},{"v":4143.24,"d":"4143"},1.5,1.08,1.08,1.08,2035,3080,3327,4143,175,265,286,356,{"v":0.1322638568077355,"d":"0.13"},{"v":0.2984824228165089,"d":"0.30"},{"v":0.34670295754782865,"d":"0.35"},{"v":0.5330856461058093,"d":"0.53"},0.0001276,1.7219,2,3.76611E-4,{"v":380.6009016056908,"d":"381"},{"v":411.1734390011653,"d":"411"},{"v":512.04,"d":"512"},0.95,0.95,0.95,381,411,512,164,177,220,{"v":0.11646670942658871,"d":"0.12"},{"v":0.13524222402195477,"d":"0.14"},{"v":0.20715667478646135,"d":"0.21"},1.6,8.7,9.8,14.3,null,2544,null,{"v":0.8,"d":"80%"},null,null,0,10.6,12.5,21.85,null,1,1,1,381,411,512,null,0,0,0,1]
["25012021",null,null,2,50,120,21,21.5,0,26,30,44.8,{"v":2461.6000000000004,"d":"2462"},{"v":4175.015825613802,"d":"4175"},{"v":4470.852652878654,"d":"4471"},{"v":6219.96,"d":"6220"},1.5,1.05,1.05,1.05,2462,4175,4471,6220,212,359,385,535,{"v":0.2800007276993546,"d":"0.28"},{"v":0.7820148592608814,"d":"0.78"},{"v":0.8964530786446918,"d":"0.90"},{"v":1.7058196412629565,"d":"1.71"},0.0001276,1.7219,4,0.000514201,{"v":541.5607605871626,"d":"542"},{"v":579.9351342123673,"d":"580"},{"v":806.82,"d":"807"},0.85,0.85,0.85,542,580,807,233,249,347,{"v":0.3365439725885186,"d":"0.34"},{"v":0.3830354548473364,"d":"0.38"},{"v":0.7317855670741629,"d":"0.73"},3.2,8.7,9.8,14.3,null,3077,null,{"v":0.8,"d":"80%"},null,null,0,10.6,12.5,21.85,null,1,1,1,542,580,807,null,0,0,0,1]
["25014011",null,null,2,50,140,11,11.5,0,26,30,44.8,{"v":1246.44,"d":"1246"},{"v":3077.015307780141,"d":"3077"},{"v":3332.5766142436496,"d":"3333"},{"v":4202.9,"d":"4203"},1.5,1.1,1.1,1.1,1246,3077,3333,4203,107,265,287,361,{"v":0.1291682540322877,"d":"0.13"},{"v":0.7073460763495847,"d":"0.71"},{"v":0.8219999480326121,"d":"0.82"},{"v":1.2670408781957792,"d":"1.27"},3.969E-4,1.7346,4,0.000574288,515,558,704,0.95,0.95,0.95,515,558,704,221,240,303,{"v":0.5026708586376617,"d":"0.50"},{"v":0.5870018450899704,"d":"0.59"},{"v":0.9104953802325403,"d":"0.91"},1.9,10.1,11.2,17.5,null,1833,null,{"v":0.68,"d":"68%"},null,null,0,11.5,13.3,21.85,null,1,1,1,515,558,704,null,0,0,0,1]
["25014015",null,null,2,50,140,15,16.5,0,26,30,45.4,{"v":1716.8000000000002,"d":"1717"},{"v":2628.9846104428207,"d":"2629"},{"v":2815.458457495267,"d":"2815"},{"v":3950.36,"d":"3950"},1.5,1.08,1.08,1.08,1717,2629,2815,3950,148,226,242,340,{"v":0.12741498238083399,"d":"0.13"},{"v":0.28983635322357215,"d":"0.29"},{"v":0.3310697115084538,"d":"0.33"},{"v":0.6418295973215244,"d":"0.64"},0.0002083,1.724,2,0.000461829,{"v":358.86695423586366,"d":"359"},{"v":384.32138301819265,"d":"384"},{"v":539.24,"d":"539"},1.01,1.01,1.01,359,384,539,154,165,232,{"v":0.137621338941047,"d":"0.14"},{"v":0.1573279392829452,"d":"0.16"},{"v":0.30498467021762166,"d":"0.30"},1.4,9.6,10.5,16.1,null,2146,null,{"v":0.8,"d":"80%"},null,null,0,10.4,12.2,21.85,null,1,1,1,359,384,539,null,0,0,0,1]
["25014020",null,null,2,50,140,20,21.5,0,26,30,45.4,{"v":2374.4,"d":"2374"},{"v":3628.109195995047,"d":"3628"},{"v":3929.4415695377957,"d":"3929"},{"v":4955.64,"d":"4956"},1.5,1.08,1.08,1.08,2374,3628,3929,4956,204,312,338,426,{"v":0.1833843206653504,"d":"0.18"},{"v":0.4211889524134416,"d":"0.42"},{"v":0.4927124636981848,"d":"0.49"},{"v":0.7756359730733573,"d":"0.78"},0.0001276,1.7219,2,3.76611E-4,{"v":448.3778474617217,"d":"448"},{"v":485.6178404500181,"d":"486"},{"v":612.44,"d":"612"},0.95,0.95,0.95,448,486,612,193,209,263,{"v":0.16455496588623258,"d":"0.16"},{"v":0.1922740711354792,"d":"0.19"},{"v":0.30142179085547277,"d":"0.30"},1.9,9.6,10.5,16.1,null,2968,null,{"v":0.8,"d":"80%"},null,null,0,10.4,12.2,21.85,null,1,1,1,448,486,612,null,0,0,0,1]
["25014021",null,null,2,50,140,21,21.5,0,26,30,45.4,2872,{"v":4951.064902557233,"d":"4951"},{"v":5302.243877024749,"d":"5302"},{"v":7439.56,"d":"7440"},1.5,1.05,1.05,1.05,2872,4951,5302,7440,247,426,456,640,{"v":0.3902501409859065,"d":"0.39"},{"v":1.1261815111859146,"d":"1.13"},{"v":1.285836312641885,"d":"1.29"},{"v":2.4907095980414304,"d":"2.49"},0.0001276,1.7219,4,0.000514201,{"v":642.2257031687062,"d":"642"},{"v":687.778764632105,"d":"688"},{"v":965.02,"d":"965"},0.85,0.85,0.85,642,688,965,276,296,415,{"v":0.48412380536530875,"d":"0.48"},{"v":0.5546069462888593,"d":"0.55"},{"v":1.070239745231966,"d":"1.07"},3.7,9.6,10.5,16.1,null,3590,null,{"v":0.8,"d":"80%"},null,null,0,10.4,12.2,21.85,null,1,1,1,642,688,965,null,0,0,0,1]
[{"$f":"CONCATENATE(D541,E541,F541,G541)","v":"25016011"},null,null,2,50,160,11,11.5,0,26,30,45.5,{"v":1423.92,"d":"1424"},{"v":3533.107636511756,"d":"3533"},{"v":3835.359341571188,"d":"3835"},{"v":4891.9,"d":"4892"},1.5,{"$f":"IF($G541=10,1.08,IF($G541=11,1.1,IF($G541=15,1.08,IF($G541=16,1.1,IF($G541=20,1.08,IF($G541=21,1.05))))))","v":1.1},1.1,1.1,1424,3533,3835,4892,122,304,330,421,{"$f":"(($AG541*(Y541^$AH541)*((($F541-14.4)*$AI541)/100))+($AJ541*(Y541^2)))*0.0098","v":{"v":0.1779842753166337,"d":"0.18"}},{"$f":"(($AG541*(Z541^$AH541)*((($F541-14.4)*$AI541)/100))+($AJ541*(Z541^2)))*0.0098","v":{"v":0.9792338709007133,"d":"0.98"}},{"$f":"(($AG541*(AA541^$AH541)*((($F541-14.4)*$AI541)/100))+($AJ541*(AA541^2)))*0.0098","v":{"v":1.1422415218620434,"d":"1.14"}},{"$f":"(($AG541*(AB541^$AH541)*((($F541-14.4)*$AI541)/100))+($AJ541*(AB541^2)))*0.0098","v":{"v":1.8051385479062783,"d":"1.81"}},3.969E-4,1.7346,4,0.000574288,592,642,819,0.95,0.95,0.95,592,642,819,255,276,352,{"$f":"(($AG541*(AT541^$AH541)*((($F541-14.4)*$AI541)/100))+($AJ541*(AT541^2)))*0.0098","v":{"v":0.7044266671948684,"d":"0.70"}},{"$f":"(($AG541*(AU541^$AH541)*((($F541-14.4)*$AI541)/100))+($AJ541*(AU541^2)))*0.0098","v":{"v":0.8169862996987374,"d":"0.82"}},{"$f":"(($AG541*(AV541^$AH541)*((($F541-14.4)*$AI541)/100))+($AJ541*(AV541^2)))*0.0098","v":{"v":1.2893886583447325,"d":"1.29"}},2.1,11,12.4,19.2,null,2094,null,{"v":0.68,"d":"68%"},null,null,0,11.2,13,21.85,null,1,1,1,592,{"$f":"AR541/BP541","v":642},{"$f":"AS541/BQ541","v":819},null,0,0,0,1]
["25016015",null,null,2,50,160,15,16.5,0,26,30,46.4,{"v":1962.4,"d":"1962"},{"v":3021.1783832091446,"d":"3021"},{"v":3225.612044188012,"d":"3226"},{"v":4597.96,"d":"4598"},1.5,1.08,1.08,1.08,1962,3021,3226,4598,169,260,277,395,{"v":0.17047309738820757,"d":"0.17"},{"v":0.39255304944044445,"d":"0.39"},{"v":0.4438617891013007,"d":"0.44"},{"v":0.884247559188075,"d":"0.88"},0.0002083,1.724,2,0.000461829,{"v":412.4029788074249,"d":"412"},{"v":440.3089942962018,"d":"440"},{"v":627.64,"d":"628"},1.01,1.01,1.01,412,440,628,177,189,270,{"v":0.18642121393254038,"d":"0.19"},{"v":0.2116425539248176,"d":"0.21"},{"v":0.4223624026580168,"d":"0.42"},1.6,11.5,12.8,19.6,null,2453,null,{"v":0.8,"d":"80%"},null,null,0,10,11.8,21.85,null,{"$f":"IF((237.3*LN(($AQ$1*EXP(17.27*($AM$3/($AM$3+237.3))))))/(17.27-LN(($AQ$1*EXP(17.27*($AM$3/($AM$3+237.3))))))<(($AM$1+$AM$2)/2),1,IF(1/(1+((2258*((0.622/((101325/(1*611*EXP(17.27*((($AM$1+$AM$2)/2)/((($AM$1+$AM$2)/2)+237.3))))))-1)*1000-(0.622/((101325/($AQ$1*611*EXP(17.27*($AM$3/($AM$3+237.3))))))-1)*1000))/(1005*((($AM$1+$AM$2)/2)-$AM$3))))>1,1,1/(1+((2258*((0.622/((101325/(1*611*EXP(17.27*((($AM$1+$AM$2)/2)/((($AM$1+$AM$2)/2)+237.3))))))-1)*1000-(0.622/((101325/($AQ$1*611*EXP(17.27*($AM$3/($AM$3+237.3))))))-1)*1000))/(1005*((($AM$1+$AM$2)/2)-$AM$3))))))","v":1},1,1,412,440,628,null,0,0,0,1]
["25016020",null,null,2,50,160,20,21.5,0,26,30,46.4,{"v":2713.6000000000004,"d":"2714"},{"v":4165.887726998767,"d":"4166"},{"v":4522.2727563025155,"d":"4522"},{"v":5768.04,"d":"5768"},1.5,1.08,1.08,1.08,2714,4166,4522,5768,233,358,389,496,{"v":0.24378202722105596,"d":"0.24"},{"v":0.5639754157614939,"d":"0.56"},{"v":0.6634243449102452,"d":"0.66"},{"v":1.067440463456265,"d":"1.07"},0.0001276,1.7219,2,3.76611E-4,{"v":514.838906684732,"d":"515"},{"v":558.8825513697349,"d":"559"},{"v":712.84,"d":"713"},0.95,0.95,0.95,515,559,713,221,240,307,{"v":0.2198966130933455,"d":"0.22"},{"v":0.2582722974998709,"d":"0.26"},{"v":0.4176556738231726,"d":"0.42"},2.1,11.5,12.8,19.6,null,3392,null,{"v":0.8,"d":"80%"},null,null,0,10,11.8,21.85,null,1,1,1,515,559,713,null,0,0,0,1]
["25016021",null,null,2,50,160,21,21.5,0,26,30,46.4,{"v":3281.6000000000004,"d":"3282"},{"v":5689.668246080718,"d":"5690"},{"v":6074.6702425752,"d":"6075"},{"v":8659.16,"d":"8659"},1.5,1.05,1.05,1.05,3282,5690,6075,8659,282,489,522,745,{"v":0.5213445888483466,"d":"0.52"},{"v":1.516156598549864,"d":"1.52"},{"v":1.721314141488552,"d":"1.72"},{"v":3.439351711993359,"d":"3.44"},0.0001276,1.7219,4,0.000514201,{"v":738.0333851508442,"d":"738"},{"v":787.9737884350579,"d":"788"},{"v":1123.22,"d":"1123"},0.85,0.85,0.85,738,788,1123,317,339,483,{"v":0.6539083205184024,"d":"0.65"},{"v":0.744702102610541,"d":"0.74"},{"v":1.4802227109968673,"d":"1.48"},4.3,11.5,12.8,19.6,null,4102,null,{"v":0.8,"d":"80%"},null,null,0,10,11.8,21.85,null,1,1,1,738,788,1123,null,0,0,0,1]
["25018011",null,null,2,50,180,11,11.5,0,26,30,46,{"v":1602.0800000000002,"d":"1602"},{"v":4030.7284303866513,"d":"4031"},{"v":4375.55079813051,"d":"4376"},{"v":5580.9,"d":"5581"},1.5,1.1,1.1,1.1,1602,4031,4376,5581,138,347,376,480,{"v":0.23987725937759558,"d":"0.24"},{"v":1.334539960528933,"d":"1.33"},{"v":1.55066969833801,"d":"1.55"},{"v":2.449906756699255,"d":"2.45"},3.969E-4,1.7346,4,0.000574288,{"v":675.1031362360226,"d":"675"},{"v":732.8571293240361,"d":"733"},{"v":934.74,"d":"935"},0.95,0.95,0.95,675,733,935,290,315,402,{"v":0.9544916955253598,"d":"0.95"},{"v":1.113829153173233,"d":"1.11"},{"v":1.757358951481191,"d":"1.76"},2.4,12.2,13.7,22,null,2356,null,{"v":0.68,"d":"68%"},null,null,0,10.9,12.7,21.85,null,1,1,1,675,733,935,null,0,0,0,1]
["25018015",null,null,2,50,180,15,16.5,0,26,30,46.4,{"v":2207.2000000000003,"d":"2207"},{"v":3233.3460619053994,"d":"3233"},{"v":3452.1364439366635,"d":"3452"},{"v":4920.86,"d":"4921"},1.5,1.08,1.08,1.08,2207,3233,3452,4921,190,278,297,423,{"v":0.2207416028833183,"d":"0.22"},{"v":0.46032647442822744,"d":"0.46"},{"v":0.523117686907794,"d":"0.52"},{"v":1.0377569514621654,"d":"1.04"},0.0002083,1.724,2,0.000461829,{"v":420.6820520547858,"d":"421"},{"v":449.14828645115074,"d":"449"},{"v":640.24,"d":"640"},1.01,1.01,1.01,421,449,640,181,193,275,{"v":0.2010263623163458,"d":"0.20"},{"v":0.22751208445626886,"d":"0.23"},{"v":0.45076939507650016,"d":"0.45"},1.8,11.5,12.8,19.6,null,2759,null,{"v":0.8,"d":"80%"},null,null,0,10,11.8,21.85,null,1,1,1,421,449,640,null,0,0,0,1]
["25018020",null,null,2,50,180,20,21.5,0,26,30,46.4,{"v":3052.8,"d":"3053"},{"v":4497.827519255519,"d":"4498"},{"v":4882.609466657616,"d":"4883"},{"v":6227.64,"d":"6228"},1.5,1.08,1.08,1.08,3053,4498,4883,6228,263,387,420,536,{"v":0.3161140486635214,"d":"0.32"},{"v":0.6710552050022549,"d":"0.67"},{"v":0.7872433408560319,"d":"0.79"},{"v":1.2676087797406754,"d":"1.27"},0.0001276,1.7219,2,3.76611E-4,{"v":526.1057925837863,"d":"526"},{"v":571.1133013295686,"d":"571"},{"v":728.44,"d":"728"},0.95,0.95,0.95,526,571,728,226,246,313,{"v":0.2353603329381103,"d":"0.24"},{"v":0.2775665618325251,"d":"0.28"},{"v":0.44366421223291913,"d":"0.44"},2.4,11.5,12.8,19.6,null,3816,null,{"v":0.8,"d":"80%"},null,null,0,10,11.8,21.85,null,1,1,1,526,571,728,null,0,0,0,1]
["25018021",null,null,2,50,180,21,21.5,0,26,30,46.4,3692,{"v":6016.757346282005,"d":"6017"},{"v":6423.892435808023,"d":"6424"},{"v":9156.96,"d":"9157"},1.5,1.05,1.05,1.05,3692,6017,6424,9157,318,517,552,788,{"v":0.6782853766067186,"d":"0.68"},{"v":1.7364585854055543,"d":"1.74"},{"v":1.9715108987105545,"d":"1.97"},{"v":3.93391193270787,"d":"3.93"},0.0001276,1.7219,4,0.000514201,{"v":750.1234603692125,"d":"750"},{"v":800.8819611057771,"d":"801"},{"v":1141.6200000000001,"d":"1142"},0.85,0.85,0.85,750,801,1142,323,344,491,{"v":0.699029285266317,"d":"0.70"},{"v":0.7894662397750749,"d":"0.79"},{"v":1.5712748482814811,"d":"1.57"},4.8,11.5,12.8,19.6,null,4615,null,{"v":0.8,"d":"80%"},null,null,0,10,11.8,21.85,null,1,1,1,750,801,1142,null,0,0,0,1]
["25020011",null,null,2,50,200,11,11.5,0,26,30,46.5,{"v":1780.2400000000002,"d":"1780"},{"v":4422.705063408698,"d":"4423"},{"v":4820.649682883678,"d":"4821"},{"v":6269.9,"d":"6270"},1.5,1.1,1.1,1.1,1780,4423,4821,6270,153,380,415,539,{"v":0.30961973014009025,"d":"0.31"},{"v":1.6745484974017948,"d":"1.67"},{"v":1.973465693031688,"d":"1.97"},{"v":3.215429543480531,"d":"3.22"},3.969E-4,1.7346,4,0.000574288,741,807,1050,0.95,0.95,0.95,741,807,1050,319,347,452,{"v":1.2089524361917552,"d":"1.21"},{"v":1.4138727396795772,"d":"1.41"},{"v":2.3143510148052444,"d":"2.31"},2.7,13.4,14.8,24,null,2618,null,{"v":0.68,"d":"68%"},null,null,0,10.7,12.5,21.85,null,1,1,1,741,807,1050,null,0,0,0,1]
["25020015",null,null,2,50,200,15,16.5,0,26,30,47.1,{"v":2452.8,"d":"2453"},{"v":3875.4624109054007,"d":"3875"},{"v":4083.4735576056296,"d":"4083"},{"v":5893.16,"d":"5893"},1.5,1.08,1.08,1.08,2453,3875,4083,5893,211,333,351,507,{"v":0.27851561249107537,"d":"0.28"},{"v":0.6710038545041404,"d":"0.67"},{"v":0.7427948904408519,"d":"0.74"},{"v":1.5124900662854772,"d":"1.51"},0.0002083,1.724,2,0.000461829,{"v":529.0161783879516,"d":"529"},{"v":557.4105350406697,"d":"557"},{"v":804.44,"d":"804"},1.01,1.01,1.01,529,557,804,227,240,346,{"v":0.3205762003800503,"d":"0.32"},{"v":0.35685612106712633,"d":"0.36"},{"v":0.7224973981588986,"d":"0.72"},{"v":2,"d":"2.0"},13.2,14.7,23.5,null,3066,null,{"v":0.8,"d":"80%"},null,null,0,10,11.4,21.85,null,1,1,1,529,557,804,null,0,0,0,1]
["25020020",null,null,2,50,200,20,21.5,0,26,30,47.1,3392,{"v":5214.8121821672385,"d":"5215"},{"v":5684.028740747025,"d":"5684"},{"v":7392.84,"d":"7393"},1.5,1.08,1.08,1.08,3392,5215,5684,7393,292,448,489,636,{"v":0.39631713075107605,"d":"0.40"},{"v":0.9113328187919115,"d":"0.91"},{"v":1.0808827382560606,"d":"1.08"},{"v":1.804767358434455,"d":"1.80"},0.0001276,1.7219,2,3.76611E-4,{"v":644.4696492978713,"d":"644"},{"v":702.4575154739061,"d":"702"},{"v":913.64,"d":"914"},{"$f":"IF($G556=10,0.98,IF($G556=11,0.95,IF($G556=15,1.01,IF($G556=16,0.95,IF($G556=20,0.95,IF($G556=21,0.85))))))","v":0.95},0.95,0.95,644,702,914,277,302,393,{"v":0.3577306705443238,"d":"0.36"},{"v":0.42311312971539766,"d":"0.42"},{"v":0.7061733139065255,"d":"0.71"},2.7,13.2,14.7,23.5,null,4240,null,{"v":0.8,"d":"80%"},null,null,0,10,11.4,21.85,null,1,1,1,644,702,914,null,0,0,0,1]
["25020021",null,null,2,50,200,21,21.5,0,26,30,47.1,{"v":4102.400000000001,"d":"4102"},{"v":7298.508271062735,"d":"7299"},{"v":7690.247607868787,"d":"7690"},{"v":11098.36,"d":"11098"},1.5,1.05,1.05,1.05,4102,7299,7690,11098,353,628,661,954,{"v":0.8542485381824717,"d":"0.85"},{"v":2.597637103013336,"d":"2.60"},{"v":2.8682489622749725,"d":"2.87"},{"v":5.839944747903367,"d":"5.84"},0.0001276,1.7219,4,0.000514201,{"v":946.7235228616961,"d":"947"},{"v":997.5378579573975,"d":"998"},{"v":1439.62,"d":"1440"},0.85,0.85,0.85,947,998,1440,407,429,619,{"v":1.123918147974541,"d":"1.12"},{"v":1.2440371883056511,"d":"1.24"},{"v":2.526100947496626,"d":"2.53"},5.3,13.2,14.7,23.5,null,5128,null,{"v":0.8,"d":"80%"},null,null,0,10,11.4,21.85,null,1,1,1,947,998,1440,null,0,0,0,1]
["25022011",null,null,2,50,220,11,11.5,0,26,30,46.9,{"v":1958.4,"d":"1958"},{"v":4831.282799097083,"d":"4831"},{"v":5278.770565343093,"d":"5279"},{"v":6958.9,"d":"6959"},1.5,1.1,1.1,1.1,1958,4831,5279,6959,168,415,454,598,{"v":0.3905910424764895,"d":"0.39"},{"v":2.0816746946687235,"d":"2.08"},{"v":2.4599536452154176,"d":"2.46"},{"v":4.108916430633029,"d":"4.11"},3.969E-4,1.7346,4,0.000574288,{"v":809.1872786876681,"d":"809"},{"v":884.1366084769129,"d":"884"},{"v":1165.54,"d":"1166"},0.95,0.95,0.95,809,884,1166,348,380,501,{"v":1.5011980733038943,"d":"1.50"},{"v":1.7674215645183677,"d":"1.77"},{"v":2.954796982009339,"d":"2.95"},2.9,13.4,14.8,24,null,2880,null,{"v":0.68,"d":"68%"},null,null,0,10.5,12.3,21.85,null,1,1,1,809,884,1166,null,0,0,0,1]
["25022015",null,null,2,50,220,15,16.5,0,26,30,47.8,{"v":2698.4,"d":"2698"},{"v":4302.556743974503,"d":"4303"},{"v":4481.798860349342,"d":"4482"},{"v":6540.76,"d":"6541"},1.5,1.08,1.08,1.08,2698,4303,4482,6541,232,370,385,563,{"v":0.3440810562538138,"d":"0.34"},{"v":0.8442706466586654,"d":"0.84"},{"v":0.9114590625595987,"d":"0.91"},{"v":1.8978591317759046,"d":"1.90"},0.0002083,1.724,2,0.000461829,{"v":587.3162695604478,"d":"587"},{"v":611.7835380711579,"d":"612"},{"v":892.84,"d":"893"},1.01,1.01,1.01,587,612,893,252,263,384,{"v":0.4032874859028843,"d":"0.40"},{"v":0.43778400702821296,"d":"0.44"},{"v":0.9069022344024595,"d":"0.91"},2.2,15.5,16.8,27.5,null,3373,null,{"v":0.8,"d":"80%"},null,null,0,10,11.1,21.85,null,1,1,1,587,612,893,null,0,0,0,1]
["25022020",null,null,2,50,220,20,21.5,0,26,30,47.8,{"v":3731.2000000000003,"d":"3731"},{"v":5696.566249617518,"d":"5697"},{"v":6224.199139745616,"d":"6224"},{"v":8205.24,"d":"8205"},1.5,1.08,1.08,1.08,3731,5697,6224,8205,321,490,535,706,{"v":0.4867365851144002,"d":"0.49"},{"v":1.1066428651103115,"d":"1.11"},{"v":1.3128927046129348,"d":"1.31"},{"v":2.253132130729565,"d":"2.25"},0.0001276,1.7219,2,3.76611E-4,{"v":704.0069565012294,"d":"704"},{"v":769.2141723663956,"d":"769"},{"v":1014.04,"d":"1014"},0.95,0.95,0.95,704,769,1014,303,331,436,{"v":0.4352139999072062,"d":"0.44"},{"v":0.5165738484716168,"d":"0.52"},{"v":0.8819313648082591,"d":"0.88"},2.9,15.5,16.8,27.5,null,4664,null,{"v":0.8,"d":"80%"},null,null,0,10,11.1,21.85,null,1,1,1,704,769,1014,null,0,0,0,1]
["25022021",null,null,2,50,220,21,21.5,0,26,30,47.8,{"v":4512.8,"d":"4513"},{"v":8102.838488189164,"d":"8103"},{"v":8440.398224339186,"d":"8440"},{"v":12317.96,"d":"12318"},1.5,1.05,1.05,1.05,4513,8103,8440,12318,388,697,726,1059,{"v":1.0536488304738314,"d":"1.05"},{"v":3.2570253321888645,"d":"3.26"},{"v":3.523799431798829,"d":"3.52"},{"v":7.31370514880791,"d":"7.31"},0.0001276,1.7219,4,0.000514201,{"v":1051.0569439418873,"d":"1051"},{"v":1094.8433905300585,"d":"1095"},{"v":1597.82,"d":"1598"},0.85,0.85,0.85,1051,1095,1598,452,471,687,{"v":1.4132675404061716,"d":"1.41"},{"v":1.529835024440543,"d":"1.53"},{"v":3.1674021588285153,"d":"3.17"},5.9,15.5,16.8,27.5,null,5641,null,{"v":0.8,"d":"80%"},null,null,0,10,11.1,21.85,null,1,1,1,1051,1095,1598,null,0,0,0,1]
["25024015",null,null,2,50,240,15,16.5,0,26,30,48.1,{"v":2943.2000000000003,"d":"2943"},{"v":4729.715265656896,"d":"4730"},{"v":4901.774324524634,"d":"4902"},{"v":7188.36,"d":"7188"},1.5,1.08,1.08,1.08,2943,4730,4902,7188,253,407,422,618,{"v":0.4177158709334795,"d":"0.42"},{"v":1.0402677068624975,"d":"1.04"},{"v":1.1152542227427753,"d":"1.12"},{"v":2.3255236596425677,"d":"2.33"},0.0002083,1.724,2,0.000461829,{"v":645.6251227363645,"d":"646"},{"v":669.1118750586436,"d":"669"},{"v":981.24,"d":"981"},1.01,1.01,1.01,646,669,981,278,288,422,{"v":0.5003789920207736,"d":"0.50"},{"v":0.5354561461459616,"d":"0.54"},{"v":1.1152542227427753,"d":"1.12"},2.4,16.4,17.7,29.7,null,3679,null,{"v":0.8,"d":"80%"},null,null,0,10,10.9,21.85,null,1,1,1,646,669,981,null,0,0,0,1]
["25024016",null,null,2,50,240,16,16.5,0,26,30,48.1,{"v":3183.76,"d":"3184"},{"v":6916.3686790875245,"d":"6916"},{"v":7167.974498648592,"d":"7168"},{"v":10511.7,"d":"10512"},1.5,1.1,1.1,1.1,3184,6916,7168,10512,274,595,616,904,{"v":1.3185049463056606,"d":"1.32"},{"v":5.950589261856252,"d":"5.95"},{"v":6.366622732350354,"d":"6.37"},{"v":13.454619784961755,"d":"13.45"},0.0002083,1.724,4,1.392796E-3,1059,1098,1610,0.95,0.95,0.95,1059,1098,1610,455,472,692,{"v":3.5300159430065703,"d":"3.53"},{"v":3.7910912175214273,"d":"3.79"},{"v":7.987173009623401,"d":"7.99"},4.8,16.4,17.7,29.7,null,4682,null,{"v":0.68,"d":"68%"},null,null,0,10,10.9,21.85,null,1,1,1,1059,1098,1610,null,0,0,0,1]
["25024021",null,null,2,50,240,21,21.5,0,26,30,48.1,{"v":4923.200000000001,"d":"4923"},{"v":8907.289589245136,"d":"8907"},{"v":9231.32175137468,"d":"9231"},{"v":13537.56,"d":"13538"},1.5,1.05,1.05,1.05,4923,8907,9231,13538,423,766,794,1164,{"v":1.277293166336469,"d":"1.28"},{"v":4.001072919071332,"d":"4.00"},{"v":4.287778638628886,"d":"4.29"},{"v":8.974097369960258,"d":"8.97"},0.0001276,1.7219,4,0.000514201,{"v":1155.4060454399644,"d":"1155"},{"v":1197.4377673560793,"d":"1197"},{"v":1756.02,"d":"1756"},0.85,0.85,0.85,1155,1197,1756,497,515,755,{"v":1.7405492683847181,"d":"1.74"},{"v":1.8636668369026486,"d":"1.86"},{"v":3.8910739231720726,"d":"3.89"},6.4,16.4,17.7,29.7,null,6154,null,{"v":0.8,"d":"80%"},null,null,0,10,10.9,21.85,null,1,1,1,1155,1197,1756,null,0,0,0,1]
["25026010",null,null,2,50,260,10,11.5,0,26,30,47.8,{"v":2255.4,"d":"2255"},{"v":4178.178400000001,"d":"4178"},{"v":4608.285,"d":"4608"},{"v":6144.38,"d":"6144"},1.5,1.08,1.08,1.08,2255,4178,4608,6144,194,359,396,528,{"v":0.3131482954158673,"d":"0.31"},{"v":0.9806644219425941,"d":"0.98"},{"v":1.1770680299869807,"d":"1.18"},{"v":2.0125184153009763,"d":"2.01"},3.969E-4,1.7346,2,0.000367347,{"v":579.2512,"d":"579"},{"v":638.88,"d":"639"},{"v":851.84,"d":"852"},0.98,0.98,0.98,579,639,852,249,275,366,{"v":0.4971168110898011,"d":"0.50"},{"v":0.5976608909989917,"d":"0.60"},{"v":1.0165350975712137,"d":"1.02"},1.7,16.2,18.6,31.4,null,2506,null,{"v":0.9,"d":"90%"},null,null,0,10.2,11.9,21.85,null,1,1,1,579,639,852,null,0,0,0,1]
["25026015",null,null,2,50,260,15,16.5,0,26,30,48.1,{"v":3188.8,"d":"3189"},{"v":4942.173331096107,"d":"4942"},{"v":5121.961948440478,"d":"5122"},{"v":7511.259999999999,"d":"7511"},1.5,1.08,1.08,1.08,3189,4942,5122,7511,274,425,440,646,{"v":0.49969093998454095,"d":"0.50"},{"v":1.1583081112063738,"d":"1.16"},{"v":1.2380335504785773,"d":"1.24"},{"v":2.5902194067464457,"d":"2.59"},0.0002083,1.724,2,0.000461829,{"v":653.9155272719298,"d":"654"},{"v":677.7039621632169,"d":"678"},{"v":993.84,"d":"994"},1.01,1.01,1.01,654,678,994,281,292,427,{"v":0.5243818558017788,"d":"0.52"},{"v":0.5643390276130934,"d":"0.56"},{"v":1.168789990507164,"d":"1.17"},2.6,16.4,17.7,29.7,null,3986,null,{"v":0.8,"d":"80%"},null,null,0,10,10.9,21.85,null,1,1,1,654,678,994,null,0,0,0,1]
["25026016",null,null,2,50,260,16,16.5,0,26,30,48.1,{"v":3449.6400000000003,"d":"3450"},{"v":7342.469153471029,"d":"7342"},{"v":7609.576818167902,"d":"7610"},{"v":11159.300000000001,"d":"11159"},1.5,1.1,1.1,1.1,3450,7342,7610,11159,297,631,654,960,{"v":1.5714817808584867,"d":"1.57"},{"v":6.781928065042703,"d":"6.78"},{"v":7.271111813509635,"d":"7.27"},{"v":15.35669336688914,"d":"15.36"},0.0002083,1.724,4,1.392796E-3,{"v":1068.8700133353962,"d":"1069"},{"v":1107.7538502516963,"d":"1108"},{"v":1624.5,"d":"1625"},0.95,0.95,0.95,1069,1108,1625,460,476,699,{"v":3.66947790801381,"d":"3.67"},{"v":3.921328061211602,"d":"3.92"},{"v":8.276356868546825,"d":"8.28"},5.2,16.4,17.7,29.7,null,5073,null,{"v":0.68,"d":"68%"},null,null,0,10,10.9,21.85,null,1,1,1,1069,1108,1625,null,0,0,0,1]
["25026021",null,null,2,50,260,21,21.5,0,26,30,48.1,{"v":5332.8,"d":"5333"},{"v":9234.826365261362,"d":"9235"},{"v":9570.775056736626,"d":"9571"},{"v":14035.359999999999,"d":"14035"},1.5,1.05,1.05,1.05,5333,9235,9571,14035,459,794,823,1207,{"v":1.5323531802891677,"d":"1.53"},{"v":4.386263087795206,"d":"4.39"},{"v":4.699623379387812,"d":"4.70"},{"v":9.828773759743742,"d":"9.83"},0.0001276,1.7219,4,0.000514201,{"v":1167.5126679363457,"d":"1168"},{"v":1209.9849719689844,"d":"1210"},{"v":1774.42,"d":"1774"},0.85,0.85,0.85,1168,1210,1774,502,520,763,{"v":1.8190609839698662,"d":"1.82"},{"v":1.9461054883013664,"d":"1.95"},{"v":4.062882859258807,"d":"4.06"},6.9,16.4,17.7,29.7,null,6666,null,{"v":0.8,"d":"80%"},null,null,0,10,10.9,21.85,null,1,1,1,1168,1210,1774,null,0,0,0,1]
["25028010",null,null,2,50,280,10,11.5,0,26,30,47.8,{"v":2429.1,"d":"2429"},{"v":4331.3824,"d":"4331"},{"v":4782.224916852138,"d":"4782"},{"v":6369.68,"d":"6370"},1.5,1.08,1.08,1.08,2429,4331,4782,6370,209,372,411,548,{"v":0.3758721793764627,"d":"0.38"},{"v":1.0925143603098122,"d":"1.09"},{"v":1.3146532792613241,"d":"1.31"},{"v":2.244829316332864,"d":"2.24"},3.969E-4,1.7346,2,0.000367347,{"v":587.6832,"d":"588"},{"v":648.8536413352464,"d":"649"},{"v":864.24,"d":"864"},0.98,0.98,0.98,588,649,864,253,279,372,{"v":0.5349540342113627,"d":"0.53"},{"v":0.6410640057154129,"d":"0.64"},{"v":1.0925143603098122,"d":"1.09"},1.9,16.2,18.6,31.4,null,2699,null,{"v":0.9,"d":"90%"},null,null,0,10.2,11.9,21.85,null,1,1,1,588,649,864,null,0,0,0,1]
["25028015",null,null,2,50,280,15,16.5,0,26,30,48.9,{"v":3433.6000000000004,"d":"3434"},{"v":5583.9635634029,"d":"5584"},{"v":5708.947546820164,"d":"5709"},{"v":8483.56,"d":"8484"},1.5,1.08,1.08,1.08,3434,5584,5709,8484,295,480,491,730,{"v":0.5902708526873907,"d":"0.59"},{"v":1.4973769906672623,"d":"1.50"},{"v":1.5638277222676435,"d":"1.56"},{"v":3.3484388456827587,"d":"3.35"},0.0002083,1.724,2,0.000461829,{"v":762.2334450352322,"d":"762"},{"v":779.2942605603806,"d":"779"},{"v":1158.04,"d":"1158"},1.01,1.01,1.01,762,779,1158,328,335,498,{"v":0.7227149213034564,"d":"0.72"},{"v":0.7524622664738284,"d":"0.75"},{"v":1.6068391234938044,"d":"1.61"},2.8,19.3,20.4,34.5,null,4292,null,{"v":0.8,"d":"80%"},null,null,0,10,10.6,21.85,null,1,1,1,762,779,1158,null,0,0,0,1]
["25028016",null,null,2,50,280,16,16.5,0,26,30,48.9,{"v":3714.84,"d":"3715"},{"v":8165.555118194174,"d":"8166"},{"v":8348.321999442087,"d":"8348"},{"v":12405.7,"d":"12406"},1.5,1.1,1.1,1.1,3715,8166,8348,12406,319,702,718,1067,{"v":1.8384858339153047,"d":"1.84"},{"v":8.477489161189698,"d":"8.48"},{"v":8.856973254331871,"d":"8.86"},{"v":19.143477613141926,"d":"19.14"},0.0002083,1.724,4,1.392796E-3,1250,1278,1900,0.95,0.95,0.95,1250,1278,1900,538,550,817,{"v":5.057544556965158,"d":"5.06"},{"v":5.278654736192269,"d":"5.28"},{"v":11.385263573722288,"d":"11.39"},5.6,19.3,20.4,34.5,null,5463,null,{"v":0.68,"d":"68%"},null,null,0,10,10.6,21.85,null,1,1,1,1250,1278,1900,null,0,0,0,1]
["25028021",null,null,2,50,280,21,21.5,0,26,30,48.1,{"v":5743.200000000001,"d":"5743"},{"v":10516.06232539558,"d":"10516"},{"v":10751.439821034392,"d":"10751"},{"v":15976.76,"d":"15977"},1.5,1.05,1.05,1.05,5743,10516,10751,15977,494,904,925,1374,{"v":1.8074267072074164,"d":"1.81"},{"v":5.75336682600242,"d":"5.75"},{"v":6.0128744748590695,"d":"6.01"},{"v":12.875842236012033,"d":"12.88"},0.0001276,1.7219,4,0.000514201,{"v":1261.7808956926551,"d":"1262"},{"v":1290.0229142432502,"d":"1290"},{"v":1916.9885000000002,"d":"1917"},0.85,0.85,0.85,1262,1290,1917,543,555,824,{"v":2.1656497129108883,"d":"2.17"},{"v":2.258122327655359,"d":"2.26"},{"v":4.815594456282317,"d":"4.82"},7.5,19.3,20.4,34.5,null,7179,null,{"v":0.8,"d":"80%"},null,null,0,10,10.6,21.85,null,1,1,1,1262,1290,1917,null,0,0,0,1]
["2655010",null,null,2,65,50,10,11.5,0,26,30,38.8,{"v":504.90000000000003,"d":"505"},649,695,812,1.5,1.08,1.08,1.08,505,649,695,812,43,56,60,70,{"v":0.00854352994726398,"d":"0.01"},{"v":0.014273569595905599,"d":"0.01"},{"v":0.016323323223458832,"d":"0.02"},{"v":0.022034348729889495,"d":"0.02"},3.969E-4,1.7346,2,0.000367347,{"$f":"AK490","v":{"v":90.02011923475614,"d":"90"}},{"$f":"AL490","v":{"v":96.3282593249777,"d":"96"}},{"v":112.64,"d":"113"},0.98,0.98,0.98,90,96,113,39,41,49,{"v":7.0687185128054265E-3,"d":"0.01"},{"v":0.00778908993794481,"d":"0.01"},{"v":0.011010617958771767,"d":"0.01"},0.3,3.6,4.1,5.1,null,561,null,{"v":0.9,"d":"90%"},null,null,0,14.2,16.2,21.85,null,1,1,1,90,96,113,null,0,0,0,1]
["2656010",null,null,2,65,60,10,11.5,0,26,30,40,{"v":605.7,"d":"606"},{"v":841.6922568781392,"d":"842"},{"v":901.3595094153106,"d":"901"},{"v":1066.38,"d":"1066"},1.5,1.08,1.08,1.08,606,842,901,1066,52,72,77,92,{"v":0.013095501459369064,"d":"0.01"},{"v":0.024572994832794695,"d":"0.02"},{"v":0.027985026550444856,"d":"0.03"},{"v":0.03951290218026669,"d":"0.04"},3.969E-4,1.7346,2,0.000367347,{"$f":"AK492","v":{"v":116.68990721587436,"d":"117"}},{"$f":"AL492","v":{"v":124.9620115455649,"d":"125"}},{"v":147.84,"d":"148"},0.98,0.98,0.98,117,125,148,50,54,64,{"v":0.01214004296048507,"d":"0.01"},{"v":0.014086095785072505,"d":"0.01"},{"v":0.019563990759703984,"d":"0.02"},0.4,4.8,5.4,6.8,null,673,null,{"v":0.9,"d":"90%"},null,null,0,13.6,15.6,21.85,null,1,1,1,117,125,148,null,0,0,0,1]
["2656011",null,null,2,65,60,11,11.5,0,26,30,40,{"v":605.2,"d":"605"},{"v":1142.036165791725,"d":"1142"},{"v":1222.9946868592929,"d":"1223"},{"v":1446.9,"d":"1447"},1.5,1.1,1.1,1.1,605,1142,1223,1447,52,98,105,124,{"v":0.02194037224353813,"d":"0.02"},{"v":0.07423113670546667,"d":"0.07"},{"v":0.08479400067271489,"d":"0.08"},{"v":0.11688804961164248,"d":"0.12"},3.969E-4,1.7346,4,0.000574288,{"$f":"AK493*(1-(($E585-50)*0.005))","v":{"v":176.675,"d":"177"}},{"$f":"AL493*(1-(($E585-50)*0.005))","v":{"v":189.625,"d":"190"}},{"v":223.85000000000002,"d":"224"},0.95,0.95,0.95,177,190,224,76,82,96,{"v":0.04549094194083858,"d":"0.05"},{"v":0.052655498392101936,"d":"0.05"},{"v":0.07133847033660404,"d":"0.07"},0.8,4.8,5.4,6.8,null,890,null,{"v":0.68,"d":"68%"},null,null,0,13.6,15.6,21.85,null,1,1,1,177,190,224,null,0,0,0,1]
["2656016",null,null,2,65,60,16,16.5,0,26,30,41.1,{"v":908.48,"d":"908"},{"v":1399.7241764138612,"d":"1400"},{"v":1502.5729206967153,"d":"1503"},{"v":1988.7,"d":"1989"},1.5,1.1,1.1,1.1,908,1400,1503,1989,78,120,129,171,{"v":0.08984925740059926,"d":"0.09"},{"v":0.21085507991814395,"d":"0.21"},{"v":0.24334273125065864,"d":"0.24"},{"v":0.4254627173067976,"d":"0.43"},0.0002083,1.724,4,1.392796E-3,{"$f":"AK495*(1-(($E587-50)*0.005))","v":{"v":197.95000000000002,"d":"198"}},{"$f":"AL495*(1-(($E587-50)*0.005))","v":{"v":212.75,"d":"213"}},{"v":282.125,"d":"282"},0.95,0.95,0.95,198,213,282,85,92,121,{"v":0.10651021711320637,"d":"0.11"},{"v":0.12457564927087089,"d":"0.12"},{"v":0.21435070156236344,"d":"0.21"},1.2,4.8,5.5,7.2,null,1336,null,{"v":0.68,"d":"68%"},null,null,0,12.3,14.4,21.85,null,1,1,1,198,213,282,null,0,0,0,1]
["2656020",null,null,2,65,60,20,21.5,0,26,30,41.1,1148,{"v":1346.575008837732,"d":"1347"},{"v":1442.0332127786496,"d":"1442"},{"v":1706.04,"d":"1706"},1.5,1.08,1.08,1.08,1148,1347,1442,1706,99,116,124,147,{"v":0.03928767812850011,"d":"0.04"},{"v":0.053754545103760785,"d":"0.05"},{"v":0.06133872577216264,"d":"0.06"},{"v":0.08590565253315716,"d":"0.09"},0.0001276,1.7219,2,3.76611E-4,{"$f":"AK496","v":{"v":166.41571994991173,"d":"166"}},{"$f":"AL496","v":{"v":178.21286873827722,"d":"178"}},{"v":210.84,"d":"211"},0.95,0.95,0.95,166,178,211,71,77,91,{"v":0.020362186770824586,"d":"0.02"},{"v":0.02390299995886795,"d":"0.02"},{"v":0.033257087321880145,"d":"0.03"},0.8,4.8,5.5,7.2,null,1435,null,{"v":0.8,"d":"80%"},null,null,0,12.3,14.4,21.85,null,1,1,1,166,178,211,null,0,0,0,{"$f":"IF(SUM(BV588:BX588)=0,1,0)","v":1}]
["2657010",null,null,2,65,70,10,11.5,0,26,30,41,{"v":706.5,"d":"707"},{"v":1029.7403904507714,"d":"1030"},{"v":1104.285963590294,"d":"1104"},{"v":1320.28,"d":"1320"},1.5,1.08,1.08,1.08,707,1030,1104,1320,{"$f":"ROUND(U590*3600/(4186*ABS($O$1-$O$2)),0)","v":61},{"$f":"ROUND(V590*3600/(4186*ABS($O$1-$O$2)),0)","v":89},{"$f":"ROUND(W590*3600/(4186*ABS($O$1-$O$2)),0)","v":95},{"$f":"ROUND(X590*3600/(4186*ABS($O$1-$O$2)),0)","v":114},{"v":0.018801217016227327,"d":"0.02"},{"v":0.038924960889446435,"d":"0.04"},{"v":0.0441465902182657,"d":"0.04"},{"v":0.06277820934346216,"d":"0.06"},3.969E-4,1.7346,2,0.000367347,{"$f":"AK498","v":{"v":142.7603849699376,"d":"143"}},{"$f":"AL498","v":{"v":153.09517888293954,"d":"153"}},{"v":183.04,"d":"183"},0.98,0.98,0.98,143,153,183,{"$f":"ROUND(AQ590*3600/(4186*ABS($AM$1-$AM$2)),0)","v":61},{"$f":"ROUND(AR590*3600/(4186*ABS($AM$1-$AM$2)),0)","v":66},{"$f":"ROUND(AS590*3600/(4186*ABS($AM$1-$AM$2)),0)","v":79},{"v":0.018801217016227327,"d":"0.02"},{"v":0.02187876494532763,"d":"0.02"},{"v":0.03093277823234393,"d":"0.03"},0.5,5.5,5.9,7.9,null,785,null,{"v":0.9,"d":"90%"},null,null,0,13.2,15.1,21.85,null,1,1,1,143,153,183,null,0,0,0,1]
["2657011",null,null,2,65,70,11,11.5,0,26,30,41,{"v":705.84,"d":"706"},{"v":1397.1861540381678,"d":"1397"},{"v":1498.3320774196782,"d":"1498"},{"v":1791.4,"d":"1791"},1.5,1.1,1.1,1.1,706,1397,1498,1791,61,120,129,154,{"v":0.031753100917654646,"d":"0.03"},{"v":0.11600499755813,"d":"0.12"},{"v":0.1332901912514781,"d":"0.13"},{"v":0.1873650746869771,"d":"0.19"},3.969E-4,1.7346,4,0.000574288,{"$f":"AK499*(1-(($E591-50)*0.005))","v":{"v":216.46246155704532,"d":"216"}},{"$f":"AL499*(1-(($E591-50)*0.005))","v":{"v":232.1327396286844,"d":"232"}},{"v":277.53700000000003,"d":"278"},0.95,0.95,0.95,216,232,278,93,100,120,{"v":0.07114518297320147,"d":"0.07"},{"v":0.08176271957736268,"d":"0.08"},{"v":0.11600499755813,"d":"0.12"},0.9,5.5,5.9,7.9,null,1038,null,{"v":0.68,"d":"68%"},null,null,0,13.2,15.1,21.85,null,1,1,1,216,232,278,null,0,0,0,1]
["2657016",null,null,2,65,70,16,16.5,0,26,30,41.1,{"v":1060.1200000000001,"d":"1060"},{"v":1627.62717250317,"d":"1628"},{"v":1747.2217424001376,"d":"1747"},{"v":2312.5,"d":"2313"},1.5,1.1,1.1,1.1,1060,1628,1747,2313,91,140,150,199,{"v":0.12385592691043998,"d":"0.12"},{"v":0.2902779131483183,"d":"0.29"},{"v":0.33273460547085354,"d":"0.33"},{"v":0.5822430562049591,"d":"0.58"},0.0002083,1.724,4,1.392796E-3,{"$f":"AK501*(1-(($E593-50)*0.005))","v":{"v":203.1278711283956,"d":"203"}},{"$f":"AL501*(1-(($E593-50)*0.005))","v":{"v":218.0532734515372,"d":"218"}},{"v":288.6,"d":"289"},0.95,0.95,0.95,203,218,289,87,94,124,{"v":0.11333032140726006,"d":"0.11"},{"v":0.13205391903674,"d":"0.13"},{"v":0.22832797696070714,"d":"0.23"},1.4,5.1,5.6,7.2,null,1559,null,{"v":0.68,"d":"68%"},null,null,0,12.3,14.4,21.85,null,1,1,1,203,218,289,null,0,0,0,1]
["2657020",null,null,2,65,70,20,21.5,0,26,30,41.1,{"v":1339.2,"d":"1339"},{"v":1509.840819712653,"d":"1510"},{"v":1619.1421060355642,"d":"1619"},{"v":1935.84,"d":"1936"},1.5,1.08,1.08,1.08,1339,1510,1619,1936,115,130,139,166,{"v":0.05372537018928914,"d":"0.05"},{"v":0.06844420067394426,"d":"0.07"},{"v":0.07812114773499958,"d":"0.08"},{"v":0.11095002490928764,"d":"0.11"},0.0001276,1.7219,2,3.76611E-4,{"$f":"AK502","v":{"v":170.52628152222005,"d":"171"}},{"$f":"AL502","v":{"v":182.87112058001478,"d":"183"}},{"v":218.64000000000001,"d":"219"},0.95,0.95,0.95,171,183,219,74,79,94,{"v":0.02251119783327968,"d":"0.02"},{"v":0.025608782122359248,"d":"0.03"},{"v":0.036084845824600094,"d":"0.04"},0.9,5.1,5.6,7.2,null,1674,null,{"v":0.8,"d":"80%"},null,null,0,12.3,14.4,21.85,null,1,1,1,171,183,219,null,0,0,0,1]
["2658010",null,null,2,65,80,10,11.5,0,26,30,41.8,{"v":807.3000000000001,"d":"807"},{"v":1214.2269940407766,"d":"1214"},{"v":1304.143370405705,"d":"1304"},{"v":1574.18,"d":"1574"},1.5,1.08,1.08,1.08,807,1214,1304,1574,69,104,112,135,{"v":0.02503744851565363,"d":"0.03"},{"v":0.05502875488465266,"d":"0.06"},{"v":0.06345686966495562,"d":"0.06"},{"v":0.09090986199355394,"d":"0.09"},3.969E-4,1.7346,2,0.000367347,{"$f":"AK504","v":{"v":168.33710197020613,"d":"168"}},{"$f":"AL504","v":{"v":180.80286190736828,"d":"181"}},{"v":218.24,"d":"218"},0.98,0.98,0.98,168,181,218,72,78,94,{"v":0.027165359623318678,"d":"0.03"},{"v":0.03167181300086596,"d":"0.03"},{"v":0.045312552969066985,"d":"0.05"},0.5,6.3,6.8,9.1,null,897,null,{"v":0.9,"d":"90%"},null,null,0,12.8,14.7,21.85,null,1,1,1,168,181,218,null,0,0,0,1]
["2658011",null,null,2,65,80,11,11.5,0,26,30,41.8,{"v":806.48,"d":"806"},{"v":1647.5037394527276,"d":"1648"},{"v":1769.505282019556,"d":"1770"},{"v":2135.9,"d":"2136"},1.5,1.1,1.1,1.1,806,1648,1770,2136,69,142,152,184,{"v":0.042590705964507265,"d":"0.04"},{"v":0.1687204798043572,"d":"0.17"},{"v":0.19218780961004492,"d":"0.19"},{"v":0.2771236061849882,"d":"0.28"},3.969E-4,1.7346,4,0.000574288,{"$f":"AK505*(1-(($E597-50)*0.005))","v":{"v":255.3,"d":"255"}},{"$f":"AL505*(1-(($E597-50)*0.005))","v":{"v":273.8,"d":"274"}},{"v":331.15000000000003,"d":"331"},0.95,0.95,0.95,255,274,331,110,118,142,{"v":0.10356985253432938,"d":"0.10"},{"v":0.11842888168254465,"d":"0.12"},{"v":0.1687204798043572,"d":"0.17"},1.1,6.3,6.8,9.1,null,1186,null,{"v":0.68,"d":"68%"},null,null,0,12.8,14.7,21.85,null,1,1,1,255,274,331,null,0,0,0,1]
["2658016",null,null,2,65,80,16,16.5,0,26,30,42.4,{"v":1211.76,"d":"1212"},{"v":2040.4331716148024,"d":"2040"},{"v":2188.0092071816284,"d":"2188"},{"v":2935.7,"d":"2936"},1.5,1.1,1.1,1.1,1212,2040,2188,2936,104,175,188,252,{"v":0.16371038659618098,"d":"0.16"},{"v":0.4574474388725192,"d":"0.46"},{"v":0.5270441899399481,"d":"0.53"},{"v":0.9407339766638919,"d":"0.94"},0.0002083,1.724,4,1.392796E-3,{"$f":"AK507*(1-(($E599-50)*0.005))","v":{"v":288.6,"d":"289"}},{"$f":"AL507*(1-(($E599-50)*0.005))","v":{"v":309.875,"d":"310"}},{"v":416.25,"d":"416"},0.95,0.95,0.95,289,310,416,124,133,179,{"v":0.2316471838419854,"d":"0.23"},{"v":0.26601392538714985,"d":"0.27"},{"v":0.4783417675486094,"d":"0.48"},1.6,6,6.7,9,null,1782,null,{"v":0.68,"d":"68%"},null,null,0,11.8,13.7,21.85,null,1,1,1,289,310,416,null,0,0,0,1]
["2658020",null,null,2,65,80,20,21.5,0,26,30,42.4,{"v":1530.4,"d":"1530"},{"v":1942.5718983039128,"d":"1943"},{"v":2086.4239348515057,"d":"2086"},{"v":2518.44,"d":"2518"},1.5,1.08,1.08,1.08,1530,1943,2086,2518,132,167,179,217,{"v":0.07166064787360195,"d":"0.07"},{"v":0.11395554008077592,"d":"0.11"},{"v":0.1306787233750386,"d":"0.13"},{"v":0.19110006829963533,"d":"0.19"},0.0001276,1.7219,2,3.76611E-4,{"$f":"AK508","v":{"v":240.0716624688735,"d":"240"}},{"$f":"AL508","v":{"v":257.8495360156218,"d":"258"}},{"v":311.24,"d":"311"},0.95,0.95,0.95,240,258,311,103,111,134,{"v":0.0439519634412318,"d":"0.04"},{"v":0.05092991835624913,"d":"0.05"},{"v":0.07381701321036345,"d":"0.07"},1.1,6,6.7,9,null,1913,null,{"v":0.8,"d":"80%"},null,null,0,11.8,13.7,21.85,null,1,1,1,240,258,311,null,0,0,0,1]
["2659010",null,null,2,65,90,10,11.5,0,26,30,42.4,{"v":908.1,"d":"908"},{"v":1395.6272192501513,"d":"1396"},{"v":1501.3000140389001,"d":"1501"},{"v":1828.08,"d":"1828"},1.5,1.08,1.08,1.08,908,1396,1501,1828,78,120,129,157,{"v":0.033161052231119925,"d":"0.03"},{"v":0.07560878121067112,"d":"0.08"},{"v":0.08685321114716028,"d":"0.09"},{"v":0.12662134598395483,"d":"0.13"},3.969E-4,1.7346,2,0.000367347,{"$f":"AK510","v":{"v":193.48593193227777,"d":"193"}},{"$f":"AL510","v":{"v":208.1361185276459,"d":"208"}},{"v":253.44,"d":"253"},0.98,0.98,0.98,193,208,253,83,89,109,{"v":0.03734023921264072,"d":"0.04"},{"v":0.04266933360054228,"d":"0.04"},{"v":0.06288933684631558,"d":"0.06"},0.6,6.7,7.4,10.3,null,1009,null,{"v":0.9,"d":"90%"},null,null,0,12.5,14.7,21.85,null,1,1,1,193,208,253,null,0,0,0,1]
["2659011",null,null,2,65,90,11,11.5,0,26,30,42.4,{"v":907.8000000000001,"d":"908"},{"v":1893.633623598571,"d":"1894"},{"v":2037.0140009310799,"d":"2037"},{"v":2480.4,"d":"2480"},1.5,1.1,1.1,1.1,908,1894,2037,2480,78,163,175,213,{"v":0.056758185443039844,"d":"0.06"},{"v":0.23039387696616745,"d":"0.23"},{"v":0.26382483336744583,"d":"0.26"},{"v":0.38395411039699373,"d":"0.38"},3.969E-4,1.7346,4,0.000574288,{"$f":"AK511*(1-(($E603-50)*0.005))","v":{"v":293.37579267203114,"d":"293"}},{"$f":"AL511*(1-(($E603-50)*0.005))","v":{"v":315.58934619649943,"d":"316"}},{"v":384.28200000000004,"d":"384"},0.95,0.95,0.95,293,316,384,126,136,165,{"v":0.14108634794348476,"d":"0.14"},{"v":0.16316026903161293,"d":"0.16"},{"v":0.23581464895791238,"d":"0.24"},1.2,6.7,7.4,10.3,null,1335,null,{"v":0.68,"d":"68%"},null,null,0,12.5,14.7,21.85,null,1,1,1,293,316,384,null,0,0,0,1]
[{"$f":"CONCATENATE(D605,E605,F605,G605)","v":"2659016"},null,null,2,65,90,16,16.5,0,26,30,43.3,{"v":1362.72,"d":"1363"},{"v":2336.669516687492,"d":"2337"},{"v":2503.3688418217644,"d":"2503"},{"v":3409.2,"d":"3409"},1.5,{"$f":"IF($G605=10,1.08,IF($G605=11,1.1,IF($G605=15,1.08,IF($G605=16,1.1,IF($G605=20,1.08,IF($G605=21,1.05))))))","v":1.1},1.1,1.1,1363,2337,2503,3409,117,201,215,293,{"$f":"(($AG605*(Y605^$AH605)*((($F605-14.4)*$AI605)/100))+($AJ605*(Y605^2)))*0.0098","v":{"v":0.20954788640119376,"d":"0.21"}},{"$f":"(($AG605*(Z605^$AH605)*((($F605-14.4)*$AI605)/100))+($AJ605*(Z605^2)))*0.0098","v":{"v":0.6091536033262105,"d":"0.61"}},{"$f":"(($AG605*(AA605^$AH605)*((($F605-14.4)*$AI605)/100))+($AJ605*(AA605^2)))*0.0098","v":{"v":0.6957504205886854,"d":"0.70"}},{"$f":"(($AG605*(AB605^$AH605)*((($F605-14.4)*$AI605)/100))+($AJ605*(AB605^2)))*0.0098","v":{"v":1.2822911322288062,"d":"1.28"}},0.0002083,1.724,4,1.392796E-3,{"$f":"AK513*(1-(($E605-50)*0.005))","v":{"v":330.945933395681,"d":"331"}},{"$f":"AL513*(1-(($E605-50)*0.005))","v":{"v":354.5558034945556,"d":"355"}},{"v":482.85,"d":"483"},0.95,0.95,0.95,331,355,483,142,153,208,{"$f":"(($AG605*(AT605^$AH605)*((($F605-14.4)*$AI605)/100))+($AJ605*(AT605^2)))*0.0098","v":{"v":0.3069252751383089,"d":"0.31"}},{"$f":"(($AG605*(AU605^$AH605)*((($F605-14.4)*$AI605)/100))+($AJ605*(AU605^2)))*0.0098","v":{"v":0.3555688142082118,"d":"0.36"}},{"$f":"(($AG605*(AV605^$AH605)*((($F605-14.4)*$AI605)/100))+($AJ605*(AV605^2)))*0.0098","v":{"v":0.65173992320045,"d":"0.65"}},1.8,7,7.7,10.7,null,2004,null,{"v":0.68,"d":"68%"},null,null,0,11.3,13.2,21.85,null,1,1,1,331,{"$f":"AR605/BP605","v":355},{"$f":"AS605/BQ605","v":483},null,0,0,0,1]
["2659020",null,null,2,65,90,20,21.5,0,26,30,43.3,{"v":1721.6000000000001,"d":"1722"},{"v":2232.7836804230465,"d":"2233"},{"v":2401.8435041457315,"d":"2402"},{"v":2924.64,"d":"2925"},1.5,1.08,1.08,1.08,1722,2233,2402,2925,148,192,207,252,{"v":0.09116117433052298,"d":"0.09"},{"v":0.15220989401469975,"d":"0.15"},{"v":0.17653301618879313,"d":"0.18"},{"v":0.26017862567755984,"d":"0.26"},0.0001276,1.7219,2,3.76611E-4,{"$f":"AK514","v":{"v":275.9373233806916,"d":"276"}},{"$f":"AL514","v":{"v":296.8304872184041,"d":"297"}},{"v":361.44,"d":"361"},0.95,0.95,0.95,276,297,361,119,128,155,{"v":0.05935306887959389,"d":"0.06"},{"v":0.0685057463009488,"d":"0.07"},{"v":0.0998439426179513,"d":"0.10"},1.2,7,7.7,10.7,null,2152,null,{"v":0.8,"d":"80%"},null,null,0,11.3,13.2,21.85,null,{"$f":"IF((237.3*LN(($AQ$1*EXP(17.27*($AM$3/($AM$3+237.3))))))/(17.27-LN(($AQ$1*EXP(17.27*($AM$3/($AM$3+237.3))))))<(($AM$1+$AM$2)/2),1,IF(1/(1+((2258*((0.622/((101325/(1*611*EXP(17.27*((($AM$1+$AM$2)/2)/((($AM$1+$AM$2)/2)+237.3))))))-1)*1000-(0.622/((101325/($AQ$1*611*EXP(17.27*($AM$3/($AM$3+237.3))))))-1)*1000))/(1005*((($AM$1+$AM$2)/2)-$AM$3))))>1,1,1/(1+((2258*((0.622/((101325/(1*611*EXP(17.27*((($AM$1+$AM$2)/2)/((($AM$1+$AM$2)/2)+237.3))))))-1)*1000-(0.622/((101325/($AQ$1*611*EXP(17.27*($AM$3/($AM$3+237.3))))))-1)*1000))/(1005*((($AM$1+$AM$2)/2)-$AM$3))))))","v":1},1,1,276,297,361,null,0,0,0,1]
["26510011",null,null,2,65,100,11,11.5,0,26,30,43,{"v":1008.44,"d":"1008"},{"v":2136.1856779144437,"d":"2136"},{"v":2301.361187225641,"d":"2301"},{"v":2824.9,"d":"2825"},1.5,1.1,1.1,1.1,1008,2136,2301,2825,87,184,198,243,{"v":0.07341129169583341,"d":"0.07"},{"v":0.3035203378345578,"d":"0.30"},{"v":0.3489438597084153,"d":"0.35"},{"v":0.5153554252697664,"d":"0.52"},3.969E-4,1.7346,4,0.000574288,{"$f":"AK517*(1-(($E609-50)*0.005))","v":{"v":331.15000000000003,"d":"331"}},{"$f":"AL517*(1-(($E609-50)*0.005))","v":{"v":356.125,"d":"356"}},{"v":437.52500000000003,"d":"438"},0.95,0.95,0.95,331,356,438,142,153,188,{"v":0.1855610396003198,"d":"0.19"},{"v":0.21378279383702437,"d":"0.21"},{"v":0.3161890408370044,"d":"0.32"},1.3,7.8,8.7,12.2,null,1483,null,{"v":0.68,"d":"68%"},null,null,0,12.3,14.1,21.85,null,1,1,1,331,356,438,null,0,0,0,1]
["26510015",null,null,2,65,100,15,16.5,0,26,30,44.1,1372,{"v":1798.7737222599399,"d":"1799"},{"v":1926.0891717740149,"d":"1926"},{"v":2655.16,"d":"2655"},1.5,1.08,1.08,1.08,1372,1799,1926,2655,118,155,166,228,{"v":0.07606095326654065,"d":"0.08"},{"v":0.12960669873525657,"d":"0.13"},{"v":0.14820649885017992,"d":"0.15"},{"v":0.2758730960999123,"d":"0.28"},0.0002083,1.724,2,0.000461829,{"$f":"AK518","v":{"v":245.5398348483303,"d":"246"}},{"$f":"AL518","v":{"v":262.9189048561194,"d":"263"}},{"v":362.44,"d":"362"},1.01,1.01,1.01,246,263,362,106,113,156,{"v":0.061693712021988735,"d":"0.06"},{"v":0.06989545441405931,"d":"0.07"},{"v":0.1312469465018126,"d":"0.13"},{"v":1,"d":"1.0"},7,7.7,10.7,null,1715,null,{"v":0.8,"d":"80%"},null,null,0,10.9,12.8,21.85,null,1,1,1,246,263,362,null,0,0,0,1]
["26510020",null,null,2,65,100,20,21.5,0,26,30,44.1,{"v":1912.8000000000002,"d":"1913"},{"v":2518.7768428703835,"d":"2519"},{"v":2713.5353098724395,"d":"2714"},{"v":3330.84,"d":"3331"},1.5,1.08,1.08,1.08,1913,2519,2714,3331,165,217,233,286,{"v":0.11457024189698231,"d":"0.11"},{"v":0.1963758492708046,"d":"0.20"},{"v":0.22589211718801094,"d":"0.23"},{"v":0.3382159729533156,"d":"0.34"},0.0001276,1.7219,2,3.76611E-4,{"$f":"AK520","v":{"v":311.2816285378957,"d":"311"}},{"$f":"AL520","v":{"v":335.3507448439105,"d":"335"}},{"v":411.64,"d":"412"},0.95,0.95,0.95,311,335,412,134,144,177,{"v":0.0761173874401084,"d":"0.08"},{"v":0.08767678608746131,"d":"0.09"},{"v":0.13152753973488002,"d":"0.13"},1.3,7,7.7,10.7,null,2391,null,{"v":0.8,"d":"80%"},null,null,0,10.9,12.8,21.85,null,1,1,1,311,335,412,null,0,0,0,1]
["26510021",null,null,2,65,100,21,21.5,0,26,30,44.1,2404,{"v":3387.5608889256064,"d":"3388"},{"v":3627.3291443724347,"d":"3627"},{"v":5000.36,"d":"5000"},1.5,1.05,1.05,1.05,2404,3388,3627,5000,207,291,312,430,{"v":0.25756042639798765,"d":"0.26"},{"v":0.5015712551884005,"d":"0.50"},{"v":0.5749237834149689,"d":"0.57"},{"v":1.0783579804788856,"d":"1.08"},0.0001276,1.7219,4,0.000514201,{"$f":"AK521*(1-(($E613-50)*0.005))","v":{"v":406.46008747206355,"d":"406"}},{"$f":"AL521*(1-(($E613-50)*0.005))","v":{"v":435.2289359968352,"d":"435"}},{"v":599.9735000000001,"d":"600"},0.85,0.85,0.85,406,435,600,175,187,258,{"v":0.18550612673564695,"d":"0.19"},{"v":0.21116854253394793,"d":"0.21"},{"v":0.3962657957640151,"d":"0.40"},2.7,7,7.7,10.7,null,3005,null,{"v":0.8,"d":"80%"},null,null,0,10.9,12.8,21.85,null,1,1,1,406,435,600,null,0,0,0,1]
["26511011",null,null,2,65,110,11,11.5,0,26,30,43.5,{"v":1109.0800000000002,"d":"1109"},{"v":2396.6961264405954,"d":"2397"},{"v":2582.014990545841,"d":"2582"},{"v":3169.4,"d":"3169"},1.5,1.1,1.1,1.1,1109,2397,2582,3169,95,206,222,273,{"v":0.09087813623166187,"d":"0.09"},{"v":0.39231335542301654,"d":"0.39"},{"v":0.4521181336762668,"d":"0.45"},{"v":0.6695964339932501,"d":"0.67"},3.969E-4,1.7346,4,0.000574288,{"$f":"AK523*(1-(($E615-50)*0.005))","v":{"v":371.31397389971175,"d":"371"}},{"$f":"AL523*(1-(($E615-50)*0.005))","v":{"v":400.0249494424033,"d":"400"}},{"v":491.02700000000004,"d":"491"},0.95,0.95,0.95,371,400,491,160,172,211,{"v":0.243090227688014,"d":"0.24"},{"v":0.27874588734236166,"d":"0.28"},{"v":0.41056718300834116,"d":"0.41"},1.5,8.4,9.3,14,null,1631,null,{"v":0.68,"d":"68%"},null,null,0,12,13.9,21.85,null,1,1,1,371,400,491,null,0,0,0,1]
["26511015",null,null,2,65,110,15,16.5,0,26,30,44.1,{"v":1509.6000000000001,"d":"1510"},{"v":1908.150188257796,"d":"1908"},{"v":2043.2071973479594,"d":"2043"},{"v":2816.6099999999997,"d":"2817"},1.5,1.08,1.08,1.08,1510,1908,2043,2817,130,164,176,242,{"v":0.09370052464093924,"d":"0.09"},{"v":0.14742102741229732,"d":"0.15"},{"v":0.1692130010603492,"d":"0.17"},{"v":0.31530215896235814,"d":"0.32"},0.0002083,1.724,2,0.000461829,{"$f":"AK524","v":{"v":249.80785427097814,"d":"250"}},{"$f":"AL524","v":{"v":267.48901053042016,"d":"267"}},{"v":368.74,"d":"369"},1.01,1.01,1.01,250,267,369,108,115,159,{"v":0.06529371258627988,"d":"0.07"},{"v":0.07378840122581994,"d":"0.07"},{"v":0.1387762211751877,"d":"0.14"},1.1,7.9,8.8,12.5,null,1887,null,{"v":0.8,"d":"80%"},null,null,0,10.9,12.8,21.85,null,1,1,1,250,267,369,null,0,0,0,1]
["26511020",null,null,2,65,110,20,21.5,0,26,30,44.1,2104,{"v":2692.551301713082,"d":"2693"},{"v":2900.746468081386,"d":"2901"},{"v":3560.6400000000003,"d":"3561"},1.5,1.08,1.08,1.08,2104,2693,2901,3561,181,232,249,306,{"v":0.13936666093513697,"d":"0.14"},{"v":0.2269472264037772,"d":"0.23"},{"v":0.26079058599865457,"d":"0.26"},{"v":0.3911657832602583,"d":"0.39"},0.0001276,1.7219,2,3.76611E-4,{"$f":"AK526","v":{"v":317.1799783158463,"d":"317"}},{"$f":"AL526","v":{"v":341.7051705794622,"d":"342"}},{"v":419.44,"d":"419"},0.95,0.95,0.95,317,342,419,136,147,180,{"v":0.07954471205365862,"d":"0.08"},{"v":0.09265062946622422,"d":"0.09"},{"v":0.13785909087762688,"d":"0.14"},1.5,7.9,8.8,12.5,null,2630,null,{"v":0.8,"d":"80%"},null,null,0,10.9,12.8,21.85,null,1,1,1,317,342,419,null,0,0,0,1]
["26511021",null,null,2,65,110,21,21.5,0,26,30,44.1,{"v":2644.8,"d":"2645"},{"v":3556.1815292902165,"d":"3556"},{"v":3807.8845891872675,"d":"3808"},{"v":5249.259999999999,"d":"5249"},1.5,1.05,1.05,1.05,2645,3556,3808,5249,227,306,327,451,{"v":0.3141682818793797,"d":"0.31"},{"v":0.5629980570317168,"d":"0.56"},{"v":0.6410200956951558,"d":"0.64"},{"v":1.2027269290583564,"d":"1.20"},0.0001276,1.7219,4,0.000514201,{"$f":"AK527*(1-(($E619-50)*0.005))","v":{"v":412.22530100964025,"d":"412"}},{"$f":"AL527*(1-(($E619-50)*0.005))","v":{"v":441.4022057251367,"d":"441"}},{"v":608.4835,"d":"608"},0.85,0.85,0.85,412,441,608,177,190,261,{"v":0.19338453244863477,"d":"0.19"},{"v":0.22203583444111574,"d":"0.22"},{"v":0.41258520497574347,"d":"0.41"},2.9,7.9,8.8,12.5,null,3306,null,{"v":0.8,"d":"80%"},null,null,0,10.9,12.8,21.85,null,1,1,1,412,441,608,null,0,0,0,1]
["26512011",null,null,2,65,120,11,11.5,0,26,30,44,{"v":1210.4,"d":"1210"},{"v":2611.892641497221,"d":"2612"},{"v":2821.6982019103875,"d":"2822"},{"v":3513.9,"d":"3514"},1.5,1.1,1.1,1.1,1210,2612,2822,3514,104,225,243,302,{"v":0.11267833876978904,"d":"0.11"},{"v":0.4824913090455165,"d":"0.48"},{"v":0.5581185866184035,"d":"0.56"},{"v":0.8424915609755409,"d":"0.84"},3.969E-4,1.7346,4,0.000574288,{"$f":"AK529*(1-(($E621-50)*0.005))","v":{"v":404.225,"d":"404"}},{"$f":"AL529*(1-(($E621-50)*0.005))","v":{"v":437.52500000000003,"d":"438"}},{"v":544.825,"d":"545"},0.95,0.95,0.95,404,438,545,174,188,234,{"v":0.29689321527590273,"d":"0.30"},{"v":0.3435890915686409,"d":"0.34"},{"v":0.5196497517792369,"d":"0.52"},1.6,8.9,9.9,14.8,null,1780,null,{"v":0.68,"d":"68%"},null,null,0,11.8,13.7,21.85,null,1,1,1,404,438,545,null,0,0,0,1]
["26512015",null,null,2,65,120,15,16.5,0,26,30,44.8,{"v":1646.4,"d":"1646"},{"v":2216.907386575515,"d":"2217"},{"v":2373.994898330778,"d":"2374"},{"v":3302.76,"d":"3303"},1.5,1.08,1.08,1.08,1646,2217,2374,3303,142,191,204,284,{"v":0.11339955026582847,"d":"0.11"},{"v":0.2020174140862614,"d":"0.20"},{"v":0.22969478307979363,"d":"0.23"},{"v":0.4381787526209058,"d":"0.44"},0.0002083,1.724,2,0.000461829,{"$f":"AK530","v":{"v":302.61675876046246,"d":"303"}},{"$f":"AL530","v":{"v":324.0598347937627,"d":"324"}},{"v":450.84,"d":"451"},1.01,1.01,1.01,303,324,451,130,139,194,{"v":0.09550098548413372,"d":"0.10"},{"v":0.10878402336268925,"d":"0.11"},{"v":0.20824992292405745,"d":"0.21"},1.2,8.7,9.8,14.3,null,2058,null,{"v":0.8,"d":"80%"},null,null,0,10.6,12.5,21.85,null,1,1,1,303,324,451,null,0,0,0,1]
["26512020",null,null,2,65,120,20,21.5,0,26,30,44.8,{"v":2295.2000000000003,"d":"2295"},{"v":3079.6829926739365,"d":"3080"},{"v":3327.0647594078355,"d":"3327"},{"v":4143.24,"d":"4143"},1.5,1.08,1.08,1.08,2295,3080,3327,4143,197,265,286,356,{"v":0.16681949008703023,"d":"0.17"},{"v":0.2984824228165089,"d":"0.30"},{"v":0.34670295754782865,"d":"0.35"},{"v":0.5330856461058093,"d":"0.53"},0.0001276,1.7219,2,3.76611E-4,{"$f":"AK532","v":{"v":380.6009016056908,"d":"381"}},{"$f":"AL532","v":{"v":411.1734390011653,"d":"411"}},{"v":512.04,"d":"512"},0.95,0.95,0.95,381,411,512,164,177,220,{"v":0.11646670942658871,"d":"0.12"},{"v":0.13524222402195477,"d":"0.14"},{"v":0.20715667478646135,"d":"0.21"},1.6,8.7,9.8,14.3,null,2869,null,{"v":0.8,"d":"80%"},null,null,0,10.6,12.5,21.85,null,1,1,1,381,411,512,null,0,0,0,1]
["26512021",null,null,2,65,120,21,21.5,0,26,30,44.8,{"v":2884.8,"d":"2885"},{"v":4175.015825613802,"d":"4175"},{"v":4470.852652878654,"d":"4471"},{"v":6219.96,"d":"6220"},1.5,1.05,1.05,1.05,2885,4175,4471,6220,248,359,385,535,{"v":0.3800434649724191,"d":"0.38"},{"v":0.7820148592608814,"d":"0.78"},{"v":0.8964530786446918,"d":"0.90"},{"v":1.7058196412629565,"d":"1.71"},0.0001276,1.7219,4,0.000514201,{"$f":"AK533*(1-(($E625-50)*0.005))","v":{"v":500.9437035431254,"d":"501"}},{"$f":"AL533*(1-(($E625-50)*0.005))","v":{"v":536.4399991464397,"d":"536"}},{"v":746.3085000000001,"d":"746"},0.85,0.85,0.85,501,536,746,215,230,321,{"v":0.2877666589992251,"d":"0.29"},{"v":0.32815493761612674,"d":"0.33"},{"v":0.6285741985736852,"d":"0.63"},3.2,8.7,9.8,14.3,null,3606,null,{"v":0.8,"d":"80%"},null,null,0,10.6,12.5,21.85,null,1,1,1,501,536,746,null,0,0,0,1]
["26514011",null,null,2,65,140,11,11.5,0,26,30,44.8,{"v":1411.68,"d":"1412"},{"v":3077.015307780141,"d":"3077"},{"v":3332.5766142436496,"d":"3333"},{"v":4202.9,"d":"4203"},1.5,1.1,1.1,1.1,1412,3077,3333,4203,121,265,287,361,{"v":0.16252271115584735,"d":"0.16"},{"v":0.7073460763495847,"d":"0.71"},{"v":0.8219999480326121,"d":"0.82"},{"v":1.2670408781957792,"d":"1.27"},3.969E-4,1.7346,4,0.000574288,{"$f":"AK535*(1-(($E627-50)*0.005))","v":{"v":476.375,"d":"476"}},{"$f":"AL535*(1-(($E627-50)*0.005))","v":{"v":516.15,"d":"516"}},{"v":651.2,"d":"651"},0.95,0.95,0.95,476,516,651,205,222,280,{"v":0.4364693191850449,"d":"0.44"},{"v":0.5069549572268944,"d":"0.51"},{"v":0.7846344541090423,"d":"0.78"},1.9,10.1,11.2,17.5,null,2076,null,{"v":0.68,"d":"68%"},null,null,0,11.5,13.3,21.85,null,1,1,1,476,516,651,null,0,0,0,1]
["26514015",null,null,2,65,140,15,16.5,0,26,30,45.4,{"v":1920.8000000000002,"d":"1921"},{"v":2628.9846104428207,"d":"2629"},{"v":2815.458457495267,"d":"2815"},{"v":3950.36,"d":"3950"},1.5,1.08,1.08,1.08,1921,2629,2815,3950,165,226,242,340,{"v":0.1573279392829452,"d":"0.16"},{"v":0.28983635322357215,"d":"0.29"},{"v":0.3310697115084538,"d":"0.33"},{"v":0.6418295973215244,"d":"0.64"},0.0002083,1.724,2,0.000461829,{"$f":"AK536","v":{"v":358.86695423586366,"d":"359"}},{"$f":"AL536","v":{"v":384.32138301819265,"d":"384"}},{"v":539.24,"d":"539"},1.01,1.01,1.01,359,384,539,154,165,232,{"v":0.137621338941047,"d":"0.14"},{"v":0.1573279392829452,"d":"0.16"},{"v":0.30498467021762166,"d":"0.30"},1.4,9.6,10.5,16.1,null,2401,null,{"v":0.8,"d":"80%"},null,null,0,10.4,12.2,21.85,null,1,1,1,359,384,539,null,0,0,0,1]
["26514020",null,null,2,65,140,20,21.5,0,26,30,45.4,{"v":2677.6000000000004,"d":"2678"},{"v":3628.109195995047,"d":"3628"},{"v":3929.4415695377957,"d":"3929"},{"v":4955.64,"d":"4956"},1.5,1.08,1.08,1.08,2678,3628,3929,4956,230,312,338,426,{"v":0.23186581199042383,"d":"0.23"},{"v":0.4211889524134416,"d":"0.42"},{"v":0.4927124636981848,"d":"0.49"},{"v":0.7756359730733573,"d":"0.78"},0.0001276,1.7219,2,3.76611E-4,{"$f":"AK538","v":{"v":448.3778474617217,"d":"448"}},{"$f":"AL538","v":{"v":485.6178404500181,"d":"486"}},{"v":612.44,"d":"612"},0.95,0.95,0.95,448,486,612,193,209,263,{"v":0.16455496588623258,"d":"0.16"},{"v":0.1922740711354792,"d":"0.19"},{"v":0.30142179085547277,"d":"0.30"},1.9,9.6,10.5,16.1,null,3347,null,{"v":0.8,"d":"80%"},null,null,0,10.4,12.2,21.85,null,1,1,1,448,486,612,null,0,0,0,1]
["26514021",null,null,2,65,140,21,21.5,0,26,30,45.4,{"v":3365.6000000000004,"d":"3366"},{"v":4951.064902557233,"d":"4951"},{"v":5302.243877024749,"d":"5302"},{"v":7439.56,"d":"7440"},1.5,1.05,1.05,1.05,3366,4951,5302,7440,289,426,456,640,{"v":0.5294056445231671,"d":"0.53"},{"v":1.1261815111859146,"d":"1.13"},{"v":1.285836312641885,"d":"1.29"},{"v":2.4907095980414304,"d":"2.49"},0.0001276,1.7219,4,0.000514201,{"$f":"AK539*(1-(($E631-50)*0.005))","v":{"v":594.0587754310533,"d":"594"}},{"$f":"AL539*(1-(($E631-50)*0.005))","v":{"v":636.1953572846971,"d":"636"}},{"v":892.6435,"d":"893"},0.85,0.85,0.85,594,636,893,255,273,384,{"v":0.4151599012067237,"d":"0.42"},{"v":0.4739551655402911,"d":"0.47"},{"v":0.9201019022793341,"d":"0.92"},3.7,9.6,10.5,16.1,null,4207,null,{"v":0.8,"d":"80%"},null,null,0,10.4,12.2,21.85,null,1,1,1,594,636,893,null,0,0,0,1]
["26516011",null,null,2,65,160,11,11.5,0,26,30,45.5,{"v":1613.64,"d":"1614"},{"v":3533.107636511756,"d":"3533"},{"v":3835.359341571188,"d":"3835"},{"v":4891.9,"d":"4892"},1.5,1.1,1.1,1.1,1614,3533,3835,4892,139,304,330,421,{"v":0.22688039369446436,"d":"0.23"},{"v":0.9792338709007133,"d":"0.98"},{"v":1.1422415218620434,"d":"1.14"},{"v":1.8051385479062783,"d":"1.81"},3.969E-4,1.7346,4,0.000574288,{"$f":"AK541*(1-(($E633-50)*0.005))","v":{"v":547.6,"d":"548"}},{"$f":"AL541*(1-(($E633-50)*0.005))","v":{"v":593.85,"d":"594"}},{"v":757.575,"d":"758"},0.95,0.95,0.95,548,594,758,236,255,326,{"v":0.6093833662343594,"d":"0.61"},{"v":0.7044266671948684,"d":"0.70"},{"v":1.1163933738472955,"d":"1.12"},2.1,11,12.4,19.2,null,2373,null,{"v":0.68,"d":"68%"},null,null,0,11.2,13,21.85,null,1,1,1,548,594,758,null,0,0,0,1]
["26516015",null,null,2,65,160,15,16.5,0,26,30,46.4,{"v":2195.2000000000003,"d":"2195"},{"v":3021.1783832091446,"d":"3021"},{"v":3225.612044188012,"d":"3226"},{"v":4597.96,"d":"4598"},1.5,1.08,1.08,1.08,2195,3021,3226,4598,189,260,277,395,{"v":0.2116425539248176,"d":"0.21"},{"v":0.39255304944044445,"d":"0.39"},{"v":0.4438617891013007,"d":"0.44"},{"v":0.884247559188075,"d":"0.88"},0.0002083,1.724,2,0.000461829,{"$f":"AK542","v":{"v":412.4029788074249,"d":"412"}},{"$f":"AL542","v":{"v":440.3089942962018,"d":"440"}},{"v":627.64,"d":"628"},1.01,1.01,1.01,412,440,628,177,189,270,{"v":0.18642121393254038,"d":"0.19"},{"v":0.2116425539248176,"d":"0.21"},{"v":0.4223624026580168,"d":"0.42"},1.6,11.5,12.8,19.6,null,2744,null,{"v":0.8,"d":"80%"},null,null,0,10,11.8,21.85,null,1,1,1,412,440,628,null,0,0,0,1]
["26516020",null,null,2,65,160,20,21.5,0,26,30,46.4,{"v":3060.8,"d":"3061"},{"v":4165.887726998767,"d":"4166"},{"v":4522.2727563025155,"d":"4522"},{"v":5768.04,"d":"5768"},1.5,1.08,1.08,1.08,3061,4166,4522,5768,263,358,389,496,{"v":0.3087679197594971,"d":"0.31"},{"v":0.5639754157614939,"d":"0.56"},{"v":0.6634243449102452,"d":"0.66"},{"v":1.067440463456265,"d":"1.07"},0.0001276,1.7219,2,3.76611E-4,{"$f":"AK544","v":{"v":514.838906684732,"d":"515"}},{"$f":"AL544","v":{"v":558.8825513697349,"d":"559"}},{"v":712.84,"d":"713"},0.95,0.95,0.95,515,559,713,221,240,307,{"v":0.2198966130933455,"d":"0.22"},{"v":0.2582722974998709,"d":"0.26"},{"v":0.4176556738231726,"d":"0.42"},2.1,11.5,12.8,19.6,null,3826,null,{"v":0.8,"d":"80%"},null,null,0,10,11.8,21.85,null,1,1,1,515,559,713,null,0,0,0,1]
["26516021",null,null,2,65,160,21,21.5,0,26,30,46.4,{"v":3846.4,"d":"3846"},{"v":5689.668246080718,"d":"5690"},{"v":6074.6702425752,"d":"6075"},{"v":8659.16,"d":"8659"},1.5,1.05,1.05,1.05,3846,5690,6075,8659,331,489,522,745,{"v":0.7110206476677507,"d":"0.71"},{"v":1.516156598549864,"d":"1.52"},{"v":1.721314141488552,"d":"1.72"},{"v":3.439351711993359,"d":"3.44"},0.0001276,1.7219,4,0.000514201,{"$f":"AK545*(1-(($E637-50)*0.005))","v":{"v":682.680881264531,"d":"683"}},{"$f":"AL545*(1-(($E637-50)*0.005))","v":{"v":728.8757543024286,"d":"729"}},{"v":1038.9785000000002,"d":"1039"},0.85,0.85,0.85,683,729,1039,294,313,447,{"v":0.5651478914703875,"d":"0.57"},{"v":0.6380188401493293,"d":"0.64"},{"v":1.2734730104129646,"d":"1.27"},4.3,11.5,12.8,19.6,null,4808,null,{"v":0.8,"d":"80%"},null,null,0,10,11.8,21.85,null,1,1,1,683,729,1039,null,0,0,0,1]
["26518011",null,null,2,65,180,11,11.5,0,26,30,46,{"v":1814.92,"d":"1815"},{"v":4030.7284303866513,"d":"4031"},{"v":4375.55079813051,"d":"4376"},{"v":5580.9,"d":"5581"},1.5,1.1,1.1,1.1,1815,4031,4376,5581,156,347,376,480,{"v":0.3011061978629294,"d":"0.30"},{"v":1.334539960528933,"d":"1.33"},{"v":1.55066969833801,"d":"1.55"},{"v":2.449906756699255,"d":"2.45"},3.969E-4,1.7346,4,0.000574288,{"$f":"AK547*(1-(($E639-50)*0.005))","v":{"v":624.4704010183209,"d":"624"}},{"$f":"AL547*(1-(($E639-50)*0.005))","v":{"v":677.8928446247335,"d":"678"}},{"v":864.6345,"d":"865"},0.95,0.95,0.95,624,678,865,268,292,372,{"v":0.8238605429656206,"d":"0.82"},{"v":0.966813466242043,"d":"0.97"},{"v":1.5199529421439992,"d":"1.52"},2.4,12.2,13.7,22,null,2669,null,{"v":0.68,"d":"68%"},null,null,0,10.9,12.7,21.85,null,1,1,1,624,678,865,null,0,0,0,1]
["26518015",null,null,2,65,180,15,16.5,0,26,30,46.4,{"v":2469.6000000000004,"d":"2470"},{"v":3233.3460619053994,"d":"3233"},{"v":3452.1364439366635,"d":"3452"},{"v":4920.86,"d":"4921"},1.5,1.08,1.08,1.08,2470,3233,3452,4921,212,278,297,423,{"v":0.27269326789193904,"d":"0.27"},{"v":0.46032647442822744,"d":"0.46"},{"v":0.523117686907794,"d":"0.52"},{"v":1.0377569514621654,"d":"1.04"},0.0002083,1.724,2,0.000461829,{"$f":"AK548","v":{"v":420.6820520547858,"d":"421"}},{"$f":"AL548","v":{"v":449.14828645115074,"d":"449"}},{"v":640.24,"d":"640"},1.01,1.01,1.01,421,449,640,181,193,275,{"v":0.2010263623163458,"d":"0.20"},{"v":0.22751208445626886,"d":"0.23"},{"v":0.45076939507650016,"d":"0.45"},1.8,11.5,12.8,19.6,null,3087,null,{"v":0.8,"d":"80%"},null,null,0,10,11.8,21.85,null,1,1,1,421,449,640,null,0,0,0,1]
["26518020",null,null,2,65,180,20,21.5,0,26,30,46.4,{"v":3443.2000000000003,"d":"3443"},{"v":4497.827519255519,"d":"4498"},{"v":4882.609466657616,"d":"4883"},{"v":6227.64,"d":"6228"},1.5,1.08,1.08,1.08,3443,4498,4883,6228,296,387,420,536,{"v":0.3979283515728773,"d":"0.40"},{"v":0.6710552050022549,"d":"0.67"},{"v":0.7872433408560319,"d":"0.79"},{"v":1.2676087797406754,"d":"1.27"},0.0001276,1.7219,2,3.76611E-4,{"$f":"AK550","v":{"v":526.1057925837863,"d":"526"}},{"$f":"AL550","v":{"v":571.1133013295686,"d":"571"}},{"v":728.44,"d":"728"},0.95,0.95,0.95,526,571,728,226,246,313,{"v":0.2353603329381103,"d":"0.24"},{"v":0.2775665618325251,"d":"0.28"},{"v":0.44366421223291913,"d":"0.44"},2.4,11.5,12.8,19.6,null,4304,null,{"v":0.8,"d":"80%"},null,null,0,10,11.8,21.85,null,1,1,1,526,571,728,null,0,0,0,1]
["26518021",null,null,2,65,180,21,21.5,0,26,30,46.4,{"v":4327.2,"d":"4327"},{"v":6016.757346282005,"d":"6017"},{"v":6423.892435808023,"d":"6424"},{"v":9156.96,"d":"9157"},1.5,1.05,1.05,1.05,4327,6017,6424,9157,372,517,552,788,{"v":0.9183520193560812,"d":"0.92"},{"v":1.7364585854055543,"d":"1.74"},{"v":1.9715108987105545,"d":"1.97"},{"v":3.93391193270787,"d":"3.93"},0.0001276,1.7219,4,0.000514201,{"$f":"AK551*(1-(($E643-50)*0.005))","v":{"v":693.8642008415216,"d":"694"}},{"$f":"AL551*(1-(($E643-50)*0.005))","v":{"v":740.8158140228438,"d":"741"}},{"v":1055.9985000000001,"d":"1056"},0.85,0.85,0.85,694,741,1056,298,319,454,{"v":0.5983500828912118,"d":"0.60"},{"v":0.682409861369962,"d":"0.68"},{"v":1.3500986543574247,"d":"1.35"},4.8,11.5,12.8,19.6,null,5409,null,{"v":0.8,"d":"80%"},null,null,0,10,11.8,21.85,null,1,1,1,694,741,1056,null,0,0,0,1]
["26520011",null,null,2,65,200,11,11.5,0,26,30,46.5,{"v":2016.88,"d":"2017"},{"v":4422.705063408698,"d":"4423"},{"v":4820.649682883678,"d":"4821"},{"v":6269.9,"d":"6270"},1.5,1.1,1.1,1.1,2017,4423,4821,6270,173,380,415,539,{"v":0.38856128725544986,"d":"0.39"},{"v":1.6745484974017948,"d":"1.67"},{"v":1.973465693031688,"d":"1.97"},{"v":3.215429543480531,"d":"3.22"},3.969E-4,1.7346,4,0.000574288,{"$f":"AK553*(1-(($E645-50)*0.005))","v":{"v":685.4250000000001,"d":"685"}},{"$f":"AL553*(1-(($E645-50)*0.005))","v":{"v":746.475,"d":"746"}},{"v":971.25,"d":"971"},0.95,0.95,0.95,685,746,971,295,321,418,{"v":1.045296996168433,"d":"1.05"},{"v":1.223091481259345,"d":"1.22"},{"v":2.0001552183357725,"d":"2.00"},2.7,13.4,14.8,24,null,2966,null,{"v":0.68,"d":"68%"},null,null,0,10.7,12.5,21.85,null,1,1,1,685,746,971,null,0,0,0,1]
["26520015",null,null,2,65,200,15,16.5,0,26,30,47.1,2744,{"v":3875.4624109054007,"d":"3875"},{"v":4083.4735576056296,"d":"4083"},{"v":5893.16,"d":"5893"},1.5,1.08,1.08,1.08,2744,3875,4083,5893,236,333,351,507,{"v":0.3454923773825584,"d":"0.35"},{"v":0.6710038545041404,"d":"0.67"},{"v":0.7427948904408519,"d":"0.74"},{"v":1.5124900662854772,"d":"1.51"},0.0002083,1.724,2,0.000461829,{"$f":"AK554","v":{"v":529.0161783879516,"d":"529"}},{"$f":"AL554","v":{"v":557.4105350406697,"d":"557"}},{"v":804.44,"d":"804"},1.01,1.01,1.01,529,557,804,227,240,346,{"v":0.3205762003800503,"d":"0.32"},{"v":0.35685612106712633,"d":"0.36"},{"v":0.7224973981588986,"d":"0.72"},{"v":2,"d":"2.0"},13.2,14.7,23.5,null,3430,null,{"v":0.8,"d":"80%"},null,null,0,10,11.4,21.85,null,1,1,1,529,557,804,null,0,0,0,1]
["26520020",null,null,2,65,200,20,21.5,0,26,30,47.1,{"v":3825.6000000000004,"d":"3826"},{"v":5214.8121821672385,"d":"5215"},{"v":5684.028740747025,"d":"5684"},{"v":7392.84,"d":"7393"},1.5,1.08,1.08,1.08,3826,5215,5684,7393,329,448,489,636,{"v":0.4997353184734105,"d":"0.50"},{"v":0.9113328187919115,"d":"0.91"},{"v":1.0808827382560606,"d":"1.08"},{"v":1.804767358434455,"d":"1.80"},0.0001276,1.7219,2,3.76611E-4,{"$f":"AK556","v":{"v":644.4696492978713,"d":"644"}},{"$f":"AL556","v":{"v":702.4575154739061,"d":"702"}},{"v":913.64,"d":"914"},0.95,0.95,0.95,644,702,914,277,302,393,{"v":0.3577306705443238,"d":"0.36"},{"v":0.42311312971539766,"d":"0.42"},{"v":0.7061733139065255,"d":"0.71"},2.7,13.2,14.7,23.5,null,4782,null,{"v":0.8,"d":"80%"},null,null,0,10,11.4,21.85,null,1,1,1,644,702,914,null,0,0,0,1]
["26520021",null,null,2,65,200,21,21.5,0,26,30,47.1,4808,{"v":7298.508271062735,"d":"7299"},{"v":7690.247607868787,"d":"7690"},{"v":11098.36,"d":"11098"},1.5,1.05,1.05,1.05,4808,7299,7690,11098,413,628,661,954,{"v":1.1560906155681474,"d":"1.16"},{"v":2.597637103013336,"d":"2.60"},{"v":2.8682489622749725,"d":"2.87"},{"v":5.839944747903367,"d":"5.84"},0.0001276,1.7219,4,0.000514201,{"$f":"AK557*(1-(($E649-50)*0.005))","v":{"v":875.719258647069,"d":"876"}},{"$f":"AL557*(1-(($E649-50)*0.005))","v":{"v":922.7225186105927,"d":"923"}},{"v":1331.6485,"d":"1332"},0.85,0.85,0.85,876,923,1332,377,397,573,{"v":0.969676514604453,"d":"0.97"},{"v":1.0712774010557167,"d":"1.07"},{"v":2.175677679291417,"d":"2.18"},5.3,13.2,14.7,23.5,null,6010,null,{"v":0.8,"d":"80%"},null,null,0,10,11.4,21.85,null,1,1,1,876,923,1332,null,0,0,0,1]
["26522015",null,null,2,65,220,15,16.5,0,26,30,47.8,{"v":3018.4,"d":"3018"},{"v":4302.556743974503,"d":"4303"},{"v":4481.798860349342,"d":"4482"},{"v":6540.76,"d":"6541"},1.5,1.08,1.08,1.08,3018,4303,4482,6541,260,370,385,563,{"v":0.4282400989681001,"d":"0.43"},{"v":0.8442706466586654,"d":"0.84"},{"v":0.9114590625595987,"d":"0.91"},{"v":1.8978591317759046,"d":"1.90"},0.0002083,1.724,2,0.000461829,{"$f":"AK560","v":{"v":587.3162695604478,"d":"587"}},{"$f":"AL560","v":{"v":611.7835380711579,"d":"612"}},{"v":892.84,"d":"893"},1.01,1.01,1.01,587,612,893,252,263,384,{"v":0.4032874859028843,"d":"0.40"},{"v":0.43778400702821296,"d":"0.44"},{"v":0.9069022344024595,"d":"0.91"},2.2,15.5,16.8,27.5,null,3773,null,{"v":0.8,"d":"80%"},null,null,0,10,11.1,21.85,null,1,1,1,587,612,893,null,0,0,0,{"$f":"IF(SUM(BV652:BX652)=0,1,0)","v":1}]
["26522016",null,null,2,65,220,16,16.5,0,26,30,47.8,{"v":3331.32,"d":"3331"},{"v":6291.725195404346,"d":"6292"},{"v":6553.83496101116,"d":"6554"},{"v":9564.7,"d":"9565"},1.5,1.1,1.1,1.1,3331,6292,6554,9565,286,541,564,823,{"v":1.4047191571820703,"d":"1.40"},{"v":4.859949006557038,"d":"4.86"},{"v":5.271221839350569,"d":"5.27"},{"v":11.028120296891252,"d":"11.03"},0.0002083,1.724,4,1.392796E-3,{"$f":"AK561*(1-(($E653-50)*0.005))","v":{"v":891.1062743755099,"d":"891"}},{"$f":"AL561*(1-(($E653-50)*0.005))","v":{"v":928.2292652012901,"d":"928"}},{"v":1354.6625000000001,"d":"1355"},0.95,0.95,0.95,891,928,1355,383,399,583,{"v":2.47912333526653,"d":"2.48"},{"v":2.6847693120569986,"d":"2.68"},{"v":5.62331729893122,"d":"5.62"},4.4,15.5,16.8,27.5,null,4899,null,{"v":0.68,"d":"68%"},null,null,0,10,11.1,21.85,null,1,1,1,891,928,1355,null,0,0,0,1]
["26522021",null,null,2,65,220,21,21.5,0,26,30,47.8,{"v":5288.8,"d":"5289"},{"v":8102.838488189164,"d":"8103"},{"v":8440.398224339186,"d":"8440"},{"v":12317.96,"d":"12318"},1.5,1.05,1.05,1.05,5289,8103,8440,12318,455,697,726,1059,{"v":1.4313752665498505,"d":"1.43"},{"v":3.2570253321888645,"d":"3.26"},{"v":3.523799431798829,"d":"3.52"},{"v":7.31370514880791,"d":"7.31"},0.0001276,1.7219,4,0.000514201,{"$f":"AK563*(1-(($E655-50)*0.005))","v":{"v":972.2276731462458,"d":"972"}},{"$f":"AL563*(1-(($E655-50)*0.005))","v":{"v":1012.7301362403042,"d":"1013"}},{"v":1477.9835,"d":"1478"},0.85,0.85,0.85,972,1013,1478,418,436,636,{"v":1.2158640841145845,"d":"1.22"},{"v":1.318580756659718,"d":"1.32"},{"v":2.7292518146347087,"d":"2.73"},5.9,15.5,16.8,27.5,null,6611,null,{"v":0.8,"d":"80%"},null,null,0,10,11.1,21.85,null,1,1,1,972,1013,1478,null,0,0,0,1]
["26524010",null,null,2,65,240,10,11.5,0,26,30,47.2,2421,{"v":3860.418873592543,"d":"3860"},{"v":4228.985567352769,"d":"4229"},{"v":5636.58,"d":"5637"},1.5,1.08,1.08,1.08,2421,3860,4229,5637,208,332,364,485,{"v":0.3399077206261335,"d":"0.34"},{"v":0.8112280684719688,"d":"0.81"},{"v":0.9631272119292901,"d":"0.96"},{"v":1.6465778870546586,"d":"1.65"},3.969E-4,1.7346,2,0.000367347,{"$f":"AK564","v":{"v":535.1978903129482,"d":"535"}},{"$f":"AL564","v":{"v":586.2949664073159,"d":"586"}},{"v":781.44,"d":"781"},0.98,0.98,0.98,535,586,781,230,252,336,{"v":0.40968486620571454,"d":"0.41"},{"v":0.4855035182292864,"d":"0.49"},{"v":0.8295464687093747,"d":"0.83"},1.6,14.8,16.6,28,null,2690,null,{"v":0.9,"d":"90%"},null,null,0,10.4,12.2,21.85,null,1,1,1,535,586,781,null,0,0,0,1]
["26524015",null,null,2,65,240,15,16.5,0,26,30,48.1,{"v":3292.8,"d":"3293"},{"v":4729.715265656896,"d":"4730"},{"v":4901.774324524634,"d":"4902"},{"v":7188.36,"d":"7188"},1.5,1.08,1.08,1.08,3293,4730,4902,7188,283,407,422,618,{"v":0.5177741670900062,"d":"0.52"},{"v":1.0402677068624975,"d":"1.04"},{"v":1.1152542227427753,"d":"1.12"},{"v":2.3255236596425677,"d":"2.33"},0.0002083,1.724,2,0.000461829,{"$f":"AK566","v":{"v":645.6251227363645,"d":"646"}},{"$f":"AL566","v":{"v":669.1118750586436,"d":"669"}},{"v":981.24,"d":"981"},1.01,1.01,1.01,646,669,981,278,288,422,{"v":0.5003789920207736,"d":"0.50"},{"v":0.5354561461459616,"d":"0.54"},{"v":1.1152542227427753,"d":"1.12"},2.4,16.4,17.7,29.7,null,4116,null,{"v":0.8,"d":"80%"},null,null,0,10,10.9,21.85,null,1,1,1,646,669,981,null,0,0,0,1]
["26524016",null,null,2,65,240,16,16.5,0,26,30,48.1,{"v":3634.6000000000004,"d":"3635"},{"v":6916.3686790875245,"d":"6916"},{"v":7167.974498648592,"d":"7168"},{"v":10511.7,"d":"10512"},1.5,1.1,1.1,1.1,3635,6916,7168,10512,313,595,616,904,{"v":1.7067338255024092,"d":"1.71"},{"v":5.950589261856252,"d":"5.95"},{"v":6.366622732350354,"d":"6.37"},{"v":13.454619784961755,"d":"13.45"},0.0002083,1.724,4,1.392796E-3,{"$f":"AK567*(1-(($E659-50)*0.005))","v":{"v":979.575,"d":"980"}},{"$f":"AL567*(1-(($E659-50)*0.005))","v":{"v":1015.6500000000001,"d":"1016"}},{"v":1489.25,"d":"1489"},0.95,0.95,0.95,980,1016,1489,421,437,640,{"v":3.035227849299624,"d":"3.04"},{"v":3.2635202379938697,"d":"3.26"},{"v":6.858938965307536,"d":"6.86"},4.8,16.4,17.7,29.7,null,5345,null,{"v":0.68,"d":"68%"},null,null,0,10,10.9,21.85,null,1,1,1,980,1016,1489,null,0,0,0,1]
["26524021",null,null,2,65,240,21,21.5,0,26,30,48.1,{"v":5769.6,"d":"5770"},{"v":8907.289589245136,"d":"8907"},{"v":9231.32175137468,"d":"9231"},{"v":13537.56,"d":"13538"},1.5,1.05,1.05,1.05,5770,8907,9231,13538,496,766,794,1164,{"v":1.7338287777202417,"d":"1.73"},{"v":4.001072919071332,"d":"4.00"},{"v":4.287778638628886,"d":"4.29"},{"v":8.974097369960258,"d":"8.97"},0.0001276,1.7219,4,0.000514201,{"$f":"AK569*(1-(($E661-50)*0.005))","v":{"v":1068.750592031967,"d":"1069"}},{"$f":"AL569*(1-(($E661-50)*0.005))","v":{"v":1107.6299348043735,"d":"1108"}},{"v":1624.3185,"d":"1624"},0.85,0.85,0.85,1069,1108,1624,460,476,698,{"v":1.500277154983225,"d":"1.50"},{"v":1.6020615860345597,"d":"1.60"},{"v":3.344940742448682,"d":"3.34"},6.4,16.4,17.7,29.7,null,7212,null,{"v":0.8,"d":"80%"},null,null,0,10,10.9,21.85,null,1,1,1,1069,1108,1624,null,0,0,0,1]
["26526010",null,null,2,65,260,10,11.5,0,26,30,47.8,{"v":2623.5,"d":"2624"},{"v":4178.178400000001,"d":"4178"},{"v":4608.285,"d":"4608"},{"v":6144.38,"d":"6144"},1.5,1.08,1.08,1.08,2624,4178,4608,6144,226,359,396,528,{"v":0.4154008368642006,"d":"0.42"},{"v":0.9806644219425941,"d":"0.98"},{"v":1.1770680299869807,"d":"1.18"},{"v":2.0125184153009763,"d":"2.01"},3.969E-4,1.7346,2,0.000367347,{"$f":"AK570","v":{"v":579.2512,"d":"579"}},{"$f":"AL570","v":{"v":638.88,"d":"639"}},{"v":851.84,"d":"852"},0.98,0.98,0.98,579,639,852,249,275,366,{"v":0.4971168110898011,"d":"0.50"},{"v":0.5976608909989917,"d":"0.60"},{"v":1.0165350975712137,"d":"1.02"},1.7,16.2,18.6,31.4,null,2915,null,{"v":0.9,"d":"90%"},null,null,0,10.2,11.9,21.85,null,1,1,1,579,639,852,null,0,0,0,1]
["26526015",null,null,2,65,260,15,16.5,0,26,30,48.1,{"v":3567.2000000000003,"d":"3567"},{"v":4942.173331096107,"d":"4942"},{"v":5121.961948440478,"d":"5122"},{"v":7511.259999999999,"d":"7511"},1.5,1.08,1.08,1.08,3567,4942,5122,7511,307,425,440,646,{"v":0.6210999559382056,"d":"0.62"},{"v":1.1583081112063738,"d":"1.16"},{"v":1.2380335504785773,"d":"1.24"},{"v":2.5902194067464457,"d":"2.59"},0.0002083,1.724,2,0.000461829,{"$f":"AK572","v":{"v":653.9155272719298,"d":"654"}},{"$f":"AL572","v":{"v":677.7039621632169,"d":"678"}},{"v":993.84,"d":"994"},1.01,1.01,1.01,654,678,994,281,292,427,{"v":0.5243818558017788,"d":"0.52"},{"v":0.5643390276130934,"d":"0.56"},{"v":1.168789990507164,"d":"1.17"},2.6,16.4,17.7,29.7,null,4459,null,{"v":0.8,"d":"80%"},null,null,0,10,10.9,21.85,null,1,1,1,654,678,994,null,0,0,0,1]
["26526016",null,null,2,65,260,16,16.5,0,26,30,48.1,{"v":3937.2000000000003,"d":"3937"},{"v":7342.469153471029,"d":"7342"},{"v":7609.576818167902,"d":"7610"},{"v":11159.300000000001,"d":"11159"},1.5,1.1,1.1,1.1,3937,7342,7610,11159,339,631,654,960,{"v":2.0302051053347387,"d":"2.03"},{"v":6.781928065042703,"d":"6.78"},{"v":7.271111813509635,"d":"7.27"},{"v":15.35669336688914,"d":"15.36"},0.0002083,1.724,4,1.392796E-3,{"$f":"AK573*(1-(($E665-50)*0.005))","v":{"v":988.7047623352415,"d":"989"}},{"$f":"AL573*(1-(($E665-50)*0.005))","v":{"v":1024.6723114828192,"d":"1025"}},{"v":1502.6625000000001,"d":"1503"},0.95,0.95,0.95,989,1025,1503,425,441,646,{"v":3.1470491246627477,"d":"3.15"},{"v":3.381016010875493,"d":"3.38"},{"v":7.09907099085129,"d":"7.10"},5.2,16.4,17.7,29.7,null,5790,null,{"v":0.68,"d":"68%"},null,null,0,10,10.9,21.85,null,1,1,1,989,1025,1503,null,0,0,0,1]
["26526021",null,null,2,65,260,21,21.5,0,26,30,48.1,{"v":6250.400000000001,"d":"6250"},{"v":9234.826365261362,"d":"9235"},{"v":9570.775056736626,"d":"9571"},{"v":14035.359999999999,"d":"14035"},1.5,1.05,1.05,1.05,6250,9235,9571,14035,538,794,823,1207,{"v":2.077284515128354,"d":"2.08"},{"v":4.386263087795206,"d":"4.39"},{"v":4.699623379387812,"d":"4.70"},{"v":9.828773759743742,"d":"9.83"},0.0001276,1.7219,4,0.000514201,{"$f":"AK575*(1-(($E667-50)*0.005))","v":{"v":1079.94921784112,"d":"1080"}},{"$f":"AL575*(1-(($E667-50)*0.005))","v":{"v":1119.2360990713107,"d":"1119"}},{"v":1641.3385,"d":"1641"},0.85,0.85,0.85,1080,1119,1641,464,481,706,{"v":1.564472508365152,"d":"1.56"},{"v":1.676079413488141,"d":"1.68"},{"v":3.49962395916876,"d":"3.50"},6.9,16.4,17.7,29.7,null,7813,null,{"v":0.8,"d":"80%"},null,null,0,10,10.9,21.85,null,1,1,1,1080,1119,1641,null,0,0,0,1]
["26528010",null,null,2,65,280,10,11.5,0,26,30,47.8,{"$f":"IF($N668-($BE668*$BG668)>100,$BE668*$BG668,$N668-95)","v":{"v":2825.1,"d":"2825"}},{"v":4331.3824,"d":"4331"},{"v":4782.224916852138,"d":"4782"},{"v":6369.68,"d":"6370"},1.5,1.08,1.08,1.08,{"$f":"ROUND(M668*POWER(CF_heat,Q668),0)","v":2825},{"$f":"ROUND(N668*POWER(CF_heat,R668),0)","v":4331},{"$f":"ROUND(O668*POWER(CF_heat,S668),0)","v":4782},{"$f":"ROUND(P668*POWER(CF_heat,T668),0)","v":6370},243,372,411,548,{"v":0.49652382678435,"d":"0.50"},{"v":1.0925143603098122,"d":"1.09"},{"v":1.3146532792613241,"d":"1.31"},{"v":2.244829316332864,"d":"2.24"},{"$f":"IF($G668=$CO$103,CP$103,IF($G668=$CO$104,CP$104,IF($G668=$CO$105,CP$105,IF($G668=$CO$107,CP$107,IF($G668=$CO$108,CP$108,IF($G668=$CO$109,CP$109,IF($G668=$CO$111,CP$111,IF($G668=$CO$112,CP$112,IF($G668=$CO$113,CP$113,IF($G668=$CO$115,CP$115,IF($G668=$CO$116,CP$116,IF($G668=$CO$117,CP$117,IF($G668=$CO$119,CP$119,IF($G668=$CO$120,CP$120,))))))))))))))","v":3.969E-4},{"$f":"IF($G668=$CO$103,CQ$103,IF($G668=$CO$104,CQ$104,IF($G668=$CO$105,CQ$105,IF($G668=$CO$107,CQ$107,IF($G668=$CO$108,CQ$108,IF($G668=$CO$109,CQ$109,IF($G668=$CO$111,CQ$111,IF($G668=$CO$112,CQ$112,IF($G668=$CO$113,CQ$113,IF($G668=$CO$115,CQ$115,IF($G668=$CO$116,CQ$116,IF($G668=$CO$117,CQ$117,IF($G668=$CO$119,CQ$119,IF($G668=$CO$120,CQ$120,))))))))))))))","v":1.7346},{"$f":"IF($G668=$CO$103,CR$103,IF($G668=$CO$104,CR$104,IF($G668=$CO$105,CR$105,IF($G668=$CO$107,CR$107,IF($G668=$CO$108,CR$108,IF($G668=$CO$109,CR$109,IF($G668=$CO$111,CR$111,IF($G668=$CO$112,CR$112,IF($G668=$CO$113,CR$113,IF($G668=$CO$115,CR$115,IF($G668=$CO$116,CR$116,IF($G668=$CO$117,CR$117,IF($G668=$CO$119,CR$119,IF($G668=$CO$120,CR$120,))))))))))))))","v":2},{"$f":"IF($G668=$CO$103,CS$103,IF($G668=$CO$104,CS$104,IF($G668=$CO$105,CS$105,IF($G668=$CO$107,CS$107,IF($G668=$CO$108,CS$108,IF($G668=$CO$109,CS$109,IF($G668=$CO$111,CS$111,IF($G668=$CO$112,CS$112,IF($G668=$CO$113,CS$113,IF($G668=$CO$115,CS$115,IF($G668=$CO$116,CS$116,IF($G668=$CO$117,CS$117,IF($G668=$CO$119,CS$119,IF($G668=$CO$120,CS$120,))))))))))))))","v":0.000367347},{"$f":"AK576","v":{"v":587.6832,"d":"588"}},{"$f":"AL576","v":{"v":648.8536413352464,"d":"649"}},{"v":864.24,"d":"864"},0.98,0.98,0.98,{"$f":"ROUND(AK668*POWER(CF_cool,AN668),0)","v":588},{"$f":"ROUND(AL668*POWER(CF_cool,AO668),0)","v":649},{"$f":"ROUND(AM668*POWER(CF_cool,AP668),0)","v":864},253,279,372,{"v":0.5349540342113627,"d":"0.53"},{"v":0.6410640057154129,"d":"0.64"},{"v":1.0925143603098122,"d":"1.09"},{"$f":"ROUND(IF(G668=10,$CO$92*F668,IF(G668=11,$CO$93*F668,IF(G668=15,$CO$94*F668,IF(G668=16,$CO$95*F668,IF(G668=20,$CO$96*F668,IF(G668=21,$CO$97*F668,)))))),1)","v":1.9},16.2,18.6,31.4,null,3139,null,{"$f":"IF(G668=10,0.9,IF(G668=11,0.68,IF(G668=15,0.8,IF(G668=16,0.68,IF(G668=20,0.8,IF(G668=21,0.8))))))","v":{"v":0.9,"d":"90%"}},null,null,0,10.2,11.9,21.85,null,1,1,1,{"$f":"AQ668/BO668","v":588},649,864,null,{"$f":"BR668-AQ668","v":0},{"$f":"BS668-AR668","v":0},{"$f":"BT668-AS668","v":0},1]
["26528015",null,null,2,65,280,15,16.5,0,26,30,48.9,{"v":3841.6000000000004,"d":"3842"},{"v":5583.9635634029,"d":"5584"},{"v":5708.947546820164,"d":"5709"},{"v":8483.56,"d":"8484"},1.5,1.08,1.08,1.08,3842,5584,5709,8484,330,480,491,730,{"v":0.7311552593339476,"d":"0.73"},{"v":1.4973769906672623,"d":"1.50"},{"v":1.5638277222676435,"d":"1.56"},{"v":3.3484388456827587,"d":"3.35"},0.0002083,1.724,2,0.000461829,{"$f":"AK578","v":{"v":762.2334450352322,"d":"762"}},{"$f":"AL578","v":{"v":779.2942605603806,"d":"779"}},{"v":1158.04,"d":"1158"},1.01,1.01,1.01,762,779,1158,328,335,498,{"v":0.7227149213034564,"d":"0.72"},{"v":0.7524622664738284,"d":"0.75"},{"v":1.6068391234938044,"d":"1.61"},2.8,19.3,20.4,34.5,null,4802,null,{"v":0.8,"d":"80%"},null,null,0,10,10.6,21.85,null,{"$f":"IF((237.3*LN(($AQ$1*EXP(17.27*($AM$3/($AM$3+237.3))))))/(17.27-LN(($AQ$1*EXP(17.27*($AM$3/($AM$3+237.3))))))<(($AM$1+$AM$2)/2),1,IF(1/(1+((2258*((0.622/((101325/(1*611*EXP(17.27*((($AM$1+$AM$2)/2)/((($AM$1+$AM$2)/2)+237.3))))))-1)*1000-(0.622/((101325/($AQ$1*611*EXP(17.27*($AM$3/($AM$3+237.3))))))-1)*1000))/(1005*((($AM$1+$AM$2)/2)-$AM$3))))>1,1,1/(1+((2258*((0.622/((101325/(1*611*EXP(17.27*((($AM$1+$AM$2)/2)/((($AM$1+$AM$2)/2)+237.3))))))-1)*1000-(0.622/((101325/($AQ$1*611*EXP(17.27*($AM$3/($AM$3+237.3))))))-1)*1000))/(1005*((($AM$1+$AM$2)/2)-$AM$3))))))","v":1},1,1,762,779,1158,null,0,0,0,1]
["26528016",null,null,2,65,280,16,16.5,0,26,30,48.9,{"v":4240.4800000000005,"d":"4240"},{"v":8165.555118194174,"d":"8166"},{"v":8348.321999442087,"d":"8348"},{"v":12405.7,"d":"12406"},1.5,1.1,1.1,1.1,4240,8166,8348,12406,365,702,718,1067,{"v":2.3854587167962675,"d":"2.39"},{"v":8.477489161189698,"d":"8.48"},{"v":8.856973254331871,"d":"8.86"},{"v":19.143477613141926,"d":"19.14"},0.0002083,1.724,4,1.392796E-3,{"$f":"AK579*(1-(($E671-50)*0.005))","v":{"v":1156.25,"d":"1156"}},{"$f":"AL579*(1-(($E671-50)*0.005))","v":{"v":1182.15,"d":"1182"}},{"v":1757.5,"d":"1758"},0.95,0.95,0.95,1156,1182,1758,497,508,756,{"v":4.336957135838248,"d":"4.34"},{"v":4.5249837568654,"d":"4.52"},{"v":9.79076613302035,"d":"9.79"},5.6,19.3,20.4,34.5,null,6236,null,{"v":0.68,"d":"68%"},null,null,0,10,10.6,21.85,null,1,1,1,1156,1182,1758,null,0,0,0,1]
["26528021",null,null,2,65,280,21,21.5,0,26,30,48.1,{"v":6731.200000000001,"d":"6731"},{"v":10516.06232539558,"d":"10516"},{"v":10751.439821034392,"d":"10751"},{"v":15976.76,"d":"15977"},1.5,1.05,1.05,1.05,6731,10516,10751,15977,579,904,925,1374,{"v":2.4486496649049156,"d":"2.45"},{"v":5.75336682600242,"d":"5.75"},{"v":6.0128744748590695,"d":"6.01"},{"v":12.875842236012033,"d":"12.88"},0.0001276,1.7219,4,0.000514201,{"$f":"AK581*(1-(($E673-50)*0.005))","v":{"v":1167.147328515706,"d":"1167"}},{"$f":"AL581*(1-(($E673-50)*0.005))","v":{"v":1193.2711956750065,"d":"1193"}},{"v":1773.2143625000003,"d":"1773"},0.85,0.85,0.85,1167,1193,1773,502,513,762,{"v":1.8637816710782267,"d":"1.86"},{"v":1.9426288928778552,"d":"1.94"},{"v":4.144400705426194,"d":"4.14"},7.5,19.3,20.4,34.5,null,8414,null,{"v":0.8,"d":"80%"},null,null,0,10,10.6,21.85,null,1,1,1,1167,1193,1773,null,0,0,0,1]
["2956010",null,null,2,95,60,10,11.5,0,26,30,40,{"v":746.6922568781392,"d":"747"},{"v":841.6922568781392,"d":"842"},{"v":901.3595094153106,"d":"901"},{"v":1066.38,"d":"1066"},1.5,1.08,1.08,1.08,747,842,901,1066,64,72,77,92,{"v":0.019563990759703984,"d":"0.02"},{"v":0.024572994832794695,"d":"0.02"},{"v":0.027985026550444856,"d":"0.03"},{"v":0.03951290218026669,"d":"0.04"},3.969E-4,1.7346,2,0.000367347,{"$f":"AK492","v":{"v":116.68990721587436,"d":"117"}},{"$f":"AL492","v":{"v":124.9620115455649,"d":"125"}},{"v":147.84,"d":"148"},0.98,0.98,0.98,117,125,148,50,54,64,{"v":0.01214004296048507,"d":"0.01"},{"v":0.014086095785072505,"d":"0.01"},{"v":0.019563990759703984,"d":"0.02"},0.4,4.8,5.4,6.8,null,838,null,{"v":0.9,"d":"90%"},null,null,0,{"$f":"BK584","v":13.6},{"$f":"BL584","v":15.6},21.85,null,1,1,1,117,125,148,null,0,0,0,1]
["2956015",null,null,2,95,60,15,16.5,0,26,30,41.1,{"v":862.1925835750966,"d":"862"},{"v":957.1925835750966,"d":"957"},{"v":1027.5250511543745,"d":"1028"},{"v":1359.96,"d":"1360"},1.5,1.08,1.08,1.08,862,957,1028,1360,74,82,88,117,{"v":0.027891851131815994,"d":"0.03"},{"v":0.03414189879712035,"d":"0.03"},{"v":0.0392386054187797,"d":"0.04"},{"v":0.06880178174125845,"d":"0.07"},0.0002083,1.724,2,0.000461829,{"$f":"AK494","v":{"v":130.66063061772473,"d":"131"}},{"$f":"AL494","v":{"v":140.26129481477255,"d":"140"}},{"v":185.64,"d":"186"},1.01,1.01,1.01,131,140,186,56,60,80,{"v":0.016115444159911004,"d":"0.02"},{"v":0.018458252538956766,"d":"0.02"},{"v":0.0325208961878376,"d":"0.03"},0.6,4.8,5.5,7.2,null,1210,null,{"v":0.8,"d":"80%"},null,null,0,12.3,14.4,21.85,null,1,1,1,131,140,186,null,0,0,0,1]
["2956016",null,null,2,95,60,16,16.5,0,26,30,41.1,{"v":1093.44,"d":"1093"},{"v":1399.7241764138612,"d":"1400"},{"v":1502.5729206967153,"d":"1503"},{"v":1988.7,"d":"1989"},1.5,1.1,1.1,1.1,1093,1400,1503,1989,94,120,129,171,{"v":0.12999495976193065,"d":"0.13"},{"v":0.21085507991814395,"d":"0.21"},{"v":0.24334273125065864,"d":"0.24"},{"v":0.4254627173067976,"d":"0.43"},0.0002083,1.724,4,1.392796E-3,{"$f":"AK495*(1-(($E677-50)*0.005))","v":{"v":165.85,"d":"166"}},{"$f":"AL495*(1-(($E677-50)*0.005))","v":{"v":178.25,"d":"178"}},{"v":236.375,"d":"236"},0.95,0.95,0.95,166,178,236,71,77,101,{"v":0.07459437688981867,"d":"0.07"},{"v":0.08758386253739497,"d":"0.09"},{"v":0.1498640371075696,"d":"0.15"},1.2,4.8,5.5,7.2,null,1608,null,{"v":0.68,"d":"68%"},null,null,0,12.3,14.4,21.85,null,1,1,1,166,178,236,null,0,0,0,1]
["2956021",null,null,2,95,60,21,21.5,0,26,30,41.1,{"v":1707.6437228662567,"d":"1708"},{"v":1802.6437228662567,"d":"1803"},{"v":1935.0981352499616,"d":"1935"},{"v":2561.16,"d":"2561"},1.5,1.05,1.05,1.05,1708,1803,1935,2561,147,155,166,220,{"v":0.12119425813411434,"d":"0.12"},{"v":0.13454431150760796,"d":"0.13"},{"v":0.15402657304252074,"d":"0.15"},{"v":0.2685289255955803,"d":"0.27"},0.0001276,1.7219,4,0.000514201,{"$f":"AK497*(1-(($E679-50)*0.005))","v":{"v":181.2177219104767,"d":"181"}},{"$f":"AL497*(1-(($E679-50)*0.005))","v":{"v":194.53321324395014,"d":"195"}},{"v":257.4705,"d":"257"},0.85,0.85,0.85,181,195,257,78,84,111,{"v":0.03478972842451387,"d":"0.03"},{"v":0.040250111924183894,"d":"0.04"},{"v":0.06967239517237563,"d":"0.07"},1.6,4.8,5.5,7.2,null,2290,null,{"v":0.8,"d":"80%"},null,null,0,12.3,14.4,21.85,null,1,1,1,181,195,257,null,0,0,0,1]
["2957010",null,null,2,95,70,10,11.5,0,26,30,41,{"v":879.3000000000001,"d":"879"},{"v":1029.7403904507714,"d":"1030"},{"v":1104.285963590294,"d":"1104"},{"v":1320.28,"d":"1320"},1.5,1.08,1.08,1.08,879,1030,1104,1320,76,89,95,114,{"v":0.028708973437630535,"d":"0.03"},{"v":0.038924960889446435,"d":"0.04"},{"v":0.0441465902182657,"d":"0.04"},{"v":0.06277820934346216,"d":"0.06"},3.969E-4,1.7346,2,0.000367347,{"$f":"AK498","v":{"v":142.7603849699376,"d":"143"}},{"$f":"AL498","v":{"v":153.09517888293954,"d":"153"}},{"v":183.04,"d":"183"},0.98,0.98,0.98,143,153,183,61,66,79,{"v":0.018801217016227327,"d":"0.02"},{"v":0.02187876494532763,"d":"0.02"},{"v":0.03093277823234393,"d":"0.03"},0.5,5.5,5.9,7.9,null,977,null,{"v":0.9,"d":"90%"},null,null,0,13.2,15.1,21.85,null,1,1,1,143,153,183,null,0,0,0,1]
["2957015",null,null,2,95,70,15,16.5,0,26,30,41.1,{"v":975.8273541699666,"d":"976"},{"v":1070.8273541699666,"d":"1071"},{"v":1149.5094620994566,"d":"1150"},{"v":1521.41,"d":"1521"},1.5,1.08,1.08,1.08,976,1071,1150,1521,84,92,99,131,{"v":0.036649876914223174,"d":"0.04"},{"v":0.043822991749213405,"d":"0.04"},{"v":0.05061744266822105,"d":"0.05"},{"v":0.08781307235307986,"d":"0.09"},0.0002083,1.724,2,0.000461829,{"$f":"AK500","v":{"v":135.09481491470635,"d":"135"}},{"$f":"AL500","v":{"v":145.0212935075816,"d":"145"}},{"v":191.94,"d":"192"},1.01,1.01,1.01,135,145,192,58,62,83,{"v":0.017715040719154605,"d":"0.02"},{"v":0.020190861450308,"d":"0.02"},{"v":0.03579769620508036,"d":"0.04"},0.7,5.1,5.6,7.2,null,1411,null,{"v":0.8,"d":"80%"},null,null,0,12.3,14.4,21.85,null,1,1,1,135,145,192,null,0,0,0,1]
["2957016",null,null,2,95,70,16,16.5,0,26,30,41.1,{"v":1275.68,"d":"1276"},{"v":1627.62717250317,"d":"1628"},{"v":1747.2217424001376,"d":"1747"},{"v":2312.5,"d":"2313"},1.5,1.1,1.1,1.1,1276,1628,1747,2313,110,140,150,199,{"v":0.18016880127763313,"d":"0.18"},{"v":0.2902779131483183,"d":"0.29"},{"v":0.33273460547085354,"d":"0.33"},{"v":0.5822430562049591,"d":"0.58"},0.0002083,1.724,4,1.392796E-3,{"$f":"AK501*(1-(($E683-50)*0.005))","v":{"v":170.18821635081792,"d":"170"}},{"$f":"AL501*(1-(($E683-50)*0.005))","v":{"v":182.6932831620987,"d":"183"}},{"v":241.8,"d":"242"},0.95,0.95,0.95,170,183,242,73,79,104,{"v":0.08014084420178988,"d":"0.08"},{"v":0.09366910117078692,"d":"0.09"},{"v":0.16125940069017777,"d":"0.16"},1.4,5.1,5.6,7.2,null,1876,null,{"v":0.68,"d":"68%"},null,null,0,12.3,14.4,21.85,null,1,1,1,170,183,242,null,0,0,0,1]
["2957021",null,null,2,95,70,21,21.5,0,26,30,41.1,{"v":1882.829194535895,"d":"1883"},{"v":1977.829194535895,"d":"1978"},{"v":2123.1558613833213,"d":"2123"},{"v":2810.06,"d":"2810"},1.5,1.05,1.05,1.05,1883,1978,2123,2810,162,170,183,242,{"v":0.14998069549460102,"d":"0.15"},{"v":0.16489933699427986,"d":"0.16"},{"v":0.1906306494771868,"d":"0.19"},{"v":0.3305057858506517,"d":"0.33"},0.0001276,1.7219,4,0.000514201,{"$f":"AK503*(1-(($E685-50)*0.005))","v":{"v":186.23609239261623,"d":"186"}},{"$f":"AL503*(1-(($E685-50)*0.005))","v":{"v":199.92032287565303,"d":"200"}},{"v":264.6005,"d":"265"},0.85,0.85,0.85,186,200,265,80,86,114,{"v":0.03751258176855251,"d":"0.04"},{"v":0.043229400080322014,"d":"0.04"},{"v":0.07517174002419126,"d":"0.08"},1.9,5.1,5.6,7.2,null,2671,null,{"v":0.8,"d":"80%"},null,null,0,12.3,14.4,21.85,null,1,1,1,186,200,265,null,0,0,0,1]
["2958010",null,null,2,95,80,10,11.5,0,26,30,41.8,{"v":1005.3000000000001,"d":"1005"},{"v":1214.2269940407766,"d":"1214"},{"v":1304.143370405705,"d":"1304"},{"v":1574.18,"d":"1574"},1.5,1.08,1.08,1.08,1005,1214,1304,1574,86,104,112,135,{"v":0.03819796677405591,"d":"0.04"},{"v":0.05502875488465266,"d":"0.06"},{"v":0.06345686966495562,"d":"0.06"},{"v":0.09090986199355394,"d":"0.09"},3.969E-4,1.7346,2,0.000367347,{"$f":"AK504","v":{"v":168.33710197020613,"d":"168"}},{"$f":"AL504","v":{"v":180.80286190736828,"d":"181"}},{"v":218.24,"d":"218"},0.98,0.98,0.98,168,181,218,72,78,94,{"v":0.027165359623318678,"d":"0.03"},{"v":0.03167181300086596,"d":"0.03"},{"v":0.045312552969066985,"d":"0.05"},0.5,6.3,6.8,9.1,null,1117,null,{"v":0.9,"d":"90%"},null,null,0,12.8,14.7,21.85,null,1,1,1,168,181,218,null,0,0,0,1]
["2958015",null,null,2,95,80,15,16.5,0,26,30,42.4,{"v":1290.4,"d":"1290"},{"v":1395.33740436932,"d":"1395"},{"v":1496.2563490716184,"d":"1496"},{"v":2007.56,"d":"2008"},1.5,1.08,1.08,1.08,1290,1395,1496,2008,111,120,129,173,{"v":0.06475859784380715,"d":"0.06"},{"v":0.0754619408365597,"d":"0.08"},{"v":0.08697073187627373,"d":"0.09"},{"v":0.1547867774406054,"d":"0.15"},0.0002083,1.724,2,0.000461829,{"$f":"AK506","v":{"v":190.4691577304631,"d":"190"}},{"$f":"AL506","v":{"v":204.24499885412456,"d":"204"}},{"v":274.04,"d":"274"},1.01,1.01,1.01,190,204,274,82,88,118,{"v":0.035768909532348576,"d":"0.04"},{"v":0.041076258231928696,"d":"0.04"},{"v":0.07301376057828349,"d":"0.07"},0.8,6,6.7,9,null,1613,null,{"v":0.8,"d":"80%"},null,null,0,11.8,13.7,21.85,null,1,1,1,190,204,274,null,0,0,0,1]
["2958016",null,null,2,95,80,16,16.5,0,26,30,42.4,{"v":1457.92,"d":"1458"},{"v":2040.4331716148024,"d":"2040"},{"v":2188.0092071816284,"d":"2188"},{"v":2935.7,"d":"2936"},1.5,1.1,1.1,1.1,1458,2040,2188,2936,125,175,188,252,{"v":0.23534949655891071,"d":"0.24"},{"v":0.4574474388725192,"d":"0.46"},{"v":0.5270441899399481,"d":"0.53"},{"v":0.9407339766638919,"d":"0.94"},0.0002083,1.724,4,1.392796E-3,{"$f":"AK507*(1-(($E689-50)*0.005))","v":{"v":241.8,"d":"242"}},{"$f":"AL507*(1-(($E689-50)*0.005))","v":{"v":259.625,"d":"260"}},{"v":348.75,"d":"349"},0.95,0.95,0.95,242,260,349,104,112,150,{"v":0.16371038659618098,"d":"0.16"},{"v":0.18948776812934515,"d":"0.19"},{"v":0.33734307444043155,"d":"0.34"},1.6,6,6.7,9,null,2144,null,{"v":0.68,"d":"68%"},null,null,0,11.8,13.7,21.85,null,1,1,1,242,260,349,null,0,0,0,1]
["2959010",null,null,2,95,90,10,11.5,0,26,30,42.4,{"v":1130.4,"d":"1130"},{"v":1395.6272192501513,"d":"1396"},{"v":1501.3000140389001,"d":"1501"},{"v":1828.08,"d":"1828"},1.5,1.08,1.08,1.08,1130,1396,1501,1828,97,120,129,157,{"v":0.05030526794354062,"d":"0.05"},{"v":0.07560878121067112,"d":"0.08"},{"v":0.08685321114716028,"d":"0.09"},{"v":0.12662134598395483,"d":"0.13"},3.969E-4,1.7346,2,0.000367347,{"$f":"AK510","v":{"v":193.48593193227777,"d":"193"}},{"$f":"AL510","v":{"v":208.1361185276459,"d":"208"}},{"v":253.44,"d":"253"},0.98,0.98,0.98,193,208,253,83,89,109,{"v":0.03734023921264072,"d":"0.04"},{"v":0.04266933360054228,"d":"0.04"},{"v":0.06288933684631558,"d":"0.06"},0.6,6.7,7.4,10.3,null,1256,null,{"v":0.9,"d":"90%"},null,null,0,12.5,14.7,21.85,null,1,1,1,193,208,253,null,0,0,0,1]
["2959011",null,null,2,95,90,11,11.5,0,26,30,42.4,{"v":1075.76,"d":"1076"},{"v":1893.633623598571,"d":"1894"},{"v":2037.0140009310799,"d":"2037"},{"v":2480.4,"d":"2480"},1.5,1.1,1.1,1.1,1076,1894,2037,2480,93,163,175,213,{"v":0.0792273474464394,"d":"0.08"},{"v":0.23039387696616745,"d":"0.23"},{"v":0.26382483336744583,"d":"0.26"},{"v":0.38395411039699373,"d":"0.38"},3.969E-4,1.7346,4,0.000574288,{"$f":"AK511*(1-(($E693-50)*0.005))","v":{"v":245.80133980629637,"d":"246"}},{"$f":"AL511*(1-(($E693-50)*0.005))","v":{"v":264.41269546193195,"d":"264"}},{"v":321.966,"d":"322"},0.95,0.95,0.95,246,264,322,106,114,138,{"v":0.10157049294564785,"d":"0.10"},{"v":0.11663245094015465,"d":"0.12"},{"v":0.1677592154689023,"d":"0.17"},1.2,6.7,7.4,10.3,null,1582,null,{"v":0.68,"d":"68%"},null,null,0,12.5,14.7,21.85,null,1,1,1,246,264,322,null,0,0,0,1]
["2959016",null,null,2,95,90,16,16.5,0,26,30,43.3,{"v":1640.16,"d":"1640"},{"v":2336.669516687492,"d":"2337"},{"v":2503.3688418217644,"d":"2503"},{"v":3409.2,"d":"3409"},1.5,1.1,1.1,1.1,1640,2337,2503,3409,141,201,215,293,{"v":0.302678626742097,"d":"0.30"},{"v":0.6091536033262105,"d":"0.61"},{"v":0.6957504205886854,"d":"0.70"},{"v":1.2822911322288062,"d":"1.28"},0.0002083,1.724,4,1.392796E-3,{"$f":"AK513*(1-(($E695-50)*0.005))","v":{"v":277.27902527746244,"d":"277"}},{"$f":"AL513*(1-(($E695-50)*0.005))","v":{"v":297.0602677927358,"d":"297"}},{"v":404.55,"d":"405"},0.95,0.95,0.95,277,297,405,119,128,174,{"v":0.2166635443936565,"d":"0.22"},{"v":0.2501367406929416,"d":"0.25"},{"v":0.4582483802461124,"d":"0.46"},1.8,7,7.7,10.7,null,2412,null,{"v":0.68,"d":"68%"},null,null,0,11.3,13.2,21.85,null,1,1,1,277,297,405,null,0,0,0,1]
["2959020",null,null,2,95,90,20,21.5,0,26,30,43.3,2048,{"v":2232.7836804230465,"d":"2233"},{"v":2401.8435041457315,"d":"2402"},{"v":2924.64,"d":"2925"},1.5,1.08,1.08,1.08,2048,2233,2402,2925,176,192,207,252,{"v":0.128231028939476,"d":"0.13"},{"v":0.15220989401469975,"d":"0.15"},{"v":0.17653301618879313,"d":"0.18"},{"v":0.26017862567755984,"d":"0.26"},0.0001276,1.7219,2,3.76611E-4,{"$f":"AK514","v":{"v":275.9373233806916,"d":"276"}},{"$f":"AL514","v":{"v":296.8304872184041,"d":"297"}},{"v":361.44,"d":"361"},0.95,0.95,0.95,276,297,361,119,128,155,{"v":0.05935306887959389,"d":"0.06"},{"v":0.0685057463009488,"d":"0.07"},{"v":0.0998439426179513,"d":"0.10"},1.2,7,7.7,10.7,null,2560,null,{"v":0.8,"d":"80%"},null,null,0,11.3,13.2,21.85,null,1,1,1,276,297,361,null,0,0,0,1]
["29510010",null,null,2,95,100,10,11.5,0,26,30,43,{"v":1256.4,"d":"1256"},{"v":1574.3905475253332,"d":"1574"},{"v":1696.1265760133244,"d":"1696"},{"v":2081.98,"d":"2082"},1.5,1.08,1.08,1.08,1256,1574,1696,2082,108,135,146,179,{"v":0.06440793811271066,"d":"0.06"},{"v":0.09862323121872285,"d":"0.10"},{"v":0.11455551187153463,"d":"0.11"},{"v":0.16920060692862343,"d":"0.17"},3.969E-4,1.7346,2,0.000367347,{"$f":"AK516","v":{"v":218.26918973175157,"d":"218"}},{"$f":"AL516","v":{"v":235.14633901405676,"d":"235"}},{"v":288.64,"d":"289"},0.98,0.98,0.98,218,235,289,94,101,124,{"v":0.04942930530670935,"d":"0.05"},{"v":0.05668113608073874,"d":"0.06"},{"v":0.08384149307866094,"d":"0.08"},0.7,7.8,8.7,12.2,null,1396,null,{"v":0.9,"d":"90%"},null,null,0,12.3,14.1,21.85,null,1,1,1,218,235,289,null,0,0,0,1]
["29510011",null,null,2,95,100,11,11.5,0,26,30,43,{"v":1195.44,"d":"1195"},{"v":2136.1856779144437,"d":"2136"},{"v":2301.361187225641,"d":"2301"},{"v":2824.9,"d":"2825"},1.5,1.1,1.1,1.1,1195,2136,2301,2825,103,184,198,243,{"v":0.10100372704702308,"d":"0.10"},{"v":0.3035203378345578,"d":"0.30"},{"v":0.3489438597084153,"d":"0.35"},{"v":0.5153554252697664,"d":"0.52"},3.969E-4,1.7346,4,0.000574288,{"$f":"AK517*(1-(($E699-50)*0.005))","v":{"v":277.45,"d":"277"}},{"$f":"AL517*(1-(($E699-50)*0.005))","v":{"v":298.375,"d":"298"}},{"v":366.575,"d":"367"},0.95,0.95,0.95,277,298,367,119,128,158,{"v":0.13274833989527998,"d":"0.13"},{"v":0.15241102337390627,"d":"0.15"},{"v":0.22724036708041567,"d":"0.23"},1.3,7.8,8.7,12.2,null,1758,null,{"v":0.68,"d":"68%"},null,null,0,12.3,14.1,21.85,null,1,1,1,277,298,367,null,0,0,0,1]
["29510016",null,null,2,95,100,16,16.5,0,26,30,44.1,{"v":1822.4,"d":"1822"},{"v":2630.387144811864,"d":"2630"},{"v":2816.5633812075234,"d":"2817"},{"v":3882.7,"d":"3883"},1.5,1.1,1.1,1.1,1822,2630,2817,3883,157,226,242,334,{"v":0.3791197261674796,"d":"0.38"},{"v":0.7771277076165684,"d":"0.78"},{"v":0.8893436749809193,"d":"0.89"},{"v":1.6794877029795134,"d":"1.68"},0.0002083,1.724,4,1.392796E-3,{"$f":"AK519*(1-(($E701-50)*0.005))","v":{"v":312.325,"d":"312"}},{"$f":"AL519*(1-(($E701-50)*0.005))","v":{"v":334.02500000000003,"d":"334"}},{"v":461.125,"d":"461"},0.95,0.95,0.95,312,334,461,134,144,198,{"v":0.27756578050968417,"d":"0.28"},{"v":0.31980163896983926,"d":"0.32"},{"v":0.5987759838075244,"d":"0.60"},{"v":2,"d":"2.0"},7,7.7,10.7,null,2680,null,{"v":0.68,"d":"68%"},null,null,0,10.9,12.8,21.85,null,1,1,1,312,334,461,null,0,0,0,1]
["29510020",null,null,2,95,100,20,21.5,0,26,30,44.1,{"v":2275.2000000000003,"d":"2275"},{"v":2518.7768428703835,"d":"2519"},{"v":2713.5353098724395,"d":"2714"},{"v":3330.84,"d":"3331"},1.5,1.08,1.08,1.08,2275,2519,2714,3331,196,217,233,286,{"v":0.16073561067277087,"d":"0.16"},{"v":0.1963758492708046,"d":"0.20"},{"v":0.22589211718801094,"d":"0.23"},{"v":0.3382159729533156,"d":"0.34"},0.0001276,1.7219,2,3.76611E-4,{"$f":"AK520","v":{"v":311.2816285378957,"d":"311"}},{"$f":"AL520","v":{"v":335.3507448439105,"d":"335"}},{"v":411.64,"d":"412"},0.95,0.95,0.95,311,335,412,134,144,177,{"v":0.0761173874401084,"d":"0.08"},{"v":0.08767678608746131,"d":"0.09"},{"v":0.13152753973488002,"d":"0.13"},1.3,7,7.7,10.7,null,2844,null,{"v":0.8,"d":"80%"},null,null,0,10.9,12.8,21.85,null,1,1,1,311,335,412,null,0,0,0,1]
["29511010",null,null,2,95,110,10,11.5,0,26,30,43.5,{"v":1382.4,"d":"1382"},{"v":1766.3893947845202,"d":"1766"},{"v":1902.9712804051933,"d":"1903"},{"v":2335.88,"d":"2336"},1.5,1.08,1.08,1.08,1382,1766,1903,2336,119,152,164,201,{"v":0.08060327581118487,"d":"0.08"},{"v":0.12846635666491932,"d":"0.13"},{"v":0.14849855963064404,"d":"0.15"},{"v":0.2189828314672463,"d":"0.22"},3.969E-4,1.7346,2,0.000367347,{"$f":"AK522","v":{"v":244.88738360147738,"d":"245"}},{"$f":"AL522","v":{"v":263.82272182064906,"d":"264"}},{"v":323.84,"d":"324"},0.98,0.98,0.98,245,264,324,105,114,139,{"v":0.0635324094103459,"d":"0.06"},{"v":0.0742836780814925,"d":"0.07"},{"v":0.10834103483995079,"d":"0.11"},0.7,8.4,9.3,14,null,1536,null,{"v":0.9,"d":"90%"},null,null,0,12,13.9,21.85,null,1,1,1,245,264,324,null,0,0,0,1]
["29511011",null,null,2,95,110,11,11.5,0,26,30,43.5,{"v":1315.1200000000001,"d":"1315"},{"v":2396.6961264405954,"d":"2397"},{"v":2582.014990545841,"d":"2582"},{"v":3169.4,"d":"3169"},1.5,1.1,1.1,1.1,1315,2397,2582,3169,113,206,222,273,{"v":0.12602624713685845,"d":"0.13"},{"v":0.39231335542301654,"d":"0.39"},{"v":0.4521181336762668,"d":"0.45"},{"v":0.6695964339932501,"d":"0.67"},3.969E-4,1.7346,4,0.000574288,{"$f":"AK523*(1-(($E705-50)*0.005))","v":{"v":311.1008970511098,"d":"311"}},{"$f":"AL523*(1-(($E705-50)*0.005))","v":{"v":335.15603872201353,"d":"335"}},{"v":411.401,"d":"411"},0.95,0.95,0.95,311,335,411,134,144,177,{"v":0.1738516849103562,"d":"0.17"},{"v":0.19917735207332266,"d":"0.20"},{"v":0.29428702881790797,"d":"0.29"},1.5,8.4,9.3,14,null,1934,null,{"v":0.68,"d":"68%"},null,null,0,12,13.9,21.85,null,1,1,1,311,335,411,null,0,0,0,1]
["29511016",null,null,2,95,110,16,16.5,0,26,30,44.1,{"v":2004.64,"d":"2005"},{"v":2849.7497938679544,"d":"2850"},{"v":3051.4523045945984,"d":"3051"},{"v":4206.5,"d":"4207"},1.5,1.1,1.1,1.1,2005,2850,3051,4207,172,245,262,362,{"v":0.45958461330511147,"d":"0.46"},{"v":0.9219544805754951,"d":"0.92"},{"v":1.0521845346704815,"d":"1.05"},{"v":1.9898808014753209,"d":"1.99"},0.0002083,1.724,4,1.392796E-3,{"$f":"AK525*(1-(($E707-50)*0.005))","v":{"v":316.07054946608685,"d":"316"}},{"$f":"AL525*(1-(($E707-50)*0.005))","v":{"v":338.44171465793653,"d":"338"}},{"v":466.55,"d":"467"},0.95,0.95,0.95,316,338,467,136,145,201,{"v":0.28966885772381273,"d":"0.29"},{"v":0.3285344535107995,"d":"0.33"},{"v":0.624419254544573,"d":"0.62"},2.2,7.9,8.8,12.5,null,2948,null,{"v":0.68,"d":"68%"},null,null,0,10.9,12.8,21.85,null,1,1,1,316,338,467,null,0,0,0,1]
["29511020",null,null,2,95,110,20,21.5,0,26,30,44.1,{"v":2502.4,"d":"2502"},{"v":2692.551301713082,"d":"2693"},{"v":2900.746468081386,"d":"2901"},{"v":3560.6400000000003,"d":"3561"},1.5,1.08,1.08,1.08,2502,2693,2901,3561,215,232,249,306,{"v":0.19542601712246171,"d":"0.20"},{"v":0.2269472264037772,"d":"0.23"},{"v":0.26079058599865457,"d":"0.26"},{"v":0.3911657832602583,"d":"0.39"},0.0001276,1.7219,2,3.76611E-4,{"$f":"AK526","v":{"v":317.1799783158463,"d":"317"}},{"$f":"AL526","v":{"v":341.7051705794622,"d":"342"}},{"v":419.44,"d":"419"},0.95,0.95,0.95,317,342,419,136,147,180,{"v":0.07954471205365862,"d":"0.08"},{"v":0.09265062946622422,"d":"0.09"},{"v":0.13785909087762688,"d":"0.14"},1.5,7.9,8.8,12.5,null,3128,null,{"v":0.8,"d":"80%"},null,null,0,10.9,12.8,21.85,null,1,1,1,317,342,419,null,0,0,0,1]
["29512010",null,null,2,95,120,10,11.5,0,26,30,44,{"v":1507.5,"d":"1508"},{"v":1924.9914127028867,"d":"1925"},{"v":2079.6202422788024,"d":"2080"},{"v":2589.78,"d":"2590"},1.5,1.08,1.08,1.08,1508,1925,2080,2590,130,166,179,223,{"v":0.098985854052659,"d":"0.10"},{"v":0.15749249199599902,"d":"0.16"},{"v":0.1817830806912457,"d":"0.18"},{"v":0.2762925905995734,"d":"0.28"},3.969E-4,1.7346,2,0.000367347,{"$f":"AK528","v":{"v":266.87553260000635,"d":"267"}},{"$f":"AL528","v":{"v":288.31284965818764,"d":"288"}},{"v":359.04,"d":"359"},0.98,0.98,0.98,267,288,359,115,124,154,{"v":0.07844810437960871,"d":"0.08"},{"v":0.0904975407078808,"d":"0.09"},{"v":0.13655457969155813,"d":"0.14"},0.8,8.9,9.9,14.8,null,1675,null,{"v":0.9,"d":"90%"},null,null,0,11.8,13.7,21.85,null,1,1,1,267,288,359,null,0,0,0,1]
["29512011",null,null,2,95,120,11,11.5,0,26,30,44,{"v":1434.8000000000002,"d":"1435"},{"v":2611.892641497221,"d":"2612"},{"v":2821.6982019103875,"d":"2822"},{"v":3513.9,"d":"3514"},1.5,1.1,1.1,1.1,1435,2612,2822,3514,123,225,243,302,{"v":0.15445389187017058,"d":"0.15"},{"v":0.4824913090455165,"d":"0.48"},{"v":0.5581185866184035,"d":"0.56"},{"v":0.8424915609755409,"d":"0.84"},3.969E-4,1.7346,4,0.000574288,{"$f":"AK529*(1-(($E711-50)*0.005))","v":{"v":338.675,"d":"339"}},{"$f":"AL529*(1-(($E711-50)*0.005))","v":{"v":366.575,"d":"367"}},{"v":456.475,"d":"456"},0.95,0.95,0.95,339,367,456,146,158,196,{"v":0.21327463910111719,"d":"0.21"},{"v":0.247507286680139,"d":"0.25"},{"v":0.37172332179516204,"d":"0.37"},1.6,8.9,9.9,14.8,null,2110,null,{"v":0.68,"d":"68%"},null,null,0,11.8,13.7,21.85,null,1,1,1,339,367,456,null,0,0,0,1]
["29512016",null,null,2,95,120,16,16.5,0,26,30,44.8,{"v":2186.88,"d":"2187"},{"v":3241.8333772189817,"d":"3242"},{"v":3471.5459677567114,"d":"3472"},{"v":4829.7,"d":"4830"},1.5,1.1,1.1,1.1,2187,3242,3472,4830,188,279,299,415,{"v":0.5542513655891848,"d":"0.55"},{"v":1.204343316710782,"d":"1.20"},{"v":1.3801140974321322,"d":"1.38"},{"v":2.632057975603213,"d":"2.63"},0.0002083,1.724,4,1.392796E-3,{"$f":"AK531*(1-(($E713-50)*0.005))","v":{"v":384.40000000000003,"d":"384"}},{"$f":"AL531*(1-(($E713-50)*0.005))","v":{"v":412.3,"d":"412"}},{"v":573.5,"d":"574"},0.95,0.95,0.95,384,412,574,165,177,247,{"v":0.42896129586036635,"d":"0.43"},{"v":0.49235797410866955,"d":"0.49"},{"v":0.9477233090724179,"d":"0.95"},2.4,8.7,9.8,14.3,null,3216,null,{"v":0.68,"d":"68%"},null,null,0,10.6,12.5,21.85,null,1,1,1,384,412,574,null,0,0,0,1]
["29512020",null,null,2,95,120,20,21.5,0,26,30,44.8,{"v":2730.4,"d":"2730"},{"v":3079.6829926739365,"d":"3080"},{"v":3327.0647594078355,"d":"3327"},{"v":4143.24,"d":"4143"},1.5,1.08,1.08,1.08,2730,3080,3327,4143,235,265,286,356,{"v":0.23577681339157305,"d":"0.24"},{"v":0.2984824228165089,"d":"0.30"},{"v":0.34670295754782865,"d":"0.35"},{"v":0.5330856461058093,"d":"0.53"},0.0001276,1.7219,2,3.76611E-4,{"$f":"AK532","v":{"v":380.6009016056908,"d":"381"}},{"$f":"AL532","v":{"v":411.1734390011653,"d":"411"}},{"v":512.04,"d":"512"},0.95,0.95,0.95,381,411,512,164,177,220,{"v":0.11646670942658871,"d":"0.12"},{"v":0.13524222402195477,"d":"0.14"},{"v":0.20715667478646135,"d":"0.21"},1.6,8.7,9.8,14.3,null,3413,null,{"v":0.8,"d":"80%"},null,null,0,10.6,12.5,21.85,null,1,1,1,381,411,512,null,0,0,0,{"$f":"IF(SUM(BV714:BX714)=0,1,0)","v":1}]
["29514010",null,null,2,95,140,10,11.5,0,26,30,44.8,{"v":1758.6000000000001,"d":"1759"},{"v":2267.7915432376717,"d":"2268"},{"v":2456.1428225151312,"d":"2456"},{"v":3097.58,"d":"3098"},1.5,1.08,1.08,1.08,1759,2268,2456,3098,151,195,211,266,{"v":0.14091109064366686,"d":"0.14"},{"v":0.22855867513090425,"d":"0.23"},{"v":0.2653815415446367,"d":"0.27"},{"v":0.4118036693657595,"d":"0.41"},3.969E-4,1.7346,2,0.000367347,{"$f":"AK534","v":{"v":314.40040300104783,"d":"314"}},{"$f":"AL534","v":{"v":340.5129080446342,"d":"341"}},{"v":429.44,"d":"429"},0.98,0.98,0.98,314,341,429,135,147,184,{"v":0.11404996966906063,"d":"0.11"},{"v":0.1339431496553784,"d":"0.13"},{"v":0.20476735769324847,"d":"0.20"},0.9,10.1,11.2,17.5,null,1954,null,{"v":0.9,"d":"90%"},null,null,0,11.5,13.3,21.85,null,1,1,1,314,341,429,null,0,0,0,1]
["29514011",null,null,2,95,140,11,11.5,0,26,30,44.8,{"v":1673.48,"d":"1673"},{"v":3077.015307780141,"d":"3077"},{"v":3332.5766142436496,"d":"3333"},{"v":4202.9,"d":"4203"},1.5,1.1,1.1,1.1,1673,3077,3333,4203,144,265,287,361,{"v":0.22505852767591347,"d":"0.23"},{"v":0.7073460763495847,"d":"0.71"},{"v":0.8219999480326121,"d":"0.82"},{"v":1.2670408781957792,"d":"1.27"},3.969E-4,1.7346,4,0.000574288,{"$f":"AK535*(1-(($E717-50)*0.005))","v":{"v":399.125,"d":"399"}},{"$f":"AL535*(1-(($E717-50)*0.005))","v":{"v":432.45,"d":"432"}},{"v":545.6,"d":"546"},0.95,0.95,0.95,399,432,546,172,186,235,{"v":0.3139696758342326,"d":"0.31"},{"v":0.36361651706757825,"d":"0.36"},{"v":0.5642101677547922,"d":"0.56"},1.9,10.1,11.2,17.5,null,2461,null,{"v":0.68,"d":"68%"},null,null,0,11.5,13.3,21.85,null,1,1,1,399,432,546,null,0,0,0,1]
["29514016",null,null,2,95,140,16,16.5,0,26,30,45.4,{"v":2551.36,"d":"2551"},{"v":3844.4231409656436,"d":"3844"},{"v":4117.108028486747,"d":"4117"},{"v":5776.7,"d":"5777"},1.5,1.1,1.1,1.1,2551,3844,4117,5777,219,331,354,497,{"v":0.7657840909575637,"d":"0.77"},{"v":1.7219838483818737,"d":"1.72"},{"v":1.9648470126541058,"d":"1.96"},{"v":3.828069631665256,"d":"3.83"},0.0002083,1.724,4,1.392796E-3,{"$f":"AK537*(1-(($E719-50)*0.005))","v":{"v":456.475,"d":"456"}},{"$f":"AL537*(1-(($E719-50)*0.005))","v":{"v":488.25,"d":"488"}},{"v":685.875,"d":"686"},0.95,0.95,0.95,456,488,686,196,210,295,{"v":0.616149412493784,"d":"0.62"},{"v":0.7053267910428213,"d":"0.71"},{"v":1.3735930863768393,"d":"1.37"},2.8,9.6,10.5,16.1,null,3752,null,{"v":0.68,"d":"68%"},null,null,0,10.4,12.2,21.85,null,1,1,1,456,488,686,null,0,0,0,1]
["29514020",null,null,2,95,140,20,21.5,0,26,30,45.4,{"v":3185.6000000000004,"d":"3186"},{"v":3628.109195995047,"d":"3628"},{"v":3929.4415695377957,"d":"3929"},{"v":4955.64,"d":"4956"},1.5,1.08,1.08,1.08,3186,3628,3929,4956,274,312,338,426,{"v":0.3265957264239364,"d":"0.33"},{"v":0.4211889524134416,"d":"0.42"},{"v":0.4927124636981848,"d":"0.49"},{"v":0.7756359730733573,"d":"0.78"},0.0001276,1.7219,2,3.76611E-4,{"$f":"AK538","v":{"v":448.3778474617217,"d":"448"}},{"$f":"AL538","v":{"v":485.6178404500181,"d":"486"}},{"v":612.44,"d":"612"},0.95,0.95,0.95,448,486,612,193,209,263,{"v":0.16455496588623258,"d":"0.16"},{"v":0.1922740711354792,"d":"0.19"},{"v":0.30142179085547277,"d":"0.30"},1.9,9.6,10.5,16.1,null,3982,null,{"v":0.8,"d":"80%"},null,null,0,10.4,12.2,21.85,null,1,1,1,448,486,612,null,0,0,0,1]
["3205010",null,null,3,20,50,10,11.5,0,26,30,38.8,{"v":295.2,"d":"295"},649,695,812,1.5,1.08,1.08,1.08,295,649,695,812,25,56,60,70,{"v":0.002986638016751119,"d":"0.00"},{"v":0.014273569595905599,"d":"0.01"},{"v":0.016323323223458832,"d":"0.02"},{"v":0.022034348729889495,"d":"0.02"},3.969E-4,1.7346,2,0.000367347,{"v":90.02011923475614,"d":"90"},{"v":96.3282593249777,"d":"96"},{"v":112.64,"d":"113"},0.98,0.98,0.98,90,96,113,39,41,49,{"v":7.0687185128054265E-3,"d":"0.01"},{"v":0.00778908993794481,"d":"0.01"},{"v":0.011010617958771767,"d":"0.01"},0.3,3.6,4.1,5.1,null,328,null,{"v":0.9,"d":"90%"},null,null,0,14.2,16.2,21.85,null,1,1,1,90,96,113,null,0,0,0,1]
["3206010",null,null,3,20,60,10,11.5,0,26,30,40,{"v":353.7,"d":"354"},{"v":841.6922568781392,"d":"842"},{"v":901.3595094153106,"d":"901"},{"v":1066.38,"d":"1066"},1.5,1.08,1.08,1.08,354,842,901,1066,30,72,77,92,{"v":4.534543720858538E-3,"d":"0.00"},{"v":0.024572994832794695,"d":"0.02"},{"v":0.027985026550444856,"d":"0.03"},{"v":0.03951290218026669,"d":"0.04"},3.969E-4,1.7346,2,0.000367347,{"v":116.68990721587436,"d":"117"},{"v":124.9620115455649,"d":"125"},{"v":147.84,"d":"148"},0.98,0.98,0.98,117,125,148,50,54,64,{"v":0.01214004296048507,"d":"0.01"},{"v":0.014086095785072505,"d":"0.01"},{"v":0.019563990759703984,"d":"0.02"},0.4,4.8,5.4,6.8,null,393,null,{"v":0.9,"d":"90%"},null,null,0,13.6,15.6,21.85,null,1,1,1,117,125,148,null,0,0,0,1]
["3206020",null,null,3,20,60,20,21.5,0,26,30,41.1,{"v":735.2,"d":"735"},{"v":1346.575008837732,"d":"1347"},{"v":1442.0332127786496,"d":"1442"},{"v":1706.04,"d":"1706"},1.5,1.08,1.08,1.08,735,1347,1442,1706,63,116,124,147,{"v":0.016078802775391067,"d":"0.02"},{"v":0.053754545103760785,"d":"0.05"},{"v":0.06133872577216264,"d":"0.06"},{"v":0.08590565253315716,"d":"0.09"},0.0001276,1.7219,2,3.76611E-4,{"v":166.41571994991173,"d":"166"},{"v":178.21286873827722,"d":"178"},{"v":210.84,"d":"211"},0.95,0.95,0.95,166,178,211,71,77,91,{"v":0.020362186770824586,"d":"0.02"},{"v":0.02390299995886795,"d":"0.02"},{"v":0.033257087321880145,"d":"0.03"},0.8,4.8,5.5,7.2,null,919,null,{"v":0.8,"d":"80%"},null,null,0,12.3,14.4,21.85,null,1,1,1,166,178,211,null,0,0,0,1]
["3207010",null,null,3,20,70,10,11.5,0,26,30,41,{"v":413.1,"d":"413"},{"v":1029.7403904507714,"d":"1030"},{"v":1104.285963590294,"d":"1104"},{"v":1320.28,"d":"1320"},1.5,1.08,1.08,1.08,413,1030,1104,1320,36,89,95,114,{"v":6.8311810158488305E-3,"d":"0.01"},{"v":0.038924960889446435,"d":"0.04"},{"v":0.0441465902182657,"d":"0.04"},{"v":0.06277820934346216,"d":"0.06"},3.969E-4,1.7346,2,0.000367347,{"v":142.7603849699376,"d":"143"},{"v":153.09517888293954,"d":"153"},{"v":183.04,"d":"183"},0.98,0.98,0.98,143,153,183,61,66,79,{"v":0.018801217016227327,"d":"0.02"},{"v":0.02187876494532763,"d":"0.02"},{"v":0.03093277823234393,"d":"0.03"},0.5,5.5,5.9,7.9,null,459,null,{"v":0.9,"d":"90%"},null,null,0,13.2,15.1,21.85,null,1,1,1,143,153,183,null,0,0,0,1]
["3207020",null,null,3,20,70,20,21.5,0,26,30,41.1,{"v":857.6,"d":"858"},{"v":1509.840819712653,"d":"1510"},{"v":1619.1421060355642,"d":"1619"},{"v":1935.84,"d":"1936"},1.5,1.08,1.08,1.08,858,1510,1619,1936,74,130,139,166,{"v":0.02251119783327968,"d":"0.02"},{"v":0.06844420067394426,"d":"0.07"},{"v":0.07812114773499958,"d":"0.08"},{"v":0.11095002490928764,"d":"0.11"},0.0001276,1.7219,2,3.76611E-4,{"v":170.52628152222005,"d":"171"},{"v":182.87112058001478,"d":"183"},{"v":218.64000000000001,"d":"219"},0.95,0.95,0.95,171,183,219,74,79,94,{"v":0.02251119783327968,"d":"0.02"},{"v":0.025608782122359248,"d":"0.03"},{"v":0.036084845824600094,"d":"0.04"},0.9,5.1,5.6,7.2,null,1072,null,{"v":0.8,"d":"80%"},null,null,0,12.3,14.4,21.85,null,1,1,1,171,183,219,null,0,0,0,1]
["3208010",null,null,3,20,80,10,11.5,0,26,30,41.8,{"v":471.6,"d":"472"},{"v":1214.2269940407766,"d":"1214"},{"v":1304.143370405705,"d":"1304"},{"v":1574.18,"d":"1574"},1.5,1.08,1.08,1.08,472,1214,1304,1574,41,104,112,135,{"v":0.009253266001999425,"d":"0.01"},{"v":0.05502875488465266,"d":"0.06"},{"v":0.06345686966495562,"d":"0.06"},{"v":0.09090986199355394,"d":"0.09"},3.969E-4,1.7346,2,0.000367347,{"v":168.33710197020613,"d":"168"},{"v":180.80286190736828,"d":"181"},{"v":218.24,"d":"218"},0.98,0.98,0.98,168,181,218,72,78,94,{"v":0.027165359623318678,"d":"0.03"},{"v":0.03167181300086596,"d":"0.03"},{"v":0.045312552969066985,"d":"0.05"},0.5,6.3,6.8,9.1,null,524,null,{"v":0.9,"d":"90%"},null,null,0,12.8,14.7,21.85,null,1,1,1,168,181,218,null,0,0,0,1]
["3208020",null,null,3,20,80,20,21.5,0,26,30,42.4,{"v":980.8000000000001,"d":"981"},{"v":1942.5718983039128,"d":"1943"},{"v":2086.4239348515057,"d":"2086"},{"v":2518.44,"d":"2518"},1.5,1.08,1.08,1.08,981,1943,2086,2518,84,167,179,217,{"v":0.02941839033839192,"d":"0.03"},{"v":0.11395554008077592,"d":"0.11"},{"v":0.1306787233750386,"d":"0.13"},{"v":0.19110006829963533,"d":"0.19"},0.0001276,1.7219,2,3.76611E-4,{"v":240.0716624688735,"d":"240"},{"v":257.8495360156218,"d":"258"},{"v":311.24,"d":"311"},0.95,0.95,0.95,240,258,311,103,111,134,{"v":0.0439519634412318,"d":"0.04"},{"v":0.05092991835624913,"d":"0.05"},{"v":0.07381701321036345,"d":"0.07"},1.1,6,6.7,9,null,1226,null,{"v":0.8,"d":"80%"},null,null,0,11.8,13.7,21.85,null,1,1,1,240,258,311,null,0,0,0,1]
["3209010",null,null,3,20,90,10,11.5,0,26,30,42.4,{"$f":"IF($N732-($BE732*$BG732)>100,$BE732*$BG732,$N732-95)","v":531},{"v":1395.6272192501513,"d":"1396"},{"v":1501.3000140389001,"d":"1501"},{"v":1828.08,"d":"1828"},1.5,1.08,1.08,1.08,{"$f":"ROUND(M732*POWER(CF_heat,Q732),0)","v":531},{"$f":"ROUND(N732*POWER(CF_heat,R732),0)","v":1396},{"$f":"ROUND(O732*POWER(CF_heat,S732),0)","v":1501},{"$f":"ROUND(P732*POWER(CF_heat,T732),0)","v":1828},46,120,129,157,{"v":0.012122434319863627,"d":"0.01"},{"v":0.07560878121067112,"d":"0.08"},{"v":0.08685321114716028,"d":"0.09"},{"v":0.12662134598395483,"d":"0.13"},{"$f":"IF($G732=$CO$103,CP$103,IF($G732=$CO$104,CP$104,IF($G732=$CO$105,CP$105,IF($G732=$CO$107,CP$107,IF($G732=$CO$108,CP$108,IF($G732=$CO$109,CP$109,IF($G732=$CO$111,CP$111,IF($G732=$CO$112,CP$112,IF($G732=$CO$113,CP$113,IF($G732=$CO$115,CP$115,IF($G732=$CO$116,CP$116,IF($G732=$CO$117,CP$117,IF($G732=$CO$119,CP$119,IF($G732=$CO$120,CP$120,))))))))))))))","v":3.969E-4},{"$f":"IF($G732=$CO$103,CQ$103,IF($G732=$CO$104,CQ$104,IF($G732=$CO$105,CQ$105,IF($G732=$CO$107,CQ$107,IF($G732=$CO$108,CQ$108,IF($G732=$CO$109,CQ$109,IF($G732=$CO$111,CQ$111,IF($G732=$CO$112,CQ$112,IF($G732=$CO$113,CQ$113,IF($G732=$CO$115,CQ$115,IF($G732=$CO$116,CQ$116,IF($G732=$CO$117,CQ$117,IF($G732=$CO$119,CQ$119,IF($G732=$CO$120,CQ$120,))))))))))))))","v":1.7346},{"$f":"IF($G732=$CO$103,CR$103,IF($G732=$CO$104,CR$104,IF($G732=$CO$105,CR$105,IF($G732=$CO$107,CR$107,IF($G732=$CO$108,CR$108,IF($G732=$CO$109,CR$109,IF($G732=$CO$111,CR$111,IF($G732=$CO$112,CR$112,IF($G732=$CO$113,CR$113,IF($G732=$CO$115,CR$115,IF($G732=$CO$116,CR$116,IF($G732=$CO$117,CR$117,IF($G732=$CO$119,CR$119,IF($G732=$CO$120,CR$120,))))))))))))))","v":2},{"$f":"IF($G732=$CO$103,CS$103,IF($G732=$CO$104,CS$104,IF($G732=$CO$105,CS$105,IF($G732=$CO$107,CS$107,IF($G732=$CO$108,CS$108,IF($G732=$CO$109,CS$109,IF($G732=$CO$111,CS$111,IF($G732=$CO$112,CS$112,IF($G732=$CO$113,CS$113,IF($G732=$CO$115,CS$115,IF($G732=$CO$116,CS$116,IF($G732=$CO$117,CS$117,IF($G732=$CO$119,CS$119,IF($G732=$CO$120,CS$120,))))))))))))))","v":0.000367347},{"v":193.48593193227777,"d":"193"},{"v":208.1361185276459,"d":"208"},{"v":253.44,"d":"253"},0.98,0.98,0.98,{"$f":"ROUND(AK732*POWER(CF_cool,AN732),0)","v":193},{"$f":"ROUND(AL732*POWER(CF_cool,AO732),0)","v":208},{"$f":"ROUND(AM732*POWER(CF_cool,AP732),0)","v":253},83,89,109,{"v":0.03734023921264072,"d":"0.04"},{"v":0.04266933360054228,"d":"0.04"},{"v":0.06288933684631558,"d":"0.06"},{"$f":"ROUND(IF(G732=10,$CO$92*F732,IF(G732=11,$CO$93*F732,IF(G732=15,$CO$94*F732,IF(G732=16,$CO$95*F732,IF(G732=20,$CO$96*F732,IF(G732=21,$CO$97*F732,)))))),1)","v":0.6},6.7,7.4,10.3,null,590,null,{"$f":"IF(G732=10,0.9,IF(G732=11,0.68,IF(G732=15,0.8,IF(G732=16,0.68,IF(G732=20,0.8,IF(G732=21,0.8))))))","v":{"v":0.9,"d":"90%"}},null,null,0,12.5,14.7,21.85,null,1,1,1,{"$f":"AQ732/BO732","v":193},208,253,null,{"$f":"BR732-AQ732","v":0},{"$f":"BS732-AR732","v":0},{"$f":"BT732-AS732","v":0},1]
["32010010",null,null,3,20,100,10,11.5,0,26,30,43,{"v":589.5,"d":"590"},{"v":1574.3905475253332,"d":"1574"},{"v":1696.1265760133244,"d":"1696"},{"v":2081.98,"d":"2082"},1.5,1.08,1.08,1.08,590,1574,1696,2082,51,135,146,179,{"v":0.015464055640547413,"d":"0.02"},{"v":0.09862323121872285,"d":"0.10"},{"v":0.11455551187153463,"d":"0.11"},{"v":0.16920060692862343,"d":"0.17"},3.969E-4,1.7346,2,0.000367347,{"v":218.26918973175157,"d":"218"},{"v":235.14633901405676,"d":"235"},{"v":288.64,"d":"289"},0.98,0.98,0.98,218,235,289,94,101,124,{"v":0.04942930530670935,"d":"0.05"},{"v":0.05668113608073874,"d":"0.06"},{"v":0.08384149307866094,"d":"0.08"},0.7,7.8,8.7,12.2,null,655,null,{"v":0.9,"d":"90%"},null,null,0,12.3,14.1,21.85,null,1,1,1,218,235,289,null,0,0,0,1]
["32010015",null,null,3,20,100,15,16.5,0,26,30,44.1,872,{"v":1798.7737222599399,"d":"1799"},{"v":1926.0891717740149,"d":"1926"},{"v":2655.16,"d":"2655"},1.5,1.08,1.08,1.08,872,1799,1926,2655,75,155,166,228,{"v":0.03142901638835526,"d":"0.03"},{"v":0.12960669873525657,"d":"0.13"},{"v":0.14820649885017992,"d":"0.15"},{"v":0.2758730960999123,"d":"0.28"},0.0002083,1.724,2,0.000461829,{"v":245.5398348483303,"d":"246"},{"v":262.9189048561194,"d":"263"},{"v":362.44,"d":"362"},1.01,1.01,1.01,246,263,362,106,113,156,{"v":0.061693712021988735,"d":"0.06"},{"v":0.06989545441405931,"d":"0.07"},{"v":0.1312469465018126,"d":"0.13"},{"v":1,"d":"1.0"},7,7.7,10.7,null,1090,null,{"v":0.8,"d":"80%"},null,null,0,10.9,12.8,21.85,null,1,1,1,246,263,362,null,0,0,0,{"$f":"IF(SUM(BV736:BX736)=0,1,0)","v":1}]
["32011010",null,null,3,20,110,10,11.5,0,26,30,43.5,{"v":648.9,"d":"649"},{"v":1766.3893947845202,"d":"1766"},{"v":1902.9712804051933,"d":"1903"},{"v":2335.88,"d":"2336"},1.5,1.08,1.08,1.08,649,1766,1903,2336,56,152,164,201,{"v":0.019302728664959978,"d":"0.02"},{"v":0.12846635666491932,"d":"0.13"},{"v":0.14849855963064404,"d":"0.15"},{"v":0.2189828314672463,"d":"0.22"},3.969E-4,1.7346,2,0.000367347,{"v":244.88738360147738,"d":"245"},{"v":263.82272182064906,"d":"264"},{"v":323.84,"d":"324"},0.98,0.98,0.98,245,264,324,105,114,139,{"v":0.0635324094103459,"d":"0.06"},{"v":0.0742836780814925,"d":"0.07"},{"v":0.10834103483995079,"d":"0.11"},0.7,8.4,9.3,14,null,721,null,{"v":0.9,"d":"90%"},null,null,0,12,13.9,21.85,null,1,1,1,245,264,324,null,0,0,0,1]
["32011015",null,null,3,20,110,15,16.5,0,26,30,44.1,{"v":959.2,"d":"959"},{"v":1908.150188257796,"d":"1908"},{"v":2043.2071973479594,"d":"2043"},{"v":2816.6099999999997,"d":"2817"},1.5,1.08,1.08,1.08,959,1908,2043,2817,82,164,176,242,{"v":0.03820942563519092,"d":"0.04"},{"v":0.14742102741229732,"d":"0.15"},{"v":0.1692130010603492,"d":"0.17"},{"v":0.31530215896235814,"d":"0.32"},0.0002083,1.724,2,0.000461829,{"v":249.80785427097814,"d":"250"},{"v":267.48901053042016,"d":"267"},{"v":368.74,"d":"369"},1.01,1.01,1.01,250,267,369,108,115,159,{"v":0.06529371258627988,"d":"0.07"},{"v":0.07378840122581994,"d":"0.07"},{"v":0.1387762211751877,"d":"0.14"},1.1,7.9,8.8,12.5,null,1199,null,{"v":0.8,"d":"80%"},null,null,0,10.9,12.8,21.85,null,1,1,1,250,267,369,null,0,0,0,1]
["32012010",null,null,3,20,120,10,11.5,0,26,30,44,{"v":707.4,"d":"707"},{"v":1924.9914127028867,"d":"1925"},{"v":2079.6202422788024,"d":"2080"},{"v":2589.78,"d":"2590"},1.5,1.08,1.08,1.08,707,1925,2080,2590,61,166,179,223,{"v":0.023662381389992906,"d":"0.02"},{"v":0.15749249199599902,"d":"0.16"},{"v":0.1817830806912457,"d":"0.18"},{"v":0.2762925905995734,"d":"0.28"},3.969E-4,1.7346,2,0.000367347,{"v":266.87553260000635,"d":"267"},{"v":288.31284965818764,"d":"288"},{"v":359.04,"d":"359"},0.98,0.98,0.98,267,288,359,115,124,154,{"v":0.07844810437960871,"d":"0.08"},{"v":0.0904975407078808,"d":"0.09"},{"v":0.13655457969155813,"d":"0.14"},0.8,8.9,9.9,14.8,null,786,null,{"v":0.9,"d":"90%"},null,null,0,11.8,13.7,21.85,null,1,1,1,267,288,359,null,0,0,0,1]
["32012015",null,null,3,20,120,15,16.5,0,26,30,44.8,{"v":1046.4,"d":"1046"},{"v":2216.907386575515,"d":"2217"},{"v":2373.994898330778,"d":"2374"},{"v":3302.76,"d":"3303"},1.5,1.08,1.08,1.08,1046,2217,2374,3303,90,191,204,284,{"v":0.04674608778641812,"d":"0.05"},{"v":0.2020174140862614,"d":"0.20"},{"v":0.22969478307979363,"d":"0.23"},{"v":0.4381787526209058,"d":"0.44"},0.0002083,1.724,2,0.000461829,{"v":302.61675876046246,"d":"303"},{"v":324.0598347937627,"d":"324"},{"v":450.84,"d":"451"},1.01,1.01,1.01,303,324,451,130,139,194,{"v":0.09550098548413372,"d":"0.10"},{"v":0.10878402336268925,"d":"0.11"},{"v":0.20824992292405745,"d":"0.21"},1.2,8.7,9.8,14.3,null,1308,null,{"v":0.8,"d":"80%"},null,null,0,10.6,12.5,21.85,null,1,1,1,303,324,451,null,0,0,0,1]
["32014010",null,null,3,20,140,10,11.5,0,26,30,44.8,{"v":825.3000000000001,"d":"825"},{"v":2267.7915432376717,"d":"2268"},{"v":2456.1428225151312,"d":"2456"},{"v":3097.58,"d":"3098"},1.5,1.08,1.08,1.08,825,2268,2456,3098,71,195,211,266,{"v":0.03403744365306048,"d":"0.03"},{"v":0.22855867513090425,"d":"0.23"},{"v":0.2653815415446367,"d":"0.27"},{"v":0.4118036693657595,"d":"0.41"},3.969E-4,1.7346,2,0.000367347,{"v":314.40040300104783,"d":"314"},{"v":340.5129080446342,"d":"341"},{"v":429.44,"d":"429"},0.98,0.98,0.98,314,341,429,135,147,184,{"v":0.11404996966906063,"d":"0.11"},{"v":0.1339431496553784,"d":"0.13"},{"v":0.20476735769324847,"d":"0.20"},0.9,10.1,11.2,17.5,null,917,null,{"v":0.9,"d":"90%"},null,null,0,11.5,13.3,21.85,null,1,1,1,314,341,429,null,0,0,0,1]
["32014015",null,null,3,20,140,15,16.5,0,26,30,45.4,{"v":1220.8,"d":"1221"},{"v":2628.9846104428207,"d":"2629"},{"v":2815.458457495267,"d":"2815"},{"v":3950.36,"d":"3950"},1.5,1.08,1.08,1.08,1221,2629,2815,3950,105,226,242,340,{"v":0.06554654832203026,"d":"0.07"},{"v":0.28983635322357215,"d":"0.29"},{"v":0.3310697115084538,"d":"0.33"},{"v":0.6418295973215244,"d":"0.64"},0.0002083,1.724,2,0.000461829,{"v":358.86695423586366,"d":"359"},{"v":384.32138301819265,"d":"384"},{"v":539.24,"d":"539"},1.01,1.01,1.01,359,384,539,154,165,232,{"v":0.137621338941047,"d":"0.14"},{"v":0.1573279392829452,"d":"0.16"},{"v":0.30498467021762166,"d":"0.30"},1.4,9.6,10.5,16.1,null,1526,null,{"v":0.8,"d":"80%"},null,null,0,10.4,12.2,21.85,null,1,1,1,359,384,539,null,0,0,0,1]
["32016010",null,null,3,20,160,10,11.5,0,26,30,45.5,{"v":943.2,"d":"943"},{"v":2603.9362232520607,"d":"2604"},{"v":2826.698800652902,"d":"2827"},{"v":3605.38,"d":"3605"},1.5,1.08,1.08,1.08,943,2604,2827,3605,81,224,243,310,{"v":0.046769905837678746,"d":"0.05"},{"v":0.31579069683258104,"d":"0.32"},{"v":0.3682343427384388,"d":"0.37"},{"v":0.5834332220487198,"d":"0.58"},3.969E-4,1.7346,2,0.000367347,{"v":361.00257998610687,"d":"361"},{"v":391.8857730720053,"d":"392"},{"v":499.84,"d":"500"},0.98,0.98,0.98,361,392,500,155,169,215,{"v":0.15784887533096326,"d":"0.16"},{"v":0.18572654509721107,"d":"0.19"},{"v":0.29228700277798675,"d":"0.29"},1.1,11,12.4,19.2,null,1048,null,{"v":0.9,"d":"90%"},null,null,0,11.2,13,21.85,null,1,1,1,361,392,500,null,0,0,0,1]
["32016015",null,null,3,20,160,15,16.5,0,26,30,46.4,{"v":1395.2,"d":"1395"},{"v":3021.1783832091446,"d":"3021"},{"v":3225.612044188012,"d":"3226"},{"v":4597.96,"d":"4598"},1.5,1.08,1.08,1.08,1395,3021,3226,4598,120,260,277,395,{"v":0.08800905346651056,"d":"0.09"},{"v":0.39255304944044445,"d":"0.39"},{"v":0.4438617891013007,"d":"0.44"},{"v":0.884247559188075,"d":"0.88"},0.0002083,1.724,2,0.000461829,{"v":412.4029788074249,"d":"412"},{"v":440.3089942962018,"d":"440"},{"v":627.64,"d":"628"},{"$f":"IF($G748=10,0.98,IF($G748=11,0.95,IF($G748=15,1.01,IF($G748=16,0.95,IF($G748=20,0.95,IF($G748=21,0.85))))))","v":1.01},1.01,1.01,412,440,628,177,189,270,{"v":0.18642121393254038,"d":"0.19"},{"v":0.2116425539248176,"d":"0.21"},{"v":0.4223624026580168,"d":"0.42"},1.6,11.5,12.8,19.6,null,1744,null,{"v":0.8,"d":"80%"},null,null,0,10,11.8,21.85,null,1,1,1,412,440,628,null,0,0,0,1]
["32018010",null,null,3,20,180,10,11.5,0,26,30,46,{"v":1061.1000000000001,"d":"1061"},{"v":2970.687803991788,"d":"2971"},{"v":3224.825392294156,"d":"3225"},{"v":4113.18,"d":"4113"},1.5,1.08,1.08,1.08,1061,2971,3225,4113,91,256,277,354,{"v":0.06203347205182294,"d":"0.06"},{"v":0.4297192751285923,"d":"0.43"},{"v":0.498413628060751,"d":"0.50"},{"v":0.7911530543956264,"d":"0.79"},3.969E-4,1.7346,2,0.000367347,{"v":411.848013786967,"d":"412"},{"v":447.08095237792156,"d":"447"},{"v":570.24,"d":"570"},0.98,0.98,0.98,412,447,570,177,192,245,{"v":0.21495642722836134,"d":"0.21"},{"v":0.25036580839638034,"d":"0.25"},{"v":0.3956646711323137,"d":"0.40"},1.2,12.2,13.7,22,null,1179,null,{"v":0.9,"d":"90%"},null,null,0,10.9,12.7,21.85,null,1,1,1,412,447,570,null,0,0,0,1]
["32018015",null,null,3,20,180,15,16.5,0,26,30,46.4,{"v":1569.6000000000001,"d":"1570"},{"v":3233.3460619053994,"d":"3233"},{"v":3452.1364439366635,"d":"3452"},{"v":4920.86,"d":"4921"},1.5,1.08,1.08,1.08,1570,3233,3452,4921,135,278,297,423,{"v":0.1143050356095519,"d":"0.11"},{"v":0.46032647442822744,"d":"0.46"},{"v":0.523117686907794,"d":"0.52"},{"v":1.0377569514621654,"d":"1.04"},0.0002083,1.724,2,0.000461829,{"v":420.6820520547858,"d":"421"},{"v":449.14828645115074,"d":"449"},{"v":640.24,"d":"640"},1.01,1.01,1.01,421,449,640,181,193,275,{"v":0.2010263623163458,"d":"0.20"},{"v":0.22751208445626886,"d":"0.23"},{"v":0.45076939507650016,"d":"0.45"},1.8,11.5,12.8,19.6,null,1962,null,{"v":0.8,"d":"80%"},null,null,0,10,11.8,21.85,null,1,1,1,421,449,640,null,0,0,0,1]
["32020010",null,null,3,20,200,10,11.5,0,26,30,46.5,1179,{"v":3259.5785648750903,"d":"3260"},{"v":3552.8677924068675,"d":"3553"},{"v":4620.98,"d":"4621"},1.5,1.08,1.08,1.08,1179,3260,3553,4621,101,280,306,397,{"v":0.07999600752949895,"d":"0.08"},{"v":0.5359604913845153,"d":"0.54"},{"v":0.6330595444338595,"d":"0.63"},{"v":1.0323113448799708,"d":"1.03"},3.969E-4,1.7346,2,0.000367347,{"v":451.89903695786995,"d":"452"},{"v":492.55985148767917,"d":"493"},{"v":640.64,"d":"641"},0.98,0.98,0.98,452,493,641,194,212,276,{"v":0.26974633951173027,"d":"0.27"},{"v":0.31839322337808124,"d":"0.32"},{"v":0.5216999291195293,"d":"0.52"},1.3,13.4,14.8,24,null,1310,null,{"v":0.9,"d":"90%"},null,null,0,10.7,12.5,21.85,null,1,1,1,452,493,641,null,0,0,0,1]
["32020015",null,null,3,20,200,15,16.5,0,26,30,47.1,1744,{"v":3875.4624109054007,"d":"3875"},{"v":4083.4735576056296,"d":"4083"},{"v":5893.16,"d":"5893"},1.5,1.08,1.08,1.08,1744,3875,4083,5893,150,333,351,507,{"v":0.14459988653768366,"d":"0.14"},{"v":0.6710038545041404,"d":"0.67"},{"v":0.7427948904408519,"d":"0.74"},{"v":1.5124900662854772,"d":"1.51"},0.0002083,1.724,2,0.000461829,{"v":529.0161783879516,"d":"529"},{"v":557.4105350406697,"d":"557"},{"v":804.44,"d":"804"},1.01,1.01,1.01,529,557,804,227,240,346,{"v":0.3205762003800503,"d":"0.32"},{"v":0.35685612106712633,"d":"0.36"},{"v":0.7224973981588986,"d":"0.72"},{"v":2,"d":"2.0"},13.2,14.7,23.5,null,2180,null,{"v":0.8,"d":"80%"},null,null,0,10,11.4,21.85,null,1,1,1,529,557,804,null,0,0,0,1]
["32022010",null,null,3,20,220,10,11.5,0,26,30,46.9,{"v":1296.9,"d":"1297"},{"v":3560.7045070849035,"d":"3561"},{"v":3890.5075371280445,"d":"3891"},{"v":5128.78,"d":"5129"},1.5,1.08,1.08,1.08,1297,3561,3891,5129,112,306,335,441,{"v":0.1025084656923609,"d":"0.10"},{"v":0.6649528513575944,"d":"0.66"},{"v":0.7876316236324602,"d":"0.79"},{"v":1.3181530375289372,"d":"1.32"},3.969E-4,1.7346,2,0.000367347,{"v":493.6463121283521,"d":"494"},{"v":539.3693001453611,"d":"539"},{"v":711.04,"d":"711"},0.98,0.98,0.98,494,539,711,212,232,306,{"v":0.3352676626465814,"d":"0.34"},{"v":0.39659808957963044,"d":"0.40"},{"v":0.6649528513575944,"d":"0.66"},1.5,13.4,14.8,24,null,1441,null,{"v":0.9,"d":"90%"},null,null,0,10.5,12.3,21.85,null,1,1,1,494,539,711,null,0,0,0,1]
["32022015",null,null,3,20,220,15,16.5,0,26,30,47.8,{"v":1918.4,"d":"1918"},{"v":4302.556743974503,"d":"4303"},{"v":4481.798860349342,"d":"4482"},{"v":6540.76,"d":"6541"},1.5,1.08,1.08,1.08,1918,4303,4482,6541,165,370,385,563,{"v":0.17905383287399307,"d":"0.18"},{"v":0.8442706466586654,"d":"0.84"},{"v":0.9114590625595987,"d":"0.91"},{"v":1.8978591317759046,"d":"1.90"},0.0002083,1.724,2,0.000461829,{"v":587.3162695604478,"d":"587"},{"v":611.7835380711579,"d":"612"},{"v":892.84,"d":"893"},1.01,1.01,1.01,587,612,893,252,263,384,{"v":0.4032874859028843,"d":"0.40"},{"v":0.43778400702821296,"d":"0.44"},{"v":0.9069022344024595,"d":"0.91"},2.2,15.5,16.8,27.5,null,2398,null,{"v":0.8,"d":"80%"},null,null,0,10,11.1,21.85,null,1,1,1,587,612,893,null,0,0,0,1]
["32024010",null,null,3,20,240,10,11.5,0,26,30,47.2,{"v":1414.8,"d":"1415"},{"v":3860.418873592543,"d":"3860"},{"v":4228.985567352769,"d":"4229"},{"v":5636.58,"d":"5637"},1.5,1.08,1.08,1.08,1415,3860,4229,5637,122,332,364,485,{"v":0.12657453738105795,"d":"0.13"},{"v":0.8112280684719688,"d":"0.81"},{"v":0.9631272119292901,"d":"0.96"},{"v":1.6465778870546586,"d":"1.65"},3.969E-4,1.7346,2,0.000367347,{"v":535.1978903129482,"d":"535"},{"v":586.2949664073159,"d":"586"},{"v":781.44,"d":"781"},0.98,0.98,0.98,535,586,781,230,252,336,{"v":0.40968486620571454,"d":"0.41"},{"v":0.4855035182292864,"d":"0.49"},{"v":0.8295464687093747,"d":"0.83"},1.6,14.8,16.6,28,null,1572,null,{"v":0.9,"d":"90%"},null,null,0,10.4,12.2,21.85,null,1,1,1,535,586,781,null,0,0,0,1]
["32024015",null,null,3,20,240,15,16.5,0,26,30,48.1,{"v":2092.8,"d":"2093"},{"v":4729.715265656896,"d":"4730"},{"v":4901.774324524634,"d":"4902"},{"v":7188.36,"d":"7188"},1.5,1.08,1.08,1.08,2093,4730,4902,7188,180,407,422,618,{"v":0.21782260775858386,"d":"0.22"},{"v":1.0402677068624975,"d":"1.04"},{"v":1.1152542227427753,"d":"1.12"},{"v":2.3255236596425677,"d":"2.33"},0.0002083,1.724,2,0.000461829,{"v":645.6251227363645,"d":"646"},{"v":669.1118750586436,"d":"669"},{"v":981.24,"d":"981"},1.01,1.01,1.01,646,669,981,278,288,422,{"v":0.5003789920207736,"d":"0.50"},{"v":0.5354561461459616,"d":"0.54"},{"v":1.1152542227427753,"d":"1.12"},2.4,16.4,17.7,29.7,null,2616,null,{"v":0.8,"d":"80%"},null,null,0,10,10.9,21.85,null,1,1,1,646,669,981,null,0,0,0,1]
["32026010",null,null,3,20,260,10,11.5,0,26,30,47.8,{"v":1532.7,"d":"1533"},{"v":4178.178400000001,"d":"4178"},{"v":4608.285,"d":"4608"},{"v":6144.38,"d":"6144"},1.5,1.08,1.08,1.08,1533,4178,4608,6144,132,359,396,528,{"v":0.15382529803895695,"d":"0.15"},{"v":0.9806644219425941,"d":"0.98"},{"v":1.1770680299869807,"d":"1.18"},{"v":2.0125184153009763,"d":"2.01"},3.969E-4,1.7346,2,0.000367347,{"v":579.2512,"d":"579"},{"v":638.88,"d":"639"},{"v":851.84,"d":"852"},0.98,0.98,0.98,579,639,852,249,275,366,{"v":0.4971168110898011,"d":"0.50"},{"v":0.5976608909989917,"d":"0.60"},{"v":1.0165350975712137,"d":"1.02"},1.7,16.2,18.6,31.4,null,1703,null,{"v":0.9,"d":"90%"},null,null,0,10.2,11.9,21.85,null,1,1,1,579,639,852,null,0,0,0,1]
["32026015",null,null,3,20,260,15,16.5,0,26,30,47.8,{"v":2267.2000000000003,"d":"2267"},{"v":5669.092000000001,"d":"5669"},{"v":6252.674999999999,"d":"6253"},{"v":8336.9,"d":"8337"},1.5,1.08,1.08,1.08,2267,5669,6253,8337,195,488,538,717,{"v":0.2610579808348736,"d":"0.26"},{"v":1.5103449618725466,"d":"1.51"},{"v":1.8217333349966933,"d":"1.82"},{"v":3.166359355213688,"d":"3.17"},0.0002083,1.724,2,0.000461829,{"v":949.5112,"d":"950"},{"v":1047.2549999999999,"d":"1047"},{"v":1396.34,"d":"1396"},1.01,1.01,1.01,950,1047,1396,409,450,600,{"v":1.0760967217157777,"d":"1.08"},{"v":1.2926072229862295,"d":"1.29"},{"v":2.2469315346740024,"d":"2.25"},2.6,16.2,18.6,31.4,null,2834,null,{"v":0.8,"d":"80%"},null,null,0,10,10.9,21.85,null,1,1,1,950,1047,1396,null,0,0,0,1]
["32028010",null,null,3,20,280,10,11.5,0,26,30,47.8,{"v":1650.6000000000001,"d":"1651"},{"v":4331.3824,"d":"4331"},{"v":4782.224916852138,"d":"4782"},{"v":6369.68,"d":"6370"},1.5,1.08,1.08,1.08,1651,4331,4782,6370,142,372,411,548,{"v":0.18441172914359147,"d":"0.18"},{"v":1.0925143603098122,"d":"1.09"},{"v":1.3146532792613241,"d":"1.31"},{"v":2.244829316332864,"d":"2.24"},3.969E-4,1.7346,2,0.000367347,{"v":587.6832,"d":"588"},{"v":648.8536413352464,"d":"649"},{"v":864.24,"d":"864"},0.98,0.98,0.98,588,649,864,253,279,372,{"v":0.5349540342113627,"d":"0.53"},{"v":0.6410640057154129,"d":"0.64"},{"v":1.0925143603098122,"d":"1.09"},1.9,16.2,18.6,31.4,null,1834,null,{"v":0.9,"d":"90%"},null,null,0,10.2,11.9,21.85,null,1,1,1,588,649,864,null,0,0,0,1]
["32028015",null,null,3,20,280,15,16.5,0,26,30,48.9,{"v":2441.6,"d":"2442"},{"v":5583.9635634029,"d":"5584"},{"v":5708.947546820164,"d":"5709"},{"v":8483.56,"d":"8484"},1.5,1.08,1.08,1.08,2442,5584,5709,8484,210,480,491,730,{"v":0.30890818598833336,"d":"0.31"},{"v":1.4973769906672623,"d":"1.50"},{"v":1.5638277222676435,"d":"1.56"},{"v":3.3484388456827587,"d":"3.35"},0.0002083,1.724,2,0.000461829,{"v":762.2334450352322,"d":"762"},{"v":779.2942605603806,"d":"779"},{"v":1158.04,"d":"1158"},1.01,1.01,1.01,762,779,1158,328,335,498,{"v":0.7227149213034564,"d":"0.72"},{"v":0.7524622664738284,"d":"0.75"},{"v":1.6068391234938044,"d":"1.61"},2.8,19.3,20.4,34.5,null,3052,null,{"v":0.8,"d":"80%"},null,null,0,10,10.6,21.85,null,1,1,1,762,779,1158,null,0,0,0,1]
["3305010",null,null,3,30,50,10,11.5,0,26,30,38.8,{"v":371.7,"d":"372"},649,695,812,1.5,1.08,1.08,1.08,372,649,695,812,32,56,60,70,{"v":4.81676982785451E-3,"d":"0.00"},{"v":0.014273569595905599,"d":"0.01"},{"v":0.016323323223458832,"d":"0.02"},{"v":0.022034348729889495,"d":"0.02"},3.969E-4,1.7346,2,0.000367347,{"v":90.02011923475614,"d":"90"},{"v":96.3282593249777,"d":"96"},{"v":112.64,"d":"113"},0.98,0.98,0.98,90,{"$f":"ROUND(AL768*POWER(CF_cool,AO768),0)","v":96},{"$f":"ROUND(AM768*POWER(CF_cool,AP768),0)","v":113},39,41,49,{"v":7.0687185128054265E-3,"d":"0.01"},{"v":0.00778908993794481,"d":"0.01"},{"v":0.011010617958771767,"d":"0.01"},0.3,3.6,4.1,5.1,null,413,null,{"v":0.9,"d":"90%"},null,null,0,14.2,16.2,21.85,null,1,1,1,90,96,113,null,0,0,0,{"$f":"IF(SUM(BV768:BX768)=0,1,0)","v":1}]
["3305011",null,null,3,30,50,11,11.5,0,26,30,38.8,{"v":381.48,"d":"381"},{"v":881.020769215156,"d":"881"},{"v":942.7581061776938,"d":"943"},{"v":1102.4,"d":"1102"},1.5,1.1,1.1,1.1,381,881,943,1102,33,76,81,95,{"v":0.008513603722162429,"d":"0.01"},{"v":0.04264368655521608,"d":"0.04"},{"v":0.04824620699494949,"d":"0.05"},{"v":0.06572003953396613,"d":"0.07"},3.969E-4,1.7346,4,0.000574288,{"v":147.5613886319724,"d":"148"},{"v":157.90172054122763,"d":"158"},{"v":184.64,"d":"185"},0.95,0.95,0.95,148,158,185,64,68,80,{"v":0.030575828151930776,"d":"0.03"},{"v":0.03438168223252566,"d":"0.03"},{"v":0.047098764109165574,"d":"0.05"},0.7,3.6,4.1,5.1,null,561,null,{"v":0.68,"d":"68%"},null,null,0,14.2,16.2,21.85,null,1,1,1,148,158,185,null,0,0,0,1]
["3306011",null,null,3,30,60,11,11.5,0,26,30,40,{"v":457.64000000000004,"d":"458"},{"v":1142.036165791725,"d":"1142"},{"v":1222.9946868592929,"d":"1223"},{"v":1446.9,"d":"1447"},1.5,1.1,1.1,1.1,458,1142,1223,1447,39,98,105,124,{"v":0.012641467158566712,"d":"0.01"},{"v":0.07423113670546667,"d":"0.07"},{"v":0.08479400067271489,"d":"0.08"},{"v":0.11688804961164248,"d":"0.12"},3.969E-4,1.7346,4,0.000574288,191,205,242,0.95,0.95,0.95,191,205,242,82,88,104,{"v":0.052655498392101936,"d":"0.05"},{"v":0.060326342797888885,"d":"0.06"},{"v":0.08324331121786346,"d":"0.08"},0.8,4.8,5.4,6.8,null,673,null,{"v":0.68,"d":"68%"},null,null,0,13.6,15.6,21.85,null,1,1,1,191,205,242,null,0,0,0,1]
["3306015",null,null,3,30,60,15,16.5,0,26,30,41.1,652,{"v":957.1925835750966,"d":"957"},{"v":1027.5250511543745,"d":"1028"},{"v":1359.96,"d":"1360"},1.5,1.08,1.08,1.08,652,957,1028,1360,56,82,88,117,{"v":0.016115444159911004,"d":"0.02"},{"v":0.03414189879712035,"d":"0.03"},{"v":0.0392386054187797,"d":"0.04"},{"v":0.06880178174125845,"d":"0.07"},0.0002083,1.724,2,0.000461829,{"$f":"AK42","v":{"v":130.66063061772473,"d":"131"}},{"v":140.26129481477255,"d":"140"},{"v":185.64,"d":"186"},1.01,1.01,1.01,131,140,186,56,60,80,{"v":0.016115444159911004,"d":"0.02"},{"v":0.018458252538956766,"d":"0.02"},{"v":0.0325208961878376,"d":"0.03"},0.6,4.8,5.5,7.2,null,815,null,{"v":0.8,"d":"80%"},null,null,0,12.3,14.4,21.85,null,1,1,1,131,140,186,null,0,0,0,1]
["3306020",null,null,3,30,60,20,21.5,0,26,30,41.1,{"v":915.2,"d":"915"},{"v":1346.575008837732,"d":"1347"},{"v":1442.0332127786496,"d":"1442"},{"v":1706.04,"d":"1706"},1.5,1.08,1.08,1.08,915,1347,1442,1706,79,116,124,147,{"v":0.025145728981611184,"d":"0.03"},{"v":0.053754545103760785,"d":"0.05"},{"v":0.06133872577216264,"d":"0.06"},{"v":0.08590565253315716,"d":"0.09"},0.0001276,1.7219,2,3.76611E-4,{"v":166.41571994991173,"d":"166"},{"v":178.21286873827722,"d":"178"},{"v":210.84,"d":"211"},0.95,0.95,0.95,166,178,211,71,77,91,{"v":0.020362186770824586,"d":"0.02"},{"v":0.02390299995886795,"d":"0.02"},{"v":0.033257087321880145,"d":"0.03"},0.8,4.8,5.5,7.2,null,1144,null,{"v":0.8,"d":"80%"},null,null,0,12.3,14.4,21.85,null,1,1,1,166,178,211,null,0,0,0,1]
["3306021",null,null,3,30,60,21,21.5,0,26,30,41.1,{"v":935.2,"d":"935"},{"v":1802.6437228662567,"d":"1803"},{"v":1935.0981352499616,"d":"1935"},{"v":2561.16,"d":"2561"},1.5,1.05,1.05,1.05,935,1803,1935,2561,80,155,166,220,{"v":0.03656619776701429,"d":"0.04"},{"v":0.13454431150760796,"d":"0.13"},{"v":0.15402657304252074,"d":"0.15"},{"v":0.2685289255955803,"d":"0.27"},0.0001276,1.7219,4,0.000514201,{"v":233.8293185941635,"d":"234"},{"v":251.01059773412922,"d":"251"},{"v":332.22,"d":"332"},0.85,0.85,0.85,234,251,332,101,108,143,{"v":0.05785134679032401,"d":"0.06"},{"v":0.06601213332318584,"d":"0.07"},{"v":0.1147780548995266,"d":"0.11"},1.6,4.8,5.5,7.2,null,1169,null,{"v":0.8,"d":"80%"},null,null,0,12.3,14.4,21.85,null,1,1,1,234,251,332,null,0,0,0,1]
["3307015",null,null,3,30,70,15,16.5,0,26,30,41.1,{"v":760.8000000000001,"d":"761"},{"v":1070.8273541699666,"d":"1071"},{"v":1149.5094620994566,"d":"1150"},{"v":1521.41,"d":"1521"},1.5,1.08,1.08,1.08,761,1071,1150,1521,65,92,99,131,{"v":0.022152309746863368,"d":"0.02"},{"v":0.043822991749213405,"d":"0.04"},{"v":0.05061744266822105,"d":"0.05"},{"v":0.08781307235307986,"d":"0.09"},0.0002083,1.724,2,0.000461829,{"v":135.09481491470635,"d":"135"},{"v":145.0212935075816,"d":"145"},{"v":191.94,"d":"192"},1.01,1.01,1.01,135,145,192,58,62,83,{"v":0.017715040719154605,"d":"0.02"},{"v":0.020190861450308,"d":"0.02"},{"v":0.03579769620508036,"d":"0.04"},0.7,5.1,5.6,7.2,null,951,null,{"v":0.8,"d":"80%"},null,null,0,12.3,14.4,21.85,null,1,1,1,135,145,192,null,0,0,0,1]
["3307016",null,null,3,30,70,16,16.5,0,26,30,41.1,{"v":704.48,"d":"704"},{"v":1627.62717250317,"d":"1628"},{"v":1747.2217424001376,"d":"1747"},{"v":2312.5,"d":"2313"},1.5,1.1,1.1,1.1,704,1628,1747,2313,61,140,150,199,{"v":0.05622140790464849,"d":"0.06"},{"v":0.2902779131483183,"d":"0.29"},{"v":0.33273460547085354,"d":"0.33"},{"v":0.5822430562049591,"d":"0.58"},0.0002083,1.724,4,1.392796E-3,{"v":219.59769851718443,"d":"220"},{"v":235.7332685962564,"d":"236"},312,0.95,0.95,0.95,220,236,312,95,101,134,{"v":0.1348444213322838,"d":"0.13"},{"v":0.1521944098151945,"d":"0.15"},{"v":0.26618360536544905,"d":"0.27"},1.4,5.1,5.6,7.2,null,1036,null,{"v":0.68,"d":"68%"},null,null,0,12.3,14.4,21.85,null,1,1,1,220,236,312,null,0,0,0,1]
["3307021",null,null,3,30,70,21,21.5,0,26,30,41.1,{"v":1091.2,"d":"1091"},{"v":1977.829194535895,"d":"1978"},{"v":2123.1558613833213,"d":"2123"},{"v":2810.06,"d":"2810"},1.5,1.05,1.05,1.05,1091,1978,2123,2810,94,170,183,242,{"v":0.051472194000400186,"d":"0.05"},{"v":0.16489933699427986,"d":"0.16"},{"v":0.1906306494771868,"d":"0.19"},{"v":0.3305057858506517,"d":"0.33"},0.0001276,1.7219,4,0.000514201,{"v":240.30463534531125,"d":"240"},{"v":257.9617069363265,"d":"258"},{"v":341.42,"d":"341"},0.85,0.85,0.85,240,258,341,103,111,147,{"v":0.06159102799690025,"d":"0.06"},{"v":0.07133572501153694,"d":"0.07"},{"v":0.12389224890734116,"d":"0.12"},1.9,5.1,5.6,7.2,null,1364,null,{"v":0.8,"d":"80%"},null,null,0,12.3,14.4,21.85,null,1,1,1,240,258,341,null,0,0,0,1]
["3308010",null,null,3,30,80,10,11.5,0,26,30,41.8,{"v":594.9,"d":"595"},{"v":1214.2269940407766,"d":"1214"},{"v":1304.143370405705,"d":"1304"},{"v":1574.18,"d":"1574"},1.5,1.08,1.08,1.08,595,1214,1304,1574,{"$f":"ROUND(U782*3600/(4186*ABS($O$1-$O$2)),0)","v":51},{"$f":"ROUND(V782*3600/(4186*ABS($O$1-$O$2)),0)","v":104},{"$f":"ROUND(W782*3600/(4186*ABS($O$1-$O$2)),0)","v":112},{"$f":"ROUND(X782*3600/(4186*ABS($O$1-$O$2)),0)","v":135},{"v":0.014038715902241943,"d":"0.01"},{"v":0.05502875488465266,"d":"0.06"},{"v":0.06345686966495562,"d":"0.06"},{"v":0.09090986199355394,"d":"0.09"},3.969E-4,1.7346,2,0.000367347,{"v":168.33710197020613,"d":"168"},{"v":180.80286190736828,"d":"181"},{"v":218.24,"d":"218"},0.98,0.98,0.98,168,181,218,{"$f":"ROUND(AQ782*3600/(4186*ABS($AM$1-$AM$2)),0)","v":72},{"$f":"ROUND(AR782*3600/(4186*ABS($AM$1-$AM$2)),0)","v":78},{"$f":"ROUND(AS782*3600/(4186*ABS($AM$1-$AM$2)),0)","v":94},{"v":0.027165359623318678,"d":"0.03"},{"v":0.03167181300086596,"d":"0.03"},{"v":0.045312552969066985,"d":"0.05"},0.5,6.3,6.8,9.1,null,661,null,{"v":0.9,"d":"90%"},null,null,0,12.8,14.7,21.85,null,1,1,1,168,181,218,null,0,0,0,1]
["3308015",null,null,3,30,80,15,16.5,0,26,30,42.4,{"v":869.6,"d":"870"},{"v":1395.33740436932,"d":"1395"},{"v":1496.2563490716184,"d":"1496"},{"v":2007.56,"d":"2008"},1.5,1.08,1.08,1.08,870,1395,1496,2008,75,120,129,173,{"v":0.030033994714674123,"d":"0.03"},{"v":0.0754619408365597,"d":"0.08"},{"v":0.08697073187627373,"d":"0.09"},{"v":0.1547867774406054,"d":"0.15"},0.0002083,1.724,2,0.000461829,{"v":190.4691577304631,"d":"190"},{"v":204.24499885412456,"d":"204"},{"v":274.04,"d":"274"},1.01,1.01,1.01,190,204,274,82,88,118,{"v":0.035768909532348576,"d":"0.04"},{"v":0.041076258231928696,"d":"0.04"},{"v":0.07301376057828349,"d":"0.07"},0.8,6,6.7,9,null,1087,null,{"v":0.8,"d":"80%"},null,null,0,11.8,13.7,21.85,null,1,1,1,190,204,274,null,0,0,0,1]
["3308016",null,null,3,30,80,16,16.5,0,26,30,42.4,{"v":805.12,"d":"805"},{"v":2040.4331716148024,"d":"2040"},{"v":2188.0092071816284,"d":"2188"},{"v":2935.7,"d":"2936"},1.5,1.1,1.1,1.1,805,2040,2188,2936,69,175,188,252,{"v":0.07291081437826605,"d":"0.07"},{"v":0.4574474388725192,"d":"0.46"},{"v":0.5270441899399481,"d":"0.53"},{"v":0.9407339766638919,"d":"0.94"},0.0002083,1.724,4,1.392796E-3,312,335,450,0.95,0.95,0.95,312,335,450,134,144,194,{"v":0.2699776637468608,"d":"0.27"},{"v":0.31121106327333475,"d":"0.31"},{"v":0.5608119342375016,"d":"0.56"},1.6,6,6.7,9,null,1184,null,{"v":0.68,"d":"68%"},null,null,0,11.8,13.7,21.85,null,1,1,1,312,335,450,null,0,0,0,1]
["3308021",null,null,3,30,80,21,21.5,0,26,30,42.4,{"v":1246.4,"d":"1246"},{"v":2627.7848955664344,"d":"2628"},{"v":2817.8416357747774,"d":"2818"},{"v":3780.76,"d":"3781"},1.5,1.05,1.05,1.05,1246,2628,2818,3781,107,226,242,325,{"v":0.067936675208787,"d":"0.07"},{"v":0.29449823797779945,"d":"0.29"},{"v":0.3368712257217761,"d":"0.34"},{"v":0.6016452248134326,"d":"0.60"},0.0001276,1.7219,4,0.000514201,{"v":340.86222571220884,"d":"341"},{"v":365.515371252517,"d":"366"},{"v":490.42,"d":"490"},0.85,0.85,0.85,341,366,490,147,157,211,{"v":0.12659023968056798,"d":"0.13"},{"v":0.14403307699408213,"d":"0.14"},{"v":0.25732674402542394,"d":"0.26"},2.1,6,6.7,9,null,1558,null,{"v":0.8,"d":"80%"},null,null,0,11.8,13.7,21.85,null,1,1,1,341,366,490,null,0,0,0,1]
["3309010",null,null,3,30,90,10,11.5,0,26,30,42.4,{"v":668.7,"d":"669"},{"v":1395.6272192501513,"d":"1396"},{"v":1501.3000140389001,"d":"1501"},{"v":1828.08,"d":"1828"},1.5,1.08,1.08,1.08,669,1396,1501,1828,58,120,129,157,{"v":0.018844836985638887,"d":"0.02"},{"v":0.07560878121067112,"d":"0.08"},{"v":0.08685321114716028,"d":"0.09"},{"v":0.12662134598395483,"d":"0.13"},3.969E-4,1.7346,2,0.000367347,{"v":193.48593193227777,"d":"193"},{"v":208.1361185276459,"d":"208"},{"v":253.44,"d":"253"},0.98,0.98,0.98,193,208,253,83,89,109,{"v":0.03734023921264072,"d":"0.04"},{"v":0.04266933360054228,"d":"0.04"},{"v":0.06288933684631558,"d":"0.06"},0.6,6.7,7.4,10.3,null,743,null,{"v":0.9,"d":"90%"},null,null,0,12.5,14.7,21.85,null,1,1,1,193,208,253,null,0,0,0,1]
["3309015",null,null,3,30,90,15,16.5,0,26,30,43.3,{"v":978.4000000000001,"d":"978"},{"v":1597.9167676946356,"d":"1598"},{"v":1711.9130538160239,"d":"1712"},{"v":2331.36,"d":"2331"},1.5,1.08,1.08,1.08,978,1598,1712,2331,84,137,147,200,{"v":0.03834590416567036,"d":"0.04"},{"v":0.09984662963434696,"d":"0.10"},{"v":0.11462442340612437,"d":"0.11"},{"v":0.20964202709641322,"d":"0.21"},0.0002083,1.724,2,0.000461829,{"v":218.12205414485143,"d":"218"},{"v":233.68300487544244,"d":"234"},{"v":318.24,"d":"318"},1.01,1.01,1.01,218,234,318,94,101,137,{"v":0.04777393228997936,"d":"0.05"},{"v":0.05497776159902216,"d":"0.05"},{"v":0.09984662963434696,"d":"0.10"},0.9,7,7.7,10.7,null,1223,null,{"v":0.8,"d":"80%"},null,null,0,11.3,13.2,21.85,null,1,1,1,218,234,318,null,0,0,0,1]
["3309016",null,null,3,30,90,16,16.5,0,26,30,43.3,{"v":905.7600000000001,"d":"906"},{"v":2336.669516687492,"d":"2337"},{"v":2503.3688418217644,"d":"2503"},{"v":3409.2,"d":"3409"},1.5,1.1,1.1,1.1,906,2337,2503,3409,78,201,215,293,{"v":0.09432708827783563,"d":"0.09"},{"v":0.6091536033262105,"d":"0.61"},{"v":0.6957504205886854,"d":"0.70"},{"v":1.2822911322288062,"d":"1.28"},0.0002083,1.724,4,1.392796E-3,{"v":357.77938745479025,"d":"358"},{"v":383.3035713454655,"d":"383"},522,0.95,0.95,0.95,358,383,522,154,165,224,{"v":0.36016635113087053,"d":"0.36"},{"v":0.4126668756670805,"d":"0.41"},{"v":0.7544267517546265,"d":"0.75"},1.8,7,7.7,10.7,null,1332,null,{"v":0.68,"d":"68%"},null,null,0,11.3,13.2,21.85,null,1,1,1,358,383,522,null,0,0,0,1]
["3309021",null,null,3,30,90,21,21.5,0,26,30,43.3,{"v":1402.4,"d":"1402"},{"v":3009.294765102498,"d":"3009"},{"v":3223.97955595124,"d":"3224"},{"v":4390.56,"d":"4391"},1.5,1.05,1.05,1.05,1402,3009,3224,4391,121,259,277,378,{"v":0.08836685156198043,"d":"0.09"},{"v":0.3921228506628396,"d":"0.39"},{"v":0.4473750300143957,"d":"0.45"},{"v":0.8237317604768891,"d":"0.82"},0.0001276,1.7219,4,0.000514201,{"v":390.3496489334332,"d":"390"},{"v":418.197413702432,"d":"418"},{"v":569.52,"d":"570"},0.85,0.85,0.85,390,418,570,168,180,245,{"v":0.16789509816318576,"d":"0.17"},{"v":0.19217671661448937,"d":"0.19"},{"v":0.35163070513405226,"d":"0.35"},2.4,7,7.7,10.7,null,1753,null,{"v":0.8,"d":"80%"},null,null,0,11.3,13.2,21.85,null,1,1,1,390,418,570,null,0,0,0,1]
["33010010",null,null,3,30,100,10,11.5,0,26,30,43,{"v":743.4,"d":"743"},{"v":1574.3905475253332,"d":"1574"},{"v":1696.1265760133244,"d":"1696"},{"v":2081.98,"d":"2082"},1.5,1.08,1.08,1.08,743,1574,1696,2082,64,135,146,179,{"v":0.02379064716505835,"d":"0.02"},{"v":0.09862323121872285,"d":"0.10"},{"v":0.11455551187153463,"d":"0.11"},{"v":0.16920060692862343,"d":"0.17"},3.969E-4,1.7346,2,0.000367347,{"v":218.26918973175157,"d":"218"},{"v":235.14633901405676,"d":"235"},{"v":288.64,"d":"289"},0.98,0.98,0.98,218,235,289,94,101,124,{"v":0.04942930530670935,"d":"0.05"},{"v":0.05668113608073874,"d":"0.06"},{"v":0.08384149307866094,"d":"0.08"},0.7,7.8,8.7,12.2,null,826,null,{"v":0.9,"d":"90%"},null,null,0,12.3,14.1,21.85,null,1,1,1,218,235,289,null,0,0,0,1]
["33010015",null,null,3,30,100,15,16.5,0,26,30,44.1,{"$f":"IF($N796-($BE796*$BG796)>100,$BE796*$BG796,$N796-95)","v":{"v":1087.2,"d":"1087"}},{"v":1798.7737222599399,"d":"1799"},{"v":1926.0891717740149,"d":"1926"},{"v":2655.16,"d":"2655"},1.5,1.08,1.08,1.08,{"$f":"ROUND(M796*POWER(CF_heat,Q796),0)","v":1087},{"$f":"ROUND(N796*POWER(CF_heat,R796),0)","v":1799},{"$f":"ROUND(O796*POWER(CF_heat,S796),0)","v":1926},{"$f":"ROUND(P796*POWER(CF_heat,T796),0)","v":2655},93,155,166,228,{"v":0.04779606496052642,"d":"0.05"},{"v":0.12960669873525657,"d":"0.13"},{"v":0.14820649885017992,"d":"0.15"},{"v":0.2758730960999123,"d":"0.28"},{"$f":"IF($G796=$CO$103,CP$103,IF($G796=$CO$104,CP$104,IF($G796=$CO$105,CP$105,IF($G796=$CO$107,CP$107,IF($G796=$CO$108,CP$108,IF($G796=$CO$109,CP$109,IF($G796=$CO$111,CP$111,IF($G796=$CO$112,CP$112,IF($G796=$CO$113,CP$113,IF($G796=$CO$115,CP$115,IF($G796=$CO$116,CP$116,IF($G796=$CO$117,CP$117,IF($G796=$CO$119,CP$119,IF($G796=$CO$120,CP$120,))))))))))))))","v":0.0002083},{"$f":"IF($G796=$CO$103,CQ$103,IF($G796=$CO$104,CQ$104,IF($G796=$CO$105,CQ$105,IF($G796=$CO$107,CQ$107,IF($G796=$CO$108,CQ$108,IF($G796=$CO$109,CQ$109,IF($G796=$CO$111,CQ$111,IF($G796=$CO$112,CQ$112,IF($G796=$CO$113,CQ$113,IF($G796=$CO$115,CQ$115,IF($G796=$CO$116,CQ$116,IF($G796=$CO$117,CQ$117,IF($G796=$CO$119,CQ$119,IF($G796=$CO$120,CQ$120,))))))))))))))","v":1.724},{"$f":"IF($G796=$CO$103,CR$103,IF($G796=$CO$104,CR$104,IF($G796=$CO$105,CR$105,IF($G796=$CO$107,CR$107,IF($G796=$CO$108,CR$108,IF($G796=$CO$109,CR$109,IF($G796=$CO$111,CR$111,IF($G796=$CO$112,CR$112,IF($G796=$CO$113,CR$113,IF($G796=$CO$115,CR$115,IF($G796=$CO$116,CR$116,IF($G796=$CO$117,CR$117,IF($G796=$CO$119,CR$119,IF($G796=$CO$120,CR$120,))))))))))))))","v":2},{"$f":"IF($G796=$CO$103,CS$103,IF($G796=$CO$104,CS$104,IF($G796=$CO$105,CS$105,IF($G796=$CO$107,CS$107,IF($G796=$CO$108,CS$108,IF($G796=$CO$109,CS$109,IF($G796=$CO$111,CS$111,IF($G796=$CO$112,CS$112,IF($G796=$CO$113,CS$113,IF($G796=$CO$115,CS$115,IF($G796=$CO$116,CS$116,IF($G796=$CO$117,CS$117,IF($G796=$CO$119,CS$119,IF($G796=$CO$120,CS$120,))))))))))))))","v":0.000461829},{"v":245.5398348483303,"d":"246"},{"v":262.9189048561194,"d":"263"},{"v":362.44,"d":"362"},1.01,1.01,1.01,{"$f":"ROUND(AK796*POWER(CF_cool,AN796),0)","v":246},263,362,106,113,156,{"v":0.061693712021988735,"d":"0.06"},{"v":0.06989545441405931,"d":"0.07"},{"v":0.1312469465018126,"d":"0.13"},{"$f":"ROUND(IF(G796=10,$CO$92*F796,IF(G796=11,$CO$93*F796,IF(G796=15,$CO$94*F796,IF(G796=16,$CO$95*F796,IF(G796=20,$CO$96*F796,IF(G796=21,$CO$97*F796,)))))),1)","v":{"v":1,"d":"1.0"}},7,7.7,10.7,null,1359,null,{"$f":"IF(G796=10,0.9,IF(G796=11,0.68,IF(G796=15,0.8,IF(G796=16,0.68,IF(G796=20,0.8,IF(G796=21,0.8))))))","v":{"v":0.8,"d":"80%"}},null,null,0,10.9,12.8,21.85,null,1,1,1,{"$f":"AQ796/BO796","v":246},263,362,null,{"$f":"BR796-AQ796","v":0},{"$f":"BS796-AR796","v":0},{"$f":"BT796-AS796","v":0},1]
[{"$f":"CONCATENATE(D797,E797,F797,G797)","v":"33010016"},null,null,3,30,100,16,16.5,0,26,30,44.1,{"v":1006.4000000000001,"d":"1006"},{"v":2630.387144811864,"d":"2630"},{"v":2816.5633812075234,"d":"2817"},{"v":3882.7,"d":"3883"},1.5,{"$f":"IF($G797=10,1.08,IF($G797=11,1.1,IF($G797=15,1.08,IF($G797=16,1.1,IF($G797=20,1.08,IF($G797=21,1.05))))))","v":1.1},1.1,1.1,1006,2630,2817,3883,87,226,242,334,{"$f":"(($AG797*(Y797^$AH797)*((($F797-14.4)*$AI797)/100))+($AJ797*(Y797^2)))*0.0098","v":{"v":0.11873572073391116,"d":"0.12"}},{"$f":"(($AG797*(Z797^$AH797)*((($F797-14.4)*$AI797)/100))+($AJ797*(Z797^2)))*0.0098","v":{"v":0.7771277076165684,"d":"0.78"}},{"$f":"(($AG797*(AA797^$AH797)*((($F797-14.4)*$AI797)/100))+($AJ797*(AA797^2)))*0.0098","v":{"v":0.8893436749809193,"d":"0.89"}},{"$f":"(($AG797*(AB797^$AH797)*((($F797-14.4)*$AI797)/100))+($AJ797*(AB797^2)))*0.0098","v":{"v":1.6794877029795134,"d":"1.68"}},0.0002083,1.724,4,1.392796E-3,403,431,595,0.95,0.95,0.95,403,431,595,173,185,256,{"$f":"(($AG797*(AT797^$AH797)*((($F797-14.4)*$AI797)/100))+($AJ797*(AT797^2)))*0.0098","v":{"v":0.45896052508691165,"d":"0.46"}},{"$f":"(($AG797*(AU797^$AH797)*((($F797-14.4)*$AI797)/100))+($AJ797*(AU797^2)))*0.0098","v":{"v":0.5237816029681843,"d":"0.52"}},{"$f":"(($AG797*(AV797^$AH797)*((($F797-14.4)*$AI797)/100))+($AJ797*(AV797^2)))*0.0098","v":{"v":0.9936684747746941,"d":"0.99"}},{"v":2,"d":"2.0"},7,7.7,10.7,null,1480,null,{"v":0.68,"d":"68%"},null,null,0,10.9,12.8,21.85,null,1,1,1,403,{"$f":"AR797/BP797","v":431},{"$f":"AS797/BQ797","v":595},null,0,0,0,1]
["33010021",null,null,3,30,100,21,21.5,0,26,30,44.1,{"v":1558.4,"d":"1558"},{"v":3387.5608889256064,"d":"3388"},{"v":3627.3291443724347,"d":"3627"},{"v":5000.36,"d":"5000"},1.5,1.05,1.05,1.05,1558,3388,3627,5000,134,291,312,430,{"v":0.1101745363354168,"d":"0.11"},{"v":0.5015712551884005,"d":"0.50"},{"v":0.5749237834149689,"d":"0.57"},{"v":1.0783579804788856,"d":"1.08"},0.0001276,1.7219,4,0.000514201,{"v":439.4163107806092,"d":"439"},{"v":470.51776864522725,"d":"471"},{"v":648.62,"d":"649"},0.85,0.85,0.85,439,471,649,189,203,279,{"v":0.21560419169801393,"d":"0.22"},{"v":0.24792046126884393,"d":"0.25"},{"v":0.46186798350799674,"d":"0.46"},2.7,7,7.7,10.7,null,1948,null,{"v":0.8,"d":"80%"},null,null,0,10.9,12.8,21.85,null,1,1,1,439,471,649,null,0,0,0,1]
["33011010",null,null,3,30,110,10,11.5,0,26,30,43.5,{"v":818.1,"d":"818"},{"v":1766.3893947845202,"d":"1766"},{"v":1902.9712804051933,"d":"1903"},{"v":2335.88,"d":"2336"},1.5,1.08,1.08,1.08,818,1766,1903,2336,70,152,164,201,{"v":0.029440549499366166,"d":"0.03"},{"v":0.12846635666491932,"d":"0.13"},{"v":0.14849855963064404,"d":"0.15"},{"v":0.2189828314672463,"d":"0.22"},3.969E-4,1.7346,2,0.000367347,{"v":244.88738360147738,"d":"245"},{"v":263.82272182064906,"d":"264"},{"v":323.84,"d":"324"},0.98,0.98,0.98,245,264,324,105,114,139,{"v":0.0635324094103459,"d":"0.06"},{"v":0.0742836780814925,"d":"0.07"},{"v":0.10834103483995079,"d":"0.11"},0.7,8.4,9.3,14,null,909,null,{"v":0.9,"d":"90%"},null,null,0,12,13.9,21.85,null,1,1,1,245,264,324,null,0,0,0,1]
["33011015",null,null,3,30,110,15,16.5,0,26,30,44.1,1196,{"v":1908.150188257796,"d":"1908"},{"v":2043.2071973479594,"d":"2043"},{"v":2816.6099999999997,"d":"2817"},1.5,1.08,1.08,1.08,1196,1908,2043,2817,103,164,176,242,{"v":0.059537708603086915,"d":"0.06"},{"v":0.14742102741229732,"d":"0.15"},{"v":0.1692130010603492,"d":"0.17"},{"v":0.31530215896235814,"d":"0.32"},0.0002083,1.724,2,0.000461829,{"v":249.80785427097814,"d":"250"},{"v":267.48901053042016,"d":"267"},{"v":368.74,"d":"369"},1.01,1.01,1.01,250,267,369,108,115,159,{"v":0.06529371258627988,"d":"0.07"},{"v":0.07378840122581994,"d":"0.07"},{"v":0.1387762211751877,"d":"0.14"},1.1,7.9,8.8,12.5,null,1495,null,{"v":0.8,"d":"80%"},null,null,0,10.9,12.8,21.85,null,1,1,1,250,267,369,null,0,0,0,1]
["33011016",null,null,3,30,110,16,16.5,0,26,30,44.1,{"v":1107.0400000000002,"d":"1107"},{"v":2849.7497938679544,"d":"2850"},{"v":3051.4523045945984,"d":"3051"},{"v":4206.5,"d":"4207"},1.5,1.1,1.1,1.1,1107,2850,3051,4207,95,245,262,362,{"v":0.14323188831953834,"d":"0.14"},{"v":0.9219544805754951,"d":"0.92"},{"v":1.0521845346704815,"d":"1.05"},{"v":1.9898808014753209,"d":"1.99"},0.0002083,1.724,4,1.392796E-3,{"v":407.83296705301524,"d":"408"},{"v":436.69898665540194,"d":"437"},602,0.95,0.95,0.95,408,437,602,175,188,259,{"v":0.47548152700019564,"d":"0.48"},{"v":0.5474495716768756,"d":"0.55"},{"v":1.0285851673079258,"d":"1.03"},2.2,7.9,8.8,12.5,null,1628,null,{"v":0.68,"d":"68%"},null,null,0,10.9,12.8,21.85,null,1,1,1,408,437,602,null,0,0,0,1]
["33011021",null,null,3,30,110,21,21.5,0,26,30,44.1,{"v":1714.4,"d":"1714"},{"v":3556.1815292902165,"d":"3556"},{"v":3807.8845891872675,"d":"3808"},{"v":5249.259999999999,"d":"5249"},1.5,1.05,1.05,1.05,1714,3556,3808,5249,147,306,327,451,{"v":0.1346842120002485,"d":"0.13"},{"v":0.5629980570317168,"d":"0.56"},{"v":0.6410200956951558,"d":"0.64"},{"v":1.2027269290583564,"d":"1.20"},0.0001276,1.7219,4,0.000514201,{"v":445.6489740644759,"d":"446"},{"v":477.1915737569045,"d":"477"},{"v":657.82,"d":"658"},0.85,0.85,0.85,446,477,658,192,205,283,{"v":0.22661573879571267,"d":"0.23"},{"v":0.25750136415425773,"d":"0.26"},{"v":0.4832577351271901,"d":"0.48"},2.9,7.9,8.8,12.5,null,2143,null,{"v":0.8,"d":"80%"},null,null,0,10.9,12.8,21.85,null,1,1,1,446,477,658,null,0,0,0,1]
["33012010",null,null,3,30,120,10,11.5,0,26,30,44,{"v":891.9,"d":"892"},{"v":1924.9914127028867,"d":"1925"},{"v":2079.6202422788024,"d":"2080"},{"v":2589.78,"d":"2590"},1.5,1.08,1.08,1.08,892,1925,2080,2590,77,166,179,223,{"v":0.036722688383398615,"d":"0.04"},{"v":0.15749249199599902,"d":"0.16"},{"v":0.1817830806912457,"d":"0.18"},{"v":0.2762925905995734,"d":"0.28"},3.969E-4,1.7346,2,0.000367347,{"v":266.87553260000635,"d":"267"},{"v":288.31284965818764,"d":"288"},{"v":359.04,"d":"359"},0.98,0.98,0.98,267,288,359,115,124,154,{"v":0.07844810437960871,"d":"0.08"},{"v":0.0904975407078808,"d":"0.09"},{"v":0.13655457969155813,"d":"0.14"},0.8,8.9,9.9,14.8,null,991,null,{"v":0.9,"d":"90%"},null,null,0,11.8,13.7,21.85,null,1,1,1,267,288,359,null,0,0,0,1]
["33012015",null,null,3,30,120,15,16.5,0,26,30,44.8,{"v":1304.8000000000002,"d":"1305"},{"v":2216.907386575515,"d":"2217"},{"v":2373.994898330778,"d":"2374"},{"v":3302.76,"d":"3303"},1.5,1.08,1.08,1.08,1305,2217,2374,3303,112,191,204,284,{"v":0.07147806117228271,"d":"0.07"},{"v":0.2020174140862614,"d":"0.20"},{"v":0.22969478307979363,"d":"0.23"},{"v":0.4381787526209058,"d":"0.44"},0.0002083,1.724,2,0.000461829,{"v":302.61675876046246,"d":"303"},{"v":324.0598347937627,"d":"324"},{"v":450.84,"d":"451"},1.01,1.01,1.01,303,324,451,130,139,194,{"v":0.09550098548413372,"d":"0.10"},{"v":0.10878402336268925,"d":"0.11"},{"v":0.20824992292405745,"d":"0.21"},1.2,8.7,9.8,14.3,null,1631,null,{"v":0.8,"d":"80%"},null,null,0,10.6,12.5,21.85,null,1,1,1,303,324,451,null,0,0,0,1]
["33012016",null,null,3,30,120,16,16.5,0,26,30,44.8,{"v":1207.68,"d":"1208"},{"v":3241.8333772189817,"d":"3242"},{"v":3471.5459677567114,"d":"3472"},{"v":4829.7,"d":"4830"},1.5,1.1,1.1,1.1,1208,3242,3472,4830,104,279,299,415,{"v":0.17351433022019377,"d":"0.17"},{"v":1.204343316710782,"d":"1.20"},{"v":1.3801140974321322,"d":"1.38"},{"v":2.632057975603213,"d":"2.63"},0.0002083,1.724,4,1.392796E-3,496,532,740,0.95,0.95,0.95,496,532,740,213,229,318,{"v":0.7083366873281138,"d":"0.71"},{"v":0.8167124996631265,"d":"0.82"},{"v":1.5580377368272431,"d":"1.56"},2.4,8.7,9.8,14.3,null,1776,null,{"v":0.68,"d":"68%"},null,null,0,10.6,12.5,21.85,null,1,1,1,496,532,740,null,0,0,0,1]
["33012021",null,null,3,30,120,21,21.5,0,26,30,44.8,{"v":1870.4,"d":"1870"},{"v":4175.015825613802,"d":"4175"},{"v":4470.852652878654,"d":"4471"},{"v":6219.96,"d":"6220"},1.5,1.05,1.05,1.05,1870,4175,4471,6220,161,359,385,535,{"v":0.16394255635926994,"d":"0.16"},{"v":0.7820148592608814,"d":"0.78"},{"v":0.8964530786446918,"d":"0.90"},{"v":1.7058196412629565,"d":"1.71"},0.0001276,1.7219,4,0.000514201,{"v":541.5607605871626,"d":"542"},{"v":579.9351342123673,"d":"580"},{"v":806.82,"d":"807"},0.85,0.85,0.85,542,580,807,233,249,347,{"v":0.3365439725885186,"d":"0.34"},{"v":0.3830354548473364,"d":"0.38"},{"v":0.7317855670741629,"d":"0.73"},3.2,8.7,9.8,14.3,null,2338,null,{"v":0.8,"d":"80%"},null,null,0,10.6,12.5,21.85,null,1,1,1,542,580,807,null,0,0,0,1]
["33014010",null,null,3,30,140,10,11.5,0,26,30,44.8,{"v":1040.4,"d":"1040"},{"v":2267.7915432376717,"d":"2268"},{"v":2456.1428225151312,"d":"2456"},{"v":3097.58,"d":"3098"},1.5,1.08,1.08,1.08,1040,2268,2456,3098,89,195,211,266,{"v":0.052030265378281884,"d":"0.05"},{"v":0.22855867513090425,"d":"0.23"},{"v":0.2653815415446367,"d":"0.27"},{"v":0.4118036693657595,"d":"0.41"},3.969E-4,1.7346,2,0.000367347,{"v":314.40040300104783,"d":"314"},{"v":340.5129080446342,"d":"341"},{"v":429.44,"d":"429"},{"$f":"IF($G812=10,0.98,IF($G812=11,0.95,IF($G812=15,1.01,IF($G812=16,0.95,IF($G812=20,0.95,IF($G812=21,0.85))))))","v":0.98},0.98,0.98,314,341,429,135,147,184,{"v":0.11404996966906063,"d":"0.11"},{"v":0.1339431496553784,"d":"0.13"},{"v":0.20476735769324847,"d":"0.20"},0.9,10.1,11.2,17.5,null,1156,null,{"v":0.9,"d":"90%"},null,null,0,11.5,13.3,21.85,null,1,1,1,314,341,429,null,0,0,0,1]
["33014015",null,null,3,30,140,15,16.5,0,26,30,45.4,{"v":1522.4,"d":"1522"},{"v":2628.9846104428207,"d":"2629"},{"v":2815.458457495267,"d":"2815"},{"v":3950.36,"d":"3950"},1.5,1.08,1.08,1.08,1522,2629,2815,3950,131,226,242,340,{"v":0.10058390150742502,"d":"0.10"},{"v":0.28983635322357215,"d":"0.29"},{"v":0.3310697115084538,"d":"0.33"},{"v":0.6418295973215244,"d":"0.64"},0.0002083,1.724,2,0.000461829,{"v":358.86695423586366,"d":"359"},{"v":384.32138301819265,"d":"384"},{"v":539.24,"d":"539"},1.01,1.01,1.01,359,384,539,154,165,232,{"v":0.137621338941047,"d":"0.14"},{"v":0.1573279392829452,"d":"0.16"},{"v":0.30498467021762166,"d":"0.30"},1.4,9.6,10.5,16.1,null,1903,null,{"v":0.8,"d":"80%"},null,null,0,10.4,12.2,21.85,null,1,1,1,359,384,539,null,0,0,0,1]
["33014016",null,null,3,30,140,16,16.5,0,26,30,45.4,{"v":1408.96,"d":"1409"},{"v":3844.4231409656436,"d":"3844"},{"v":4117.108028486747,"d":"4117"},{"v":5776.7,"d":"5777"},1.5,1.1,1.1,1.1,1409,3844,4117,5777,121,331,354,497,{"v":0.23980653393001863,"d":"0.24"},{"v":1.7219838483818737,"d":"1.72"},{"v":1.9648470126541058,"d":"1.96"},{"v":3.828069631665256,"d":"3.83"},0.0002083,1.724,4,1.392796E-3,589,630,885,0.95,0.95,0.95,589,630,885,253,271,381,{"v":1.0162271216516092,"d":"1.02"},{"v":1.162899406116033,"d":"1.16"},{"v":2.2700825079676186,"d":"2.27"},2.8,9.6,10.5,16.1,null,2072,null,{"v":0.68,"d":"68%"},null,null,0,10.4,12.2,21.85,null,1,1,1,589,630,885,null,0,0,0,1]
["33014021",null,null,3,30,140,21,21.5,0,26,30,45.4,{"v":2181.6,"d":"2182"},{"v":4951.064902557233,"d":"4951"},{"v":5302.243877024749,"d":"5302"},{"v":7439.56,"d":"7440"},1.5,1.05,1.05,1.05,2182,4951,5302,7440,188,426,456,640,{"v":0.2298649553760217,"d":"0.23"},{"v":1.1261815111859146,"d":"1.13"},{"v":1.285836312641885,"d":"1.29"},{"v":2.4907095980414304,"d":"2.49"},0.0001276,1.7219,4,0.000514201,{"v":642.2257031687062,"d":"642"},{"v":687.778764632105,"d":"688"},{"v":965.02,"d":"965"},0.85,0.85,0.85,642,688,965,276,296,415,{"v":0.48412380536530875,"d":"0.48"},{"v":0.5546069462888593,"d":"0.55"},{"v":1.070239745231966,"d":"1.07"},3.7,9.6,10.5,16.1,null,2727,null,{"v":0.8,"d":"80%"},null,null,0,10.4,12.2,21.85,null,1,1,1,642,688,965,null,0,0,0,1]
["33016010",null,null,3,30,160,10,11.5,0,26,30,45.5,{"v":1189.8,"d":"1190"},{"v":2603.9362232520607,"d":"2604"},{"v":2826.698800652902,"d":"2827"},{"v":3605.38,"d":"3605"},1.5,1.08,1.08,1.08,1190,2604,2827,3605,102,224,243,310,{"v":0.07198598251613396,"d":"0.07"},{"v":0.31579069683258104,"d":"0.32"},{"v":0.3682343427384388,"d":"0.37"},{"v":0.5834332220487198,"d":"0.58"},3.969E-4,1.7346,2,0.000367347,{"v":361.00257998610687,"d":"361"},{"v":391.8857730720053,"d":"392"},{"v":499.84,"d":"500"},0.98,0.98,0.98,361,392,500,155,169,215,{"v":0.15784887533096326,"d":"0.16"},{"v":0.18572654509721107,"d":"0.19"},{"v":0.29228700277798675,"d":"0.29"},1.1,11,12.4,19.2,null,1322,null,{"v":0.9,"d":"90%"},null,null,0,11.2,13,21.85,null,1,1,1,361,392,500,null,0,0,0,1]
["33016016",null,null,3,30,160,16,16.5,0,26,30,46.4,{"v":1610.24,"d":"1610"},{"v":4417.936888355559,"d":"4418"},{"v":4716.8848144627045,"d":"4717"},{"v":6723.7,"d":"6724"},1.5,1.1,1.1,1.1,1610,4418,4717,6724,138,380,406,578,{"v":0.3180541908104657,"d":"0.32"},{"v":2.304157087904469,"d":"2.30"},{"v":2.623365321816255,"d":"2.62"},{"v":5.246640893495311,"d":"5.25"},0.0002083,1.724,4,1.392796E-3,676,722,1030,0.95,0.95,0.95,676,722,1030,291,310,443,{"v":1.3661686148172167,"d":"1.37"},{"v":1.5462621883682115,"d":"1.55"},{"v":3.112728234709111,"d":"3.11"},3.2,11.5,12.8,19.6,null,2368,null,{"v":0.68,"d":"68%"},null,null,0,10,11.8,21.85,null,1,1,1,676,722,1030,null,0,0,0,1]
["33016020",null,null,3,30,160,20,21.5,0,26,30,46.4,2440,{"v":4165.887726998767,"d":"4166"},{"v":4522.2727563025155,"d":"4522"},{"v":5768.04,"d":"5768"},1.5,1.08,1.08,1.08,2440,4166,4522,5768,210,358,389,496,{"v":0.19906298131526212,"d":"0.20"},{"v":0.5639754157614939,"d":"0.56"},{"v":0.6634243449102452,"d":"0.66"},{"v":1.067440463456265,"d":"1.07"},0.0001276,1.7219,2,3.76611E-4,{"v":514.838906684732,"d":"515"},{"v":558.8825513697349,"d":"559"},{"v":712.84,"d":"713"},0.95,0.95,0.95,515,559,713,221,240,307,{"v":0.2198966130933455,"d":"0.22"},{"v":0.2582722974998709,"d":"0.26"},{"v":0.4176556738231726,"d":"0.42"},2.1,11.5,12.8,19.6,null,3050,null,{"v":0.8,"d":"80%"},null,null,0,10,11.8,21.85,null,1,1,1,515,559,713,null,0,0,0,1]
["33018010",null,null,3,30,180,10,11.5,0,26,30,46,{"v":1338.3,"d":"1338"},{"v":2970.687803991788,"d":"2971"},{"v":3224.825392294156,"d":"3225"},{"v":4113.18,"d":"4113"},1.5,1.08,1.08,1.08,1338,2971,3225,4113,115,256,277,354,{"v":0.09596975008677273,"d":"0.10"},{"v":0.4297192751285923,"d":"0.43"},{"v":0.498413628060751,"d":"0.50"},{"v":0.7911530543956264,"d":"0.79"},3.969E-4,1.7346,2,0.000367347,{"v":411.848013786967,"d":"412"},{"v":447.08095237792156,"d":"447"},{"v":570.24,"d":"570"},0.98,0.98,0.98,412,447,570,177,192,245,{"v":0.21495642722836134,"d":"0.21"},{"v":0.25036580839638034,"d":"0.25"},{"v":0.3956646711323137,"d":"0.40"},1.2,12.2,13.7,22,null,1487,null,{"v":0.9,"d":"90%"},null,null,0,10.9,12.7,21.85,null,1,1,1,412,447,570,null,0,0,0,1]
["33018011",null,null,3,30,180,11,11.5,0,26,30,46,{"v":1372.24,"d":"1372"},{"v":4030.7284303866513,"d":"4031"},{"v":4375.55079813051,"d":"4376"},{"v":5580.9,"d":"5581"},1.5,1.1,1.1,1.1,1372,4031,4376,5581,118,347,376,480,{"v":0.17950250635471635,"d":"0.18"},{"v":1.334539960528933,"d":"1.33"},{"v":1.55066969833801,"d":"1.55"},{"v":2.449906756699255,"d":"2.45"},3.969E-4,1.7346,4,0.000574288,{"v":675.1031362360226,"d":"675"},{"v":732.8571293240361,"d":"733"},{"v":934.74,"d":"935"},0.95,0.95,0.95,675,733,935,290,315,402,{"v":0.9544916955253598,"d":"0.95"},{"v":1.113829153173233,"d":"1.11"},{"v":1.757358951481191,"d":"1.76"},2.4,12.2,13.7,22,null,2018,null,{"v":0.68,"d":"68%"},null,null,0,10.9,12.7,21.85,null,1,1,1,675,733,935,null,0,0,0,1]
["33018016",null,null,3,30,180,16,16.5,0,26,30,46.4,{"v":1811.5200000000002,"d":"1812"},{"v":4843.454970497693,"d":"4843"},{"v":5171.196369982144,"d":"5171"},{"v":7371.3,"d":"7371"},1.5,1.1,1.1,1.1,1812,4843,5171,7371,156,417,445,634,{"v":0.4138267603046282,"d":"0.41"},{"v":2.818265753607106,"d":"2.82"},{"v":3.2004400554381953,"d":"3.20"},{"v":6.402336385379058,"d":"6.40"},0.0002083,1.724,4,1.392796E-3,{"v":686.3088894339993,"d":"686"},{"v":732.7492584003295,"d":"733"},{"v":1044.5,"d":"1045"},0.95,0.95,0.95,686,733,1045,295,315,449,{"v":1.4327504054076798,"d":"1.43"},{"v":1.6285969093831283,"d":"1.63"},{"v":3.256985222959438,"d":"3.26"},3.6,11.5,12.8,19.6,null,2664,null,{"v":0.68,"d":"68%"},null,null,0,10,11.8,21.85,null,1,1,1,686,733,1045,null,0,0,0,1]
["33018020",null,null,3,30,180,20,21.5,0,26,30,46.4,{"v":2744.8,"d":"2745"},{"v":4497.827519255519,"d":"4498"},{"v":4882.609466657616,"d":"4883"},{"v":6227.64,"d":"6228"},1.5,1.08,1.08,1.08,2745,4498,4883,6228,236,387,420,536,{"v":0.2560380387898537,"d":"0.26"},{"v":0.6710552050022549,"d":"0.67"},{"v":0.7872433408560319,"d":"0.79"},{"v":1.2676087797406754,"d":"1.27"},0.0001276,1.7219,2,3.76611E-4,{"v":526.1057925837863,"d":"526"},{"v":571.1133013295686,"d":"571"},{"v":728.44,"d":"728"},0.95,0.95,0.95,526,571,728,226,246,313,{"v":0.2353603329381103,"d":"0.24"},{"v":0.2775665618325251,"d":"0.28"},{"v":0.44366421223291913,"d":"0.44"},2.4,11.5,12.8,19.6,null,3431,null,{"v":0.8,"d":"80%"},null,null,0,10,11.8,21.85,null,1,1,1,526,571,728,null,0,0,0,1]
["33020010",null,null,3,30,200,10,11.5,0,26,30,46.5,{"v":1486.8,"d":"1487"},{"v":3259.5785648750903,"d":"3260"},{"v":3552.8677924068675,"d":"3553"},{"v":4620.98,"d":"4621"},1.5,1.08,1.08,1.08,1487,3260,3553,4621,128,280,306,397,{"v":0.12424759214056383,"d":"0.12"},{"v":0.5359604913845153,"d":"0.54"},{"v":0.6330595444338595,"d":"0.63"},{"v":1.0323113448799708,"d":"1.03"},3.969E-4,1.7346,2,0.000367347,{"v":451.89903695786995,"d":"452"},{"v":492.55985148767917,"d":"493"},{"v":640.64,"d":"641"},0.98,0.98,0.98,452,493,641,194,212,276,{"v":0.26974633951173027,"d":"0.27"},{"v":0.31839322337808124,"d":"0.32"},{"v":0.5216999291195293,"d":"0.52"},1.3,13.4,14.8,24,null,1652,null,{"v":0.9,"d":"90%"},null,null,0,10.7,12.5,21.85,null,1,1,1,452,493,641,null,0,0,0,1]
["33020011",null,null,3,30,200,11,11.5,0,26,30,46.5,{"v":1524.5600000000002,"d":"1525"},{"v":4422.705063408698,"d":"4423"},{"v":4820.649682883678,"d":"4821"},{"v":6269.9,"d":"6270"},1.5,1.1,1.1,1.1,1525,4423,4821,6270,131,380,415,539,{"v":0.23246511716014887,"d":"0.23"},{"v":1.6745484974017948,"d":"1.67"},{"v":1.973465693031688,"d":"1.97"},{"v":3.215429543480531,"d":"3.22"},3.969E-4,1.7346,4,0.000574288,741,807,1050,0.95,0.95,0.95,741,807,1050,319,347,452,{"v":1.2089524361917552,"d":"1.21"},{"v":1.4138727396795772,"d":"1.41"},{"v":2.3143510148052444,"d":"2.31"},2.7,13.4,14.8,24,null,2242,null,{"v":0.68,"d":"68%"},null,null,0,10.7,12.5,21.85,null,1,1,1,741,807,1050,null,0,0,0,1]
["33020016",null,null,3,30,200,16,16.5,0,26,30,47.1,{"v":2012.8000000000002,"d":"2013"},{"v":5667.175576169572,"d":"5667"},{"v":5971.354939858758,"d":"5971"},{"v":8617.7,"d":"8618"},1.5,1.1,1.1,1.1,2013,5667,5971,8618,173,487,514,741,{"v":0.5178946472174158,"d":"0.52"},{"v":3.888622963494634,"d":"3.89"},{"v":4.321030968910121,"d":"4.32"},{"v":8.837762361634432,"d":"8.84"},0.0002083,1.724,4,1.392796E-3,868,914,1320,0.95,0.95,0.95,868,914,1320,373,393,568,{"v":2.3103470177002245,"d":"2.31"},{"v":2.558212522415756,"d":"2.56"},{"v":5.2529022162438315,"d":"5.25"},{"v":4,"d":"4.0"},13.2,14.7,23.5,null,2960,null,{"v":0.68,"d":"68%"},null,null,0,10,11.4,21.85,null,1,1,1,868,914,1320,null,0,0,0,1]
["33020020",null,null,3,30,200,20,21.5,0,26,30,47.1,{"v":3049.6000000000004,"d":"3050"},{"v":5214.8121821672385,"d":"5215"},{"v":5684.028740747025,"d":"5684"},{"v":7392.84,"d":"7393"},1.5,1.08,1.08,1.08,3050,5215,5684,7393,262,448,489,636,{"v":0.3210767940583995,"d":"0.32"},{"v":0.9113328187919115,"d":"0.91"},{"v":1.0808827382560606,"d":"1.08"},{"v":1.804767358434455,"d":"1.80"},0.0001276,1.7219,2,3.76611E-4,{"v":644.4696492978713,"d":"644"},{"v":702.4575154739061,"d":"702"},{"v":913.64,"d":"914"},0.95,0.95,0.95,644,702,914,277,302,393,{"v":0.3577306705443238,"d":"0.36"},{"v":0.42311312971539766,"d":"0.42"},{"v":0.7061733139065255,"d":"0.71"},2.7,13.2,14.7,23.5,null,3812,null,{"v":0.8,"d":"80%"},null,null,0,10,11.4,21.85,null,1,1,1,644,702,914,null,0,0,0,1]
["33022010",null,null,3,30,220,10,11.5,0,26,30,46.9,{"v":1635.3,"d":"1635"},{"v":3560.7045070849035,"d":"3561"},{"v":3890.5075371280445,"d":"3891"},{"v":5128.78,"d":"5129"},1.5,1.08,1.08,1.08,1635,3561,3891,5129,141,306,335,441,{"v":0.15707744712320987,"d":"0.16"},{"v":0.6649528513575944,"d":"0.66"},{"v":0.7876316236324602,"d":"0.79"},{"v":1.3181530375289372,"d":"1.32"},3.969E-4,1.7346,2,0.000367347,{"v":493.6463121283521,"d":"494"},{"v":539.3693001453611,"d":"539"},{"v":711.04,"d":"711"},0.98,0.98,0.98,494,539,711,212,232,306,{"v":0.3352676626465814,"d":"0.34"},{"v":0.39659808957963044,"d":"0.40"},{"v":0.6649528513575944,"d":"0.66"},1.5,13.4,14.8,24,null,1817,null,{"v":0.9,"d":"90%"},null,null,0,10.5,12.3,21.85,null,1,1,1,494,539,711,null,0,0,0,1]
["33022011",null,null,3,30,220,11,11.5,0,26,30,46.9,{"v":1676.88,"d":"1677"},{"v":4831.282799097083,"d":"4831"},{"v":5278.770565343093,"d":"5279"},{"v":6958.9,"d":"6959"},1.5,1.1,1.1,1.1,1677,4831,5279,6959,144,415,454,598,{"v":0.29407499594948894,"d":"0.29"},{"v":2.0816746946687235,"d":"2.08"},{"v":2.4599536452154176,"d":"2.46"},{"v":4.108916430633029,"d":"4.11"},3.969E-4,1.7346,4,0.000574288,{"v":809.1872786876681,"d":"809"},{"v":884.1366084769129,"d":"884"},{"v":1165.54,"d":"1166"},0.95,0.95,0.95,809,884,1166,348,380,501,{"v":1.5011980733038943,"d":"1.50"},{"v":1.7674215645183677,"d":"1.77"},{"v":2.954796982009339,"d":"2.95"},2.9,13.4,14.8,24,null,2466,null,{"v":0.68,"d":"68%"},null,null,0,10.5,12.3,21.85,null,1,1,1,809,884,1166,null,0,0,0,1]
["33022016",null,null,3,30,220,16,16.5,0,26,30,47.8,{"v":2214.0800000000004,"d":"2214"},{"v":6291.725195404346,"d":"6292"},{"v":6553.83496101116,"d":"6554"},{"v":9564.7,"d":"9565"},1.5,1.1,1.1,1.1,2214,6292,6554,9565,190,541,564,823,{"v":0.6351629340072734,"d":"0.64"},{"v":4.859949006557038,"d":"4.86"},{"v":5.271221839350569,"d":"5.27"},{"v":11.028120296891252,"d":"11.03"},0.0002083,1.724,4,1.392796E-3,{"v":963.3581344600107,"d":"963"},{"v":1003.4910975149082,"d":"1003"},{"v":1464.5,"d":"1465"},0.95,0.95,0.95,963,1003,1465,414,431,630,{"v":2.8848425296225417,"d":"2.88"},{"v":3.1200973344986664,"d":"3.12"},{"v":6.542211558205909,"d":"6.54"},4.4,15.5,16.8,27.5,null,3256,null,{"v":0.68,"d":"68%"},null,null,0,10,11.1,21.85,null,1,1,1,963,1003,1465,null,0,0,0,1]
["33022020",null,null,3,30,220,20,21.5,0,26,30,47.8,{"v":3354.4,"d":"3354"},{"v":5696.566249617518,"d":"5697"},{"v":6224.199139745616,"d":"6224"},{"v":8205.24,"d":"8205"},1.5,1.08,1.08,1.08,3354,5697,6224,8205,288,490,535,706,{"v":0.39442810901842723,"d":"0.39"},{"v":1.1066428651103115,"d":"1.11"},{"v":1.3128927046129348,"d":"1.31"},{"v":2.253132130729565,"d":"2.25"},0.0001276,1.7219,2,3.76611E-4,{"v":704.0069565012294,"d":"704"},{"v":769.2141723663956,"d":"769"},{"v":1014.04,"d":"1014"},0.95,0.95,0.95,704,769,1014,303,331,436,{"v":0.4352139999072062,"d":"0.44"},{"v":0.5165738484716168,"d":"0.52"},{"v":0.8819313648082591,"d":"0.88"},2.9,15.5,16.8,27.5,null,4193,null,{"v":0.8,"d":"80%"},null,null,0,10,11.1,21.85,null,1,1,1,704,769,1014,null,0,0,0,1]
["33024010",null,null,3,30,240,10,11.5,0,26,30,47.2,{"v":1783.8,"d":"1784"},{"v":3860.418873592543,"d":"3860"},{"v":4228.985567352769,"d":"4229"},{"v":5636.58,"d":"5637"},1.5,1.08,1.08,1.08,1784,3860,4229,5637,153,332,364,485,{"v":0.1923764781952583,"d":"0.19"},{"v":0.8112280684719688,"d":"0.81"},{"v":0.9631272119292901,"d":"0.96"},{"v":1.6465778870546586,"d":"1.65"},3.969E-4,1.7346,2,0.000367347,{"v":535.1978903129482,"d":"535"},{"v":586.2949664073159,"d":"586"},{"v":781.44,"d":"781"},0.98,0.98,0.98,535,586,781,230,252,336,{"v":0.40968486620571454,"d":"0.41"},{"v":0.4855035182292864,"d":"0.49"},{"v":0.8295464687093747,"d":"0.83"},1.6,14.8,16.6,28,null,1982,null,{"v":0.9,"d":"90%"},null,null,0,10.4,12.2,21.85,null,1,1,1,535,586,781,null,0,0,0,1]
["33024011",null,null,3,30,240,11,11.5,0,26,30,47.2,{"v":1829.2,"d":"1829"},{"v":5237.945261727575,"d":"5238"},{"v":5738.028861571599,"d":"5738"},{"v":7647.9,"d":"7648"},1.5,1.1,1.1,1.1,1829,5238,5738,7648,157,450,493,658,{"v":0.3648320150765305,"d":"0.36"},{"v":2.5443263605089523,"d":"2.54"},{"v":3.0134634241110767,"d":"3.01"},{"v":5.151925284362496,"d":"5.15"},3.969E-4,1.7346,4,0.000574288,877,961,1281,0.95,0.95,0.95,877,961,1281,377,413,551,{"v":1.8332088548014907,"d":"1.83"},{"v":2.1703781533558777,"d":"2.17"},{"v":3.704430979547201,"d":"3.70"},3.2,14.8,16.6,28,null,2690,null,{"v":0.68,"d":"68%"},null,null,0,10.4,12.2,21.85,null,1,1,1,877,961,1281,null,0,0,0,1]
["33024016",null,null,3,30,240,16,16.5,0,26,30,48.1,{"v":2415.36,"d":"2415"},{"v":6916.3686790875245,"d":"6916"},{"v":7167.974498648592,"d":"7168"},{"v":10511.7,"d":"10512"},1.5,1.1,1.1,1.1,2415,6916,7168,10512,208,595,616,904,{"v":0.7731927942108667,"d":"0.77"},{"v":5.950589261856252,"d":"5.95"},{"v":6.366622732350354,"d":"6.37"},{"v":13.454619784961755,"d":"13.45"},0.0002083,1.724,4,1.392796E-3,1059,1098,1610,0.95,0.95,0.95,1059,1098,1610,455,472,692,{"v":3.5300159430065703,"d":"3.53"},{"v":3.7910912175214273,"d":"3.79"},{"v":7.987173009623401,"d":"7.99"},4.8,16.4,17.7,29.7,null,3552,null,{"v":0.68,"d":"68%"},null,null,0,10,10.9,21.85,null,1,1,1,1059,1098,1610,null,0,0,0,1]
["33024020",null,null,3,30,240,20,21.5,0,26,30,48.1,{"v":3659.2000000000003,"d":"3659"},{"v":6176.062018327259,"d":"6176"},{"v":6765.710663484422,"d":"6766"},{"v":9017.64,"d":"9018"},1.5,1.08,1.08,1.08,3659,6176,6766,9018,{"$f":"ROUND(U846*3600/(4186*ABS($O$1-$O$2)),0)","v":315},{"$f":"ROUND(V846*3600/(4186*ABS($O$1-$O$2)),0)","v":531},{"$f":"ROUND(W846*3600/(4186*ABS($O$1-$O$2)),0)","v":582},{"$f":"ROUND(X846*3600/(4186*ABS($O$1-$O$2)),0)","v":776},{"v":0.4792726409212698,"d":"0.48"},{"v":1.3184926701217123,"d":"1.32"},{"v":1.575520331332113,"d":"1.58"},{"v":2.756451557337142,"d":"2.76"},0.0001276,1.7219,2,3.76611E-4,{"v":763.2651731167613,"d":"763"},{"v":836.1365714104334,"d":"836"},{"v":1114.44,"d":"1114"},0.95,0.95,0.95,763,836,1114,{"$f":"ROUND(AQ846*3600/(4186*ABS($AM$1-$AM$2)),0)","v":328},{"$f":"ROUND(AR846*3600/(4186*ABS($AM$1-$AM$2)),0)","v":359},{"$f":"ROUND(AS846*3600/(4186*ABS($AM$1-$AM$2)),0)","v":479},{"v":0.51827708039998,"d":"0.52"},{"v":0.6172723307370914,"d":"0.62"},{"v":1.0794747424565225,"d":"1.08"},3.2,16.4,17.7,29.7,null,4574,null,{"v":0.8,"d":"80%"},null,null,0,10,10.9,21.85,null,1,1,1,763,836,1114,null,0,0,0,1]
["33026010",null,null,3,30,260,10,11.5,0,26,30,47.8,{"v":1933.2,"d":"1933"},{"v":4178.178400000001,"d":"4178"},{"v":4608.285,"d":"4608"},{"v":6144.38,"d":"6144"},1.5,1.08,1.08,1.08,1933,4178,4608,6144,166,359,396,528,{"v":0.2347720617378159,"d":"0.23"},{"v":0.9806644219425941,"d":"0.98"},{"v":1.1770680299869807,"d":"1.18"},{"v":2.0125184153009763,"d":"2.01"},3.969E-4,1.7346,2,0.000367347,{"v":579.2512,"d":"579"},{"v":638.88,"d":"639"},{"v":851.84,"d":"852"},0.98,0.98,0.98,579,639,852,249,275,366,{"v":0.4971168110898011,"d":"0.50"},{"v":0.5976608909989917,"d":"0.60"},{"v":1.0165350975712137,"d":"1.02"},1.7,16.2,18.6,31.4,null,2148,null,{"v":0.9,"d":"90%"},null,null,0,10.2,11.9,21.85,null,1,1,1,579,639,852,null,0,0,0,1]
["33026011",null,null,3,30,260,11,11.5,0,26,30,47.8,{"v":1982.2,"d":"1982"},{"v":5669.092000000001,"d":"5669"},{"v":6252.674999999999,"d":"6253"},{"v":8336.9,"d":"8337"},1.5,1.1,1.1,1.1,1982,5669,6253,8337,170,488,538,717,{"v":0.44522386562173877,"d":"0.45"},{"v":3.1003441376081904,"d":"3.10"},{"v":3.713538422378124,"d":"3.71"},{"v":6.323975284639888,"d":"6.32"},3.969E-4,1.7346,4,0.000574288,{"v":949.5112,"d":"950"},{"v":1047.2549999999999,"d":"1047"},{"v":1396.34,"d":"1396"},0.95,0.95,0.95,950,1047,1396,409,450,600,{"v":2.2371204011135477,"d":"2.24"},{"v":2.668852231476058,"d":"2.67"},{"v":4.544789485712489,"d":"4.54"},3.5,16.2,18.6,31.4,null,2915,null,{"v":0.68,"d":"68%"},null,null,0,10.2,11.9,21.85,null,1,1,1,950,1047,1396,null,0,0,0,1]
["33026016",null,null,3,30,260,16,16.5,0,26,30,48.1,{"v":2616.6400000000003,"d":"2617"},{"v":7342.469153471029,"d":"7342"},{"v":7609.576818167902,"d":"7610"},{"v":11159.300000000001,"d":"11159"},1.5,1.1,1.1,1.1,2617,7342,7610,11159,225,631,654,960,{"v":0.918702661445329,"d":"0.92"},{"v":6.781928065042703,"d":"6.78"},{"v":7.271111813509635,"d":"7.27"},{"v":15.35669336688914,"d":"15.36"},0.0002083,1.724,4,1.392796E-3,{"v":1068.8700133353962,"d":"1069"},{"v":1107.7538502516963,"d":"1108"},{"v":1624.5,"d":"1625"},0.95,0.95,0.95,1069,1108,1625,460,476,699,{"v":3.66947790801381,"d":"3.67"},{"v":3.921328061211602,"d":"3.92"},{"v":8.276356868546825,"d":"8.28"},5.2,16.4,17.7,29.7,null,3848,null,{"v":0.68,"d":"68%"},null,null,0,10,10.9,21.85,null,1,1,1,1069,1108,1625,null,0,0,0,1]
["33026020",null,null,3,30,260,20,21.5,0,26,30,48.1,{"v":3964.8,"d":"3965"},{"v":6444.5232000000005,"d":"6445"},{"v":7107.93,"d":"7108"},{"v":9477.24,"d":"9477"},1.5,1.08,1.08,1.08,3965,6445,7108,9477,341,554,611,815,{"v":0.5702548056551764,"d":"0.57"},{"v":1.4581371213480712,"d":"1.46"},{"v":1.7629893390377123,"d":"1.76"},{"v":3.0840089604891157,"d":"3.08"},0.0001276,1.7219,2,3.76611E-4,{"v":768.4272000000001,"d":"768"},{"v":847.53,"d":"848"},{"v":1130.04,"d":"1130"},0.95,0.95,0.95,768,848,1130,330,365,486,{"v":0.5352679613494188,"d":"0.54"},{"v":0.6503212769466717,"d":"0.65"},{"v":1.131438641834318,"d":"1.13"},3.5,16.4,17.7,29.7,null,4956,null,{"v":0.8,"d":"80%"},null,null,0,10,10.9,21.85,null,1,1,1,768,848,1130,null,0,0,0,1]
["33028010",null,null,3,30,280,10,11.5,0,26,30,47.8,{"v":2081.7000000000003,"d":"2082"},{"v":4331.3824,"d":"4331"},{"v":4782.224916852138,"d":"4782"},{"v":6369.68,"d":"6370"},1.5,1.08,1.08,1.08,2082,4331,4782,6370,179,372,411,548,{"v":0.282442870792224,"d":"0.28"},{"v":1.0925143603098122,"d":"1.09"},{"v":1.3146532792613241,"d":"1.31"},{"v":2.244829316332864,"d":"2.24"},3.969E-4,1.7346,2,0.000367347,{"v":587.6832,"d":"588"},{"v":648.8536413352464,"d":"649"},{"v":864.24,"d":"864"},0.98,0.98,0.98,588,649,864,253,279,372,{"v":0.5349540342113627,"d":"0.53"},{"v":0.6410640057154129,"d":"0.64"},{"v":1.0925143603098122,"d":"1.09"},1.9,16.2,18.6,31.4,null,2313,null,{"v":0.9,"d":"90%"},null,null,0,10.2,11.9,21.85,null,1,1,1,588,649,864,null,0,0,0,1]
["33028011",null,null,3,30,280,11,11.5,0,26,30,47.8,{"v":2134.52,"d":"2135"},{"v":5976.860000000001,"d":"5977"},{"v":6598.976072058858,"d":"6599"},{"v":8789.5,"d":"8790"},1.5,1.1,1.1,1.1,2135,5977,6599,8790,184,514,568,756,{"v":0.541090922680684,"d":"0.54"},{"v":3.5696256833176774,"d":"3.57"},{"v":4.292517537717698,"d":"4.29"},{"v":7.283663959314455,"d":"7.28"},3.969E-4,1.7346,4,0.000574288,956,1056,1406,0.95,0.95,0.95,956,1056,1406,411,454,605,{"v":2.363766327647849,"d":"2.36"},{"v":2.839310118041396,"d":"2.84"},{"v":4.823297360081161,"d":"4.82"},3.7,16.2,18.6,31.4,null,3139,null,{"v":0.68,"d":"68%"},null,null,0,10.2,11.9,21.85,null,1,1,1,956,1056,1406,null,0,0,0,1]
["33028016",null,null,3,30,280,16,16.5,0,26,30,48.9,{"v":2817.92,"d":"2818"},{"v":8165.555118194174,"d":"8166"},{"v":8348.321999442087,"d":"8348"},{"v":12405.7,"d":"12406"},1.5,1.1,1.1,1.1,2818,8166,8348,12406,242,702,718,1067,{"v":1.078554305534067,"d":"1.08"},{"v":8.477489161189698,"d":"8.48"},{"v":8.856973254331871,"d":"8.86"},{"v":19.143477613141926,"d":"19.14"},0.0002083,1.724,4,1.392796E-3,1250,1278,1900,0.95,0.95,0.95,1250,1278,1900,538,550,817,{"v":5.057544556965158,"d":"5.06"},{"v":5.278654736192269,"d":"5.28"},{"v":11.385263573722288,"d":"11.39"},5.6,19.3,20.4,34.5,null,4144,null,{"v":0.68,"d":"68%"},null,null,0,10,10.6,21.85,null,1,1,1,1250,1278,1900,null,0,0,0,1]
["33028020",null,null,3,30,280,20,21.5,0,26,30,48.9,{"v":4269.6,"d":"4270"},{"v":7236.859200000001,"d":"7237"},{"v":7990.125366439738,"d":"7990"},{"v":10642.44,"d":"10642"},1.5,1.08,1.08,1.08,4270,7237,7990,10642,367,622,687,915,{"v":0.6702628305415101,"d":"0.67"},{"v":1.8574060664841625,"d":"1.86"},{"v":2.2516092472705127,"d":"2.25"},{"v":3.924864715604983,"d":"3.92"},0.0001276,1.7219,2,3.76611E-4,{"v":894.3632000000001,"d":"894"},{"v":987.455178225689,"d":"987"},{"v":1315.24,"d":"1315"},0.95,0.95,0.95,894,987,1315,384,424,565,{"v":0.731424024445645,"d":"0.73"},{"v":0.885537105565082,"d":"0.89"},{"v":1.5421797125957473,"d":"1.54"},3.7,19.3,20.4,34.5,null,5337,null,{"v":0.8,"d":"80%"},null,null,0,10,10.6,21.85,null,1,1,1,894,987,1315,null,0,0,0,1]
["33030010",null,null,3,30,300,10,11.5,0,26,30,47.8,{"$f":"IF($N860-($BE860*$BG860)>100,$BE860*$BG860,$N860-95)","v":{"v":2230.2000000000003,"d":"2230"}},4485,4951,6595,1.5,1.08,1.08,1.08,{"$f":"ROUND(M860*POWER(CF_heat,Q860),0)","v":2230},{"$f":"ROUND(N860*POWER(CF_heat,R860),0)","v":4485},{"$f":"ROUND(O860*POWER(CF_heat,S860),0)","v":4951},{"$f":"ROUND(P860*POWER(CF_heat,T860),0)","v":6595},192,386,426,567,{"v":0.3356233346847719,"d":"0.34"},{"v":1.2177662073499145,"d":"1.22"},{"v":1.4617936773822127,"d":"1.46"},{"v":2.4849401227056913,"d":"2.48"},{"$f":"IF($G860=$CO$103,CP$103,IF($G860=$CO$104,CP$104,IF($G860=$CO$105,CP$105,IF($G860=$CO$107,CP$107,IF($G860=$CO$108,CP$108,IF($G860=$CO$109,CP$109,IF($G860=$CO$111,CP$111,IF($G860=$CO$112,CP$112,IF($G860=$CO$113,CP$113,IF($G860=$CO$115,CP$115,IF($G860=$CO$116,CP$116,IF($G860=$CO$117,CP$117,IF($G860=$CO$119,CP$119,IF($G860=$CO$120,CP$120,))))))))))))))","v":3.969E-4},{"$f":"IF($G860=$CO$103,CQ$103,IF($G860=$CO$104,CQ$104,IF($G860=$CO$105,CQ$105,IF($G860=$CO$107,CQ$107,IF($G860=$CO$108,CQ$108,IF($G860=$CO$109,CQ$109,IF($G860=$CO$111,CQ$111,IF($G860=$CO$112,CQ$112,IF($G860=$CO$113,CQ$113,IF($G860=$CO$115,CQ$115,IF($G860=$CO$116,CQ$116,IF($G860=$CO$117,CQ$117,IF($G860=$CO$119,CQ$119,IF($G860=$CO$120,CQ$120,))))))))))))))","v":1.7346},{"$f":"IF($G860=$CO$103,CR$103,IF($G860=$CO$104,CR$104,IF($G860=$CO$105,CR$105,IF($G860=$CO$107,CR$107,IF($G860=$CO$108,CR$108,IF($G860=$CO$109,CR$109,IF($G860=$CO$111,CR$111,IF($G860=$CO$112,CR$112,IF($G860=$CO$113,CR$113,IF($G860=$CO$115,CR$115,IF($G860=$CO$116,CR$116,IF($G860=$CO$117,CR$117,IF($G860=$CO$119,CR$119,IF($G860=$CO$120,CR$120,))))))))))))))","v":2},{"$f":"IF($G860=$CO$103,CS$103,IF($G860=$CO$104,CS$104,IF($G860=$CO$105,CS$105,IF($G860=$CO$107,CS$107,IF($G860=$CO$108,CS$108,IF($G860=$CO$109,CS$109,IF($G860=$CO$111,CS$111,IF($G860=$CO$112,CS$112,IF($G860=$CO$113,CS$113,IF($G860=$CO$115,CS$115,IF($G860=$CO$116,CS$116,IF($G860=$CO$117,CS$117,IF($G860=$CO$119,CS$119,IF($G860=$CO$120,CS$120,))))))))))))))","v":0.000367347},595,658,877,0.98,0.98,0.98,{"$f":"ROUND(AK860*POWER(CF_cool,AN860),0)","v":595},658,877,256,283,377,{"v":0.5701465474524998,"d":"0.57"},{"v":0.6860282625282739,"d":"0.69"},{"v":1.1657237163109904,"d":"1.17"},{"$f":"ROUND(IF(G860=10,$CO$92*F860,IF(G860=11,$CO$93*F860,IF(G860=15,$CO$94*F860,IF(G860=16,$CO$95*F860,IF(G860=20,$CO$96*F860,IF(G860=21,$CO$97*F860,)))))),1)","v":{"v":2,"d":"2.0"}},16.2,18.6,31.4,null,2478,null,{"$f":"IF(G860=10,0.9,IF(G860=11,0.68,IF(G860=15,0.8,IF(G860=16,0.68,IF(G860=20,0.8,IF(G860=21,0.8))))))","v":{"v":0.9,"d":"90%"}},null,null,0,10.2,11.9,21.85,null,1,1,1,{"$f":"AQ860/BO860","v":595},658,877,null,{"$f":"BR860-AQ860","v":0},{"$f":"BS860-AR860","v":0},{"$f":"BT860-AS860","v":0},1]
[{"$f":"CONCATENATE(D861,E861,F861,G861)","v":"33030011"},null,null,3,30,300,11,11.5,0,26,30,47.8,{"v":2286.84,"d":"2287"},6285,6939,9242,1.5,{"$f":"IF($G861=10,1.08,IF($G861=11,1.1,IF($G861=15,1.08,IF($G861=16,1.1,IF($G861=20,1.08,IF($G861=21,1.05))))))","v":1.1},1.1,1.1,2287,6285,6939,9242,197,541,597,795,{"$f":"(($AG861*(Y861^$AH861)*((($F861-14.4)*$AI861)/100))+($AJ861*(Y861^2)))*0.0098","v":{"v":0.6427506058829107,"d":"0.64"}},{"$f":"(($AG861*(Z861^$AH861)*((($F861-14.4)*$AI861)/100))+($AJ861*(Z861^2)))*0.0098","v":{"v":4.094752670554713,"d":"4.09"}},{"$f":"(($AG861*(AA861^$AH861)*((($F861-14.4)*$AI861)/100))+($AJ861*(AA861^2)))*0.0098","v":{"v":4.909435421762667,"d":"4.91"}},{"$f":"(($AG861*(AB861^$AH861)*((($F861-14.4)*$AI861)/100))+($AJ861*(AB861^2)))*0.0098","v":{"v":8.329070145632567,"d":"8.33"}},3.969E-4,1.7346,4,0.000574288,963,1063,1416,0.95,0.95,0.95,963,1063,1416,414,457,609,{"$f":"(($AG861*(AT861^$AH861)*((($F861-14.4)*$AI861)/100))+($AJ861*(AT861^2)))*0.0098","v":{"v":2.5033921219274102,"d":"2.50"}},{"$f":"(($AG861*(AU861^$AH861)*((($F861-14.4)*$AI861)/100))+($AJ861*(AU861^2)))*0.0098","v":{"v":3.0018914286103233,"d":"3.00"}},{"$f":"(($AG861*(AV861^$AH861)*((($F861-14.4)*$AI861)/100))+($AJ861*(AV861^2)))*0.0098","v":{"v":5.092866662726184,"d":"5.09"}},{"v":4,"d":"4.0"},16.2,18.6,31.4,null,3363,null,{"v":0.68,"d":"68%"},null,null,0,10.2,11.9,21.85,null,1,1,1,963,{"$f":"AR861/BP861","v":1063},{"$f":"AS861/BQ861","v":1416},null,0,0,0,1]
["33030020",null,null,3,30,300,20,21.5,0,26,30,48.9,{"v":4574.400000000001,"d":"4574"},7549,8335,11102,1.5,1.08,1.08,1.08,4574,7549,8335,11102,393,649,717,955,{"v":0.7795218209023907,"d":"0.78"},{"v":2.0514636214383453,"d":"2.05"},{"v":2.4873001829268433,"d":"2.49"},{"v":4.332436968161896,"d":"4.33"},0.0001276,1.7219,2,3.76611E-4,905,999,1331,0.95,0.95,0.95,905,999,1331,389,430,572,{"v":0.7643191951279811,"d":"0.76"},{"v":0.9270141780135613,"d":"0.93"},{"v":1.6073504963383516,"d":"1.61"},{"v":4,"d":"4.0"},19.3,20.4,34.5,null,5718,null,{"v":0.8,"d":"80%"},null,null,0,10,10.6,21.85,null,1,1,1,905,999,1331,null,0,0,0,1]
["33030021",null,null,3,30,300,21,21.5,0,26,30,48.1,{"v":4675.2,"d":"4675"},10844,11086,16475,1.5,1.05,1.05,1.05,4675,10844,11086,16475,402,933,953,1417,{"v":1.2499739831395262,"d":"1.25"},{"v":6.243209429183868,"d":"6.24"},{"v":6.502347653314121,"d":"6.50"},{"v":13.930846770207117,"d":"13.93"},0.0001276,1.7219,4,0.000514201,1468,1501,2231,0.85,0.85,0.85,1468,1501,2231,631,645,959,{"v":2.953216690183114,"d":"2.95"},{"v":3.079697472311227,"d":"3.08"},{"v":6.5810810968934375,"d":"6.58"},{"v":8,"d":"8.0"},19.3,20.4,34.5,null,5844,null,{"v":0.8,"d":"80%"},null,null,0,10,10.6,21.85,null,1,1,1,1468,1501,2231,null,0,0,0,1]
["3405011",null,null,3,40,50,11,11.5,0,26,30,38.8,{"v":429.76000000000005,"d":"430"},{"v":881.020769215156,"d":"881"},{"v":942.7581061776938,"d":"943"},{"v":1102.4,"d":"1102"},1.5,1.1,1.1,1.1,430,881,943,1102,37,76,81,95,{"v":0.010612933230886815,"d":"0.01"},{"v":0.04264368655521608,"d":"0.04"},{"v":0.04824620699494949,"d":"0.05"},{"v":0.06572003953396613,"d":"0.07"},3.969E-4,1.7346,4,0.000574288,{"v":147.5613886319724,"d":"148"},{"v":157.90172054122763,"d":"158"},{"v":184.64,"d":"185"},0.95,0.95,0.95,148,158,185,64,68,80,{"v":0.030575828151930776,"d":"0.03"},{"v":0.03438168223252566,"d":"0.03"},{"v":0.047098764109165574,"d":"0.05"},0.7,3.6,4.1,5.1,null,632,null,{"v":0.68,"d":"68%"},null,null,0,14.2,16.2,21.85,null,1,1,1,148,158,185,null,0,0,0,1]
["3406010",null,null,3,40,60,10,11.5,0,26,30,40,{"v":520.2,"d":"520"},{"v":841.6922568781392,"d":"842"},{"v":901.3595094153106,"d":"901"},{"v":1066.38,"d":"1066"},1.5,1.08,1.08,1.08,520,842,901,1066,45,72,77,92,{"v":0.009905559723135353,"d":"0.01"},{"v":0.024572994832794695,"d":"0.02"},{"v":0.027985026550444856,"d":"0.03"},{"v":0.03951290218026669,"d":"0.04"},3.969E-4,1.7346,2,0.000367347,{"v":116.68990721587436,"d":"117"},{"v":124.9620115455649,"d":"125"},{"v":147.84,"d":"148"},0.98,0.98,0.98,117,125,148,50,54,64,{"v":0.01214004296048507,"d":"0.01"},{"v":0.014086095785072505,"d":"0.01"},{"v":0.019563990759703984,"d":"0.02"},0.4,4.8,5.4,6.8,null,578,null,{"v":0.9,"d":"90%"},null,null,0,13.6,15.6,21.85,null,1,1,1,117,125,148,null,0,0,0,1]
["3406015",null,null,3,40,60,15,16.5,0,26,30,41.1,{"v":752.8000000000001,"d":"753"},{"v":957.1925835750966,"d":"957"},{"v":1027.5250511543745,"d":"1028"},{"v":1359.96,"d":"1360"},1.5,1.08,1.08,1.08,753,957,1028,1360,65,82,88,117,{"v":0.02160729535803902,"d":"0.02"},{"v":0.03414189879712035,"d":"0.03"},{"v":0.0392386054187797,"d":"0.04"},{"v":0.06880178174125845,"d":"0.07"},0.0002083,1.724,2,0.000461829,{"$f":"AK42","v":{"v":130.66063061772473,"d":"131"}},{"v":140.26129481477255,"d":"140"},{"v":185.64,"d":"186"},1.01,1.01,1.01,131,140,186,56,60,80,{"v":0.016115444159911004,"d":"0.02"},{"v":0.018458252538956766,"d":"0.02"},{"v":0.0325208961878376,"d":"0.03"},0.6,4.8,5.5,7.2,null,941,null,{"v":0.8,"d":"80%"},null,null,0,12.3,14.4,21.85,null,1,1,1,131,140,186,null,0,0,0,1]
["3406016",null,null,3,40,60,16,16.5,0,26,30,41.1,{"v":693.6,"d":"694"},{"v":1399.7241764138612,"d":"1400"},{"v":1502.5729206967153,"d":"1503"},{"v":1988.7,"d":"1989"},1.5,1.1,1.1,1.1,694,1400,1503,1989,60,120,129,171,{"v":0.053467693717913524,"d":"0.05"},{"v":0.21085507991814395,"d":"0.21"},{"v":0.24334273125065864,"d":"0.24"},{"v":0.4254627173067976,"d":"0.43"},0.0002083,1.724,4,1.392796E-3,214,230,305,0.95,0.95,0.95,214,230,305,92,99,131,{"v":0.12457564927087089,"d":"0.12"},{"v":0.14404410806926615,"d":"0.14"},{"v":0.2508759331127468,"d":"0.25"},1.2,4.8,5.5,7.2,null,1020,null,{"v":0.68,"d":"68%"},null,null,0,12.3,14.4,21.85,null,1,1,1,214,230,305,null,0,0,0,1]
["3406021",null,null,3,40,60,21,21.5,0,26,30,41.1,{"v":1091.2,"d":"1091"},{"v":1802.6437228662567,"d":"1803"},{"v":1935.0981352499616,"d":"1935"},{"v":2561.16,"d":"2561"},1.5,1.05,1.05,1.05,1091,1803,1935,2561,94,155,166,220,{"v":0.05022289730119152,"d":"0.05"},{"v":0.13454431150760796,"d":"0.13"},{"v":0.15402657304252074,"d":"0.15"},{"v":0.2685289255955803,"d":"0.27"},0.0001276,1.7219,4,0.000514201,{"v":233.8293185941635,"d":"234"},{"v":251.01059773412922,"d":"251"},{"v":332.22,"d":"332"},0.85,0.85,0.85,234,251,332,101,108,143,{"v":0.05785134679032401,"d":"0.06"},{"v":0.06601213332318584,"d":"0.07"},{"v":0.1147780548995266,"d":"0.11"},1.6,4.8,5.5,7.2,null,1364,null,{"v":0.8,"d":"80%"},null,null,0,12.3,14.4,21.85,null,1,1,1,234,251,332,null,0,0,0,1]
["3407010",null,null,3,40,70,10,11.5,0,26,30,41,{"v":606.6,"d":"607"},{"v":1029.7403904507714,"d":"1030"},{"v":1104.285963590294,"d":"1104"},{"v":1320.28,"d":"1320"},1.5,1.08,1.08,1.08,607,1030,1104,1320,52,89,95,114,{"v":0.013832584756950001,"d":"0.01"},{"v":0.038924960889446435,"d":"0.04"},{"v":0.0441465902182657,"d":"0.04"},{"v":0.06277820934346216,"d":"0.06"},3.969E-4,1.7346,2,0.000367347,{"v":142.7603849699376,"d":"143"},{"v":153.09517888293954,"d":"153"},{"v":183.04,"d":"183"},0.98,0.98,0.98,143,153,183,61,66,79,{"v":0.018801217016227327,"d":"0.02"},{"v":0.02187876494532763,"d":"0.02"},{"v":0.03093277823234393,"d":"0.03"},0.5,5.5,5.9,7.9,null,674,null,{"v":0.9,"d":"90%"},null,null,0,13.2,15.1,21.85,null,1,1,1,143,153,183,null,0,0,0,1]
["3407015",null,null,3,40,70,15,16.5,0,26,30,41.1,{"v":878.4000000000001,"d":"878"},{"v":1070.8273541699666,"d":"1071"},{"v":1149.5094620994566,"d":"1150"},{"v":1521.41,"d":"1521"},1.5,1.08,1.08,1.08,878,1071,1150,1521,76,92,99,131,{"v":0.03010947416138491,"d":"0.03"},{"v":0.043822991749213405,"d":"0.04"},{"v":0.05061744266822105,"d":"0.05"},{"v":0.08781307235307986,"d":"0.09"},0.0002083,1.724,2,0.000461829,{"v":135.09481491470635,"d":"135"},{"v":145.0212935075816,"d":"145"},{"v":191.94,"d":"192"},{"$f":"IF($G876=10,0.98,IF($G876=11,0.95,IF($G876=15,1.01,IF($G876=16,0.95,IF($G876=20,0.95,IF($G876=21,0.85))))))","v":1.01},1.01,1.01,135,145,192,58,62,83,{"v":0.017715040719154605,"d":"0.02"},{"v":0.020190861450308,"d":"0.02"},{"v":0.03579769620508036,"d":"0.04"},0.7,5.1,5.6,7.2,null,1098,null,{"v":0.8,"d":"80%"},null,null,0,12.3,14.4,21.85,null,1,1,1,135,145,192,null,0,0,0,1]
["3407016",null,null,3,40,70,16,16.5,0,26,30,41.1,{"v":809.2,"d":"809"},{"v":1627.62717250317,"d":"1628"},{"v":1747.2217424001376,"d":"1747"},{"v":2312.5,"d":"2313"},1.5,1.1,1.1,1.1,809,1628,1747,2313,70,140,150,199,{"v":0.07376857339779566,"d":"0.07"},{"v":0.2902779131483183,"d":"0.29"},{"v":0.33273460547085354,"d":"0.33"},{"v":0.5822430562049591,"d":"0.58"},0.0002083,1.724,4,1.392796E-3,{"v":219.59769851718443,"d":"220"},{"v":235.7332685962564,"d":"236"},312,0.95,0.95,0.95,220,236,312,95,101,134,{"v":0.1348444213322838,"d":"0.13"},{"v":0.1521944098151945,"d":"0.15"},{"v":0.26618360536544905,"d":"0.27"},1.4,5.1,5.6,7.2,null,1190,null,{"v":0.68,"d":"68%"},null,null,0,12.3,14.4,21.85,null,1,1,1,220,236,312,null,0,0,0,1]
["3407021",null,null,3,40,70,21,21.5,0,26,30,41.1,{"v":1273.6000000000001,"d":"1274"},{"v":1977.829194535895,"d":"1978"},{"v":2123.1558613833213,"d":"2123"},{"v":2810.06,"d":"2810"},1.5,1.05,1.05,1.05,1274,1978,2123,2810,110,170,183,242,{"v":0.07007907297936425,"d":"0.07"},{"v":0.16489933699427986,"d":"0.16"},{"v":0.1906306494771868,"d":"0.19"},{"v":0.3305057858506517,"d":"0.33"},0.0001276,1.7219,4,0.000514201,{"v":240.30463534531125,"d":"240"},{"v":257.9617069363265,"d":"258"},{"v":341.42,"d":"341"},0.85,0.85,0.85,240,258,341,103,111,147,{"v":0.06159102799690025,"d":"0.06"},{"v":0.07133572501153694,"d":"0.07"},{"v":0.12389224890734116,"d":"0.12"},1.9,5.1,5.6,7.2,null,1592,null,{"v":0.8,"d":"80%"},null,null,0,12.3,14.4,21.85,null,1,1,1,240,258,341,null,0,0,0,1]
["3408010",null,null,3,40,80,10,11.5,0,26,30,41.8,693,{"v":1214.2269940407766,"d":"1214"},{"v":1304.143370405705,"d":"1304"},{"v":1574.18,"d":"1574"},1.5,1.08,1.08,1.08,693,1214,1304,1574,60,104,112,135,{"v":0.019157582546598294,"d":"0.02"},{"v":0.05502875488465266,"d":"0.06"},{"v":0.06345686966495562,"d":"0.06"},{"v":0.09090986199355394,"d":"0.09"},3.969E-4,1.7346,2,0.000367347,{"v":168.33710197020613,"d":"168"},{"v":180.80286190736828,"d":"181"},{"v":218.24,"d":"218"},0.98,0.98,0.98,168,181,218,72,78,94,{"v":0.027165359623318678,"d":"0.03"},{"v":0.03167181300086596,"d":"0.03"},{"v":0.045312552969066985,"d":"0.05"},0.5,6.3,6.8,9.1,null,770,null,{"v":0.9,"d":"90%"},null,null,0,12.8,14.7,21.85,null,1,1,1,168,181,218,null,0,0,0,1]
["3408015",null,null,3,40,80,15,16.5,0,26,30,42.4,{"v":1003.2,"d":"1003"},{"v":1395.33740436932,"d":"1395"},{"v":1496.2563490716184,"d":"1496"},{"v":2007.56,"d":"2008"},1.5,1.08,1.08,1.08,1003,1395,1496,2008,86,120,129,173,{"v":0.039267015267909385,"d":"0.04"},{"v":0.0754619408365597,"d":"0.08"},{"v":0.08697073187627373,"d":"0.09"},{"v":0.1547867774406054,"d":"0.15"},0.0002083,1.724,2,0.000461829,{"v":190.4691577304631,"d":"190"},{"v":204.24499885412456,"d":"204"},{"v":274.04,"d":"274"},1.01,1.01,1.01,190,204,274,82,88,118,{"v":0.035768909532348576,"d":"0.04"},{"v":0.041076258231928696,"d":"0.04"},{"v":0.07301376057828349,"d":"0.07"},0.8,6,6.7,9,null,1254,null,{"v":0.8,"d":"80%"},null,null,0,11.8,13.7,21.85,null,1,1,1,190,204,274,null,0,0,0,1]
["3408016",null,null,3,40,80,16,16.5,0,26,30,42.4,{"v":924.8000000000001,"d":"925"},{"v":2040.4331716148024,"d":"2040"},{"v":2188.0092071816284,"d":"2188"},{"v":2935.7,"d":"2936"},1.5,1.1,1.1,1.1,925,2040,2188,2936,80,175,188,252,{"v":0.09758453239167308,"d":"0.10"},{"v":0.4574474388725192,"d":"0.46"},{"v":0.5270441899399481,"d":"0.53"},{"v":0.9407339766638919,"d":"0.94"},0.0002083,1.724,4,1.392796E-3,312,335,450,0.95,0.95,0.95,312,335,450,134,144,194,{"v":0.2699776637468608,"d":"0.27"},{"v":0.31121106327333475,"d":"0.31"},{"v":0.5608119342375016,"d":"0.56"},1.6,6,6.7,9,null,1360,null,{"v":0.68,"d":"68%"},null,null,0,11.8,13.7,21.85,null,1,1,1,312,335,450,null,0,0,0,1]
["3408021",null,null,3,40,80,21,21.5,0,26,30,42.4,{"v":1455.2,"d":"1455"},{"v":2627.7848955664344,"d":"2628"},{"v":2817.8416357747774,"d":"2818"},{"v":3780.76,"d":"3781"},1.5,1.05,1.05,1.05,1455,2628,2818,3781,125,226,242,325,{"v":0.09212485020791641,"d":"0.09"},{"v":0.29449823797779945,"d":"0.29"},{"v":0.3368712257217761,"d":"0.34"},{"v":0.6016452248134326,"d":"0.60"},0.0001276,1.7219,4,0.000514201,{"v":340.86222571220884,"d":"341"},{"v":365.515371252517,"d":"366"},{"v":490.42,"d":"490"},0.85,0.85,0.85,341,366,490,147,157,211,{"v":0.12659023968056798,"d":"0.13"},{"v":0.14403307699408213,"d":"0.14"},{"v":0.25732674402542394,"d":"0.26"},2.1,6,6.7,9,null,1819,null,{"v":0.8,"d":"80%"},null,null,0,11.8,13.7,21.85,null,1,1,1,341,366,490,null,0,0,0,1]
["3409010",null,null,3,40,90,10,11.5,0,26,30,42.4,{"v":780.3000000000001,"d":"780"},{"v":1395.6272192501513,"d":"1396"},{"v":1501.3000140389001,"d":"1501"},{"v":1828.08,"d":"1828"},1.5,1.08,1.08,1.08,780,1396,1501,1828,67,120,129,157,{"v":0.02480945091629173,"d":"0.02"},{"v":0.07560878121067112,"d":"0.08"},{"v":0.08685321114716028,"d":"0.09"},{"v":0.12662134598395483,"d":"0.13"},3.969E-4,1.7346,2,0.000367347,{"v":193.48593193227777,"d":"193"},{"v":208.1361185276459,"d":"208"},{"v":253.44,"d":"253"},0.98,0.98,0.98,193,208,253,83,89,109,{"v":0.03734023921264072,"d":"0.04"},{"v":0.04266933360054228,"d":"0.04"},{"v":0.06288933684631558,"d":"0.06"},0.6,6.7,7.4,10.3,null,867,null,{"v":0.9,"d":"90%"},null,null,0,12.5,14.7,21.85,null,1,1,1,193,208,253,null,0,0,0,1]
["3409015",null,null,3,40,90,15,16.5,0,26,30,43.3,{"v":1128.8,"d":"1129"},{"v":1597.9167676946356,"d":"1598"},{"v":1711.9130538160239,"d":"1712"},{"v":2331.36,"d":"2331"},1.5,1.08,1.08,1.08,1129,1598,1712,2331,97,137,147,200,{"v":0.0508004430471697,"d":"0.05"},{"v":0.09984662963434696,"d":"0.10"},{"v":0.11462442340612437,"d":"0.11"},{"v":0.20964202709641322,"d":"0.21"},0.0002083,1.724,2,0.000461829,{"v":218.12205414485143,"d":"218"},{"v":233.68300487544244,"d":"234"},{"v":318.24,"d":"318"},1.01,1.01,1.01,218,234,318,94,101,137,{"v":0.04777393228997936,"d":"0.05"},{"v":0.05497776159902216,"d":"0.05"},{"v":0.09984662963434696,"d":"0.10"},0.9,7,7.7,10.7,null,1411,null,{"v":0.8,"d":"80%"},null,null,0,11.3,13.2,21.85,null,1,1,1,218,234,318,null,0,0,0,1]
["3409016",null,null,3,40,90,16,16.5,0,26,30,43.3,{"v":1040.4,"d":"1040"},{"v":2336.669516687492,"d":"2337"},{"v":2503.3688418217644,"d":"2503"},{"v":3409.2,"d":"3409"},1.5,1.1,1.1,1.1,1040,2337,2503,3409,89,201,215,293,{"v":0.12228284719166986,"d":"0.12"},{"v":0.6091536033262105,"d":"0.61"},{"v":0.6957504205886854,"d":"0.70"},{"v":1.2822911322288062,"d":"1.28"},0.0002083,1.724,4,1.392796E-3,{"v":357.77938745479025,"d":"358"},{"v":383.3035713454655,"d":"383"},522,0.95,0.95,0.95,358,383,522,154,165,224,{"v":0.36016635113087053,"d":"0.36"},{"v":0.4126668756670805,"d":"0.41"},{"v":0.7544267517546265,"d":"0.75"},1.8,7,7.7,10.7,null,1530,null,{"v":0.68,"d":"68%"},null,null,0,11.3,13.2,21.85,null,1,1,1,358,383,522,null,0,0,0,1]
["3409021",null,null,3,40,90,21,21.5,0,26,30,43.3,{"v":1637.6000000000001,"d":"1638"},{"v":3009.294765102498,"d":"3009"},{"v":3223.97955595124,"d":"3224"},{"v":4390.56,"d":"4391"},1.5,1.05,1.05,1.05,1638,3009,3224,4391,141,259,277,378,{"v":0.11916822445535588,"d":"0.12"},{"v":0.3921228506628396,"d":"0.39"},{"v":0.4473750300143957,"d":"0.45"},{"v":0.8237317604768891,"d":"0.82"},0.0001276,1.7219,4,0.000514201,{"v":390.3496489334332,"d":"390"},{"v":418.197413702432,"d":"418"},{"v":569.52,"d":"570"},0.85,0.85,0.85,390,418,570,168,180,245,{"v":0.16789509816318576,"d":"0.17"},{"v":0.19217671661448937,"d":"0.19"},{"v":0.35163070513405226,"d":"0.35"},2.4,7,7.7,10.7,null,2047,null,{"v":0.8,"d":"80%"},null,null,0,11.3,13.2,21.85,null,1,1,1,390,418,570,null,0,0,0,1]
["34010010",null,null,3,40,100,10,11.5,0,26,30,43,{"v":866.7,"d":"867"},{"v":1574.3905475253332,"d":"1574"},{"v":1696.1265760133244,"d":"1696"},{"v":2081.98,"d":"2082"},1.5,1.08,1.08,1.08,867,1574,1696,2082,75,135,146,179,{"v":0.032159467003479145,"d":"0.03"},{"v":0.09862323121872285,"d":"0.10"},{"v":0.11455551187153463,"d":"0.11"},{"v":0.16920060692862343,"d":"0.17"},3.969E-4,1.7346,2,0.000367347,{"v":218.26918973175157,"d":"218"},{"v":235.14633901405676,"d":"235"},{"v":288.64,"d":"289"},0.98,0.98,0.98,218,235,289,94,101,124,{"v":0.04942930530670935,"d":"0.05"},{"v":0.05668113608073874,"d":"0.06"},{"v":0.08384149307866094,"d":"0.08"},0.7,7.8,8.7,12.2,null,963,null,{"v":0.9,"d":"90%"},null,null,0,12.3,14.1,21.85,null,1,1,1,218,235,289,null,0,0,0,1]
["34010015",null,null,3,40,100,15,16.5,0,26,30,44.1,{"v":1254.4,"d":"1254"},{"v":1798.7737222599399,"d":"1799"},{"v":1926.0891717740149,"d":"1926"},{"v":2655.16,"d":"2655"},1.5,1.08,1.08,1.08,1254,1799,1926,2655,108,155,166,228,{"v":0.06398583259491168,"d":"0.06"},{"v":0.12960669873525657,"d":"0.13"},{"v":0.14820649885017992,"d":"0.15"},{"v":0.2758730960999123,"d":"0.28"},0.0002083,1.724,2,0.000461829,{"v":245.5398348483303,"d":"246"},{"v":262.9189048561194,"d":"263"},{"v":362.44,"d":"362"},1.01,1.01,1.01,246,263,362,106,113,156,{"v":0.061693712021988735,"d":"0.06"},{"v":0.06989545441405931,"d":"0.07"},{"v":0.1312469465018126,"d":"0.13"},{"v":1,"d":"1.0"},7,7.7,10.7,null,1568,null,{"v":0.8,"d":"80%"},null,null,0,10.9,12.8,21.85,null,1,1,1,246,263,362,null,0,0,0,1]
["34010016",null,null,3,40,100,16,16.5,0,26,30,44.1,1156,{"v":2630.387144811864,"d":"2630"},{"v":2816.5633812075234,"d":"2817"},{"v":3882.7,"d":"3883"},1.5,1.1,1.1,1.1,1156,2630,2817,3883,99,226,242,334,{"v":0.15304966142756982,"d":"0.15"},{"v":0.7771277076165684,"d":"0.78"},{"v":0.8893436749809193,"d":"0.89"},{"v":1.6794877029795134,"d":"1.68"},0.0002083,1.724,4,1.392796E-3,403,431,595,0.95,0.95,0.95,403,431,595,173,185,256,{"v":0.45896052508691165,"d":"0.46"},{"v":0.5237816029681843,"d":"0.52"},{"v":0.9936684747746941,"d":"0.99"},{"v":2,"d":"2.0"},7,7.7,10.7,null,1700,null,{"v":0.68,"d":"68%"},null,null,0,10.9,12.8,21.85,null,1,1,1,403,431,595,null,0,0,0,1]
["34010021",null,null,3,40,100,21,21.5,0,26,30,44.1,{"v":1819.2,"d":"1819"},{"v":3387.5608889256064,"d":"3388"},{"v":3627.3291443724347,"d":"3627"},{"v":5000.36,"d":"5000"},1.5,1.05,1.05,1.05,1819,3388,3627,5000,156,291,312,430,{"v":0.14821625281490858,"d":"0.15"},{"v":0.5015712551884005,"d":"0.50"},{"v":0.5749237834149689,"d":"0.57"},{"v":1.0783579804788856,"d":"1.08"},0.0001276,1.7219,4,0.000514201,{"v":439.4163107806092,"d":"439"},{"v":470.51776864522725,"d":"471"},{"v":648.62,"d":"649"},0.85,0.85,0.85,439,471,649,189,203,279,{"v":0.21560419169801393,"d":"0.22"},{"v":0.24792046126884393,"d":"0.25"},{"v":0.46186798350799674,"d":"0.46"},2.7,7,7.7,10.7,null,2274,null,{"v":0.8,"d":"80%"},null,null,0,10.9,12.8,21.85,null,1,1,1,439,471,649,null,0,0,0,1]
["34011010",null,null,3,40,110,10,11.5,0,26,30,43.5,{"v":953.1,"d":"953"},{"v":1766.3893947845202,"d":"1766"},{"v":1902.9712804051933,"d":"1903"},{"v":2335.88,"d":"2336"},1.5,1.08,1.08,1.08,953,1766,1903,2336,82,152,164,201,{"v":0.03973372644714545,"d":"0.04"},{"v":0.12846635666491932,"d":"0.13"},{"v":0.14849855963064404,"d":"0.15"},{"v":0.2189828314672463,"d":"0.22"},3.969E-4,1.7346,2,0.000367347,{"v":244.88738360147738,"d":"245"},{"v":263.82272182064906,"d":"264"},{"v":323.84,"d":"324"},0.98,0.98,0.98,245,264,324,105,114,139,{"v":0.0635324094103459,"d":"0.06"},{"v":0.0742836780814925,"d":"0.07"},{"v":0.10834103483995079,"d":"0.11"},0.7,8.4,9.3,14,null,1059,null,{"v":0.9,"d":"90%"},null,null,0,12,13.9,21.85,null,1,1,1,245,264,324,null,0,0,0,1]
["34011015",null,null,3,40,110,15,16.5,0,26,30,44.1,1380,{"v":1908.150188257796,"d":"1908"},{"v":2043.2071973479594,"d":"2043"},{"v":2816.6099999999997,"d":"2817"},1.5,1.08,1.08,1.08,1380,1908,2043,2817,119,164,176,242,{"v":0.07887065159064632,"d":"0.08"},{"v":0.14742102741229732,"d":"0.15"},{"v":0.1692130010603492,"d":"0.17"},{"v":0.31530215896235814,"d":"0.32"},0.0002083,1.724,2,0.000461829,{"v":249.80785427097814,"d":"250"},{"v":267.48901053042016,"d":"267"},{"v":368.74,"d":"369"},1.01,1.01,1.01,250,267,369,108,115,159,{"v":0.06529371258627988,"d":"0.07"},{"v":0.07378840122581994,"d":"0.07"},{"v":0.1387762211751877,"d":"0.14"},1.1,7.9,8.8,12.5,null,1725,null,{"v":0.8,"d":"80%"},null,null,0,10.9,12.8,21.85,null,1,1,1,250,267,369,null,0,0,0,1]
["34011016",null,null,3,40,110,16,16.5,0,26,30,44.1,{"v":1271.6000000000001,"d":"1272"},{"v":2849.7497938679544,"d":"2850"},{"v":3051.4523045945984,"d":"3051"},{"v":4206.5,"d":"4207"},1.5,1.1,1.1,1.1,1272,2850,3051,4207,109,245,262,362,{"v":0.18757571367131662,"d":"0.19"},{"v":0.9219544805754951,"d":"0.92"},{"v":1.0521845346704815,"d":"1.05"},{"v":1.9898808014753209,"d":"1.99"},0.0002083,1.724,4,1.392796E-3,{"v":407.83296705301524,"d":"408"},{"v":436.69898665540194,"d":"437"},602,0.95,0.95,0.95,408,437,602,175,188,259,{"v":0.47548152700019564,"d":"0.48"},{"v":0.5474495716768756,"d":"0.55"},{"v":1.0285851673079258,"d":"1.03"},2.2,7.9,8.8,12.5,null,1870,null,{"v":0.68,"d":"68%"},null,null,0,10.9,12.8,21.85,null,1,1,1,408,437,602,null,0,0,0,1]
["34011021",null,null,3,40,110,21,21.5,0,26,30,44.1,{"v":2000.8000000000002,"d":"2001"},{"v":3556.1815292902165,"d":"3556"},{"v":3807.8845891872675,"d":"3808"},{"v":5249.259999999999,"d":"5249"},1.5,1.05,1.05,1.05,2001,3556,3808,5249,172,306,327,451,{"v":0.18288147409507508,"d":"0.18"},{"v":0.5629980570317168,"d":"0.56"},{"v":0.6410200956951558,"d":"0.64"},{"v":1.2027269290583564,"d":"1.20"},0.0001276,1.7219,4,0.000514201,{"v":445.6489740644759,"d":"446"},{"v":477.1915737569045,"d":"477"},{"v":657.82,"d":"658"},0.85,0.85,0.85,446,477,658,192,205,283,{"v":0.22661573879571267,"d":"0.23"},{"v":0.25750136415425773,"d":"0.26"},{"v":0.4832577351271901,"d":"0.48"},2.9,7.9,8.8,12.5,null,2501,null,{"v":0.8,"d":"80%"},null,null,0,10.9,12.8,21.85,null,1,1,1,446,477,658,null,0,0,0,1]
["34012010",null,null,3,40,120,10,11.5,0,26,30,44,{"v":1040.4,"d":"1040"},{"v":1924.9914127028867,"d":"1925"},{"v":2079.6202422788024,"d":"2080"},{"v":2589.78,"d":"2590"},1.5,1.08,1.08,1.08,1040,1925,2080,2590,89,166,179,223,{"v":0.04828589266718604,"d":"0.05"},{"v":0.15749249199599902,"d":"0.16"},{"v":0.1817830806912457,"d":"0.18"},{"v":0.2762925905995734,"d":"0.28"},3.969E-4,1.7346,2,0.000367347,{"v":266.87553260000635,"d":"267"},{"v":288.31284965818764,"d":"288"},{"v":359.04,"d":"359"},0.98,0.98,0.98,267,288,359,115,124,154,{"v":0.07844810437960871,"d":"0.08"},{"v":0.0904975407078808,"d":"0.09"},{"v":0.13655457969155813,"d":"0.14"},0.8,8.9,9.9,14.8,null,1156,null,{"v":0.9,"d":"90%"},null,null,0,11.8,13.7,21.85,null,1,1,1,267,288,359,null,0,0,0,1]
["34012016",null,null,3,40,120,16,16.5,0,26,30,44.8,{"v":1387.2,"d":"1387"},{"v":3241.8333772189817,"d":"3242"},{"v":3471.5459677567114,"d":"3472"},{"v":4829.7,"d":"4830"},1.5,1.1,1.1,1.1,1387,3242,3472,4830,119,279,299,415,{"v":0.22593909187971073,"d":"0.23"},{"v":1.204343316710782,"d":"1.20"},{"v":1.3801140974321322,"d":"1.38"},{"v":2.632057975603213,"d":"2.63"},0.0002083,1.724,4,1.392796E-3,496,532,740,0.95,0.95,0.95,496,532,740,213,229,318,{"v":0.7083366873281138,"d":"0.71"},{"v":0.8167124996631265,"d":"0.82"},{"v":1.5580377368272431,"d":"1.56"},2.4,8.7,9.8,14.3,null,2040,null,{"v":0.68,"d":"68%"},null,null,0,10.6,12.5,21.85,null,1,1,1,496,532,740,null,0,0,0,1]
["34012020",null,null,3,40,120,20,21.5,0,26,30,44.8,2108,{"v":3079.6829926739365,"d":"3080"},{"v":3327.0647594078355,"d":"3327"},{"v":4143.24,"d":"4143"},1.5,1.08,1.08,1.08,2108,3080,3327,4143,181,265,286,356,{"v":0.1412968661463647,"d":"0.14"},{"v":0.2984824228165089,"d":"0.30"},{"v":0.34670295754782865,"d":"0.35"},{"v":0.5330856461058093,"d":"0.53"},0.0001276,1.7219,2,3.76611E-4,{"v":380.6009016056908,"d":"381"},{"v":411.1734390011653,"d":"411"},{"v":512.04,"d":"512"},0.95,0.95,0.95,381,411,512,164,177,220,{"v":0.11646670942658871,"d":"0.12"},{"v":0.13524222402195477,"d":"0.14"},{"v":0.20715667478646135,"d":"0.21"},1.6,8.7,9.8,14.3,null,2635,null,{"v":0.8,"d":"80%"},null,null,0,10.6,12.5,21.85,null,1,1,1,381,411,512,null,0,0,0,1]
["34014010",null,null,3,40,140,10,11.5,0,26,30,44.8,{"v":1213.2,"d":"1213"},{"v":2267.7915432376717,"d":"2268"},{"v":2456.1428225151312,"d":"2456"},{"v":3097.58,"d":"3098"},1.5,1.08,1.08,1.08,1213,2268,2456,3098,{"$f":"ROUND(U910*3600/(4186*ABS($O$1-$O$2)),0)","v":104},{"$f":"ROUND(V910*3600/(4186*ABS($O$1-$O$2)),0)","v":195},{"$f":"ROUND(W910*3600/(4186*ABS($O$1-$O$2)),0)","v":211},{"$f":"ROUND(X910*3600/(4186*ABS($O$1-$O$2)),0)","v":266},{"v":0.06974626866061547,"d":"0.07"},{"v":0.22855867513090425,"d":"0.23"},{"v":0.2653815415446367,"d":"0.27"},{"v":0.4118036693657595,"d":"0.41"},3.969E-4,1.7346,2,0.000367347,{"v":314.40040300104783,"d":"314"},{"v":340.5129080446342,"d":"341"},{"v":429.44,"d":"429"},0.98,0.98,0.98,314,341,429,{"$f":"ROUND(AQ910*3600/(4186*ABS($AM$1-$AM$2)),0)","v":135},{"$f":"ROUND(AR910*3600/(4186*ABS($AM$1-$AM$2)),0)","v":147},{"$f":"ROUND(AS910*3600/(4186*ABS($AM$1-$AM$2)),0)","v":184},{"v":0.11404996966906063,"d":"0.11"},{"v":0.1339431496553784,"d":"0.13"},{"v":0.20476735769324847,"d":"0.20"},0.9,10.1,11.2,17.5,null,1348,null,{"v":0.9,"d":"90%"},null,null,0,11.5,13.3,21.85,null,1,1,1,314,341,429,null,0,0,0,1]
["34014011",null,null,3,40,140,11,11.5,0,26,30,44.8,{"v":1203.6000000000001,"d":"1204"},{"v":3077.015307780141,"d":"3077"},{"v":3332.5766142436496,"d":"3333"},{"v":4202.9,"d":"4203"},1.5,1.1,1.1,1.1,1204,3077,3333,4203,104,265,287,361,{"v":0.12249001462043094,"d":"0.12"},{"v":0.7073460763495847,"d":"0.71"},{"v":0.8219999480326121,"d":"0.82"},{"v":1.2670408781957792,"d":"1.27"},3.969E-4,1.7346,4,0.000574288,515,558,704,0.95,0.95,0.95,515,558,704,221,240,303,{"v":0.5026708586376617,"d":"0.50"},{"v":0.5870018450899704,"d":"0.59"},{"v":0.9104953802325403,"d":"0.91"},1.9,10.1,11.2,17.5,null,1770,null,{"v":0.68,"d":"68%"},null,null,0,11.5,13.3,21.85,null,1,1,1,515,558,704,null,0,0,0,1]
["34014016",null,null,3,40,140,16,16.5,0,26,30,45.4,{"v":1618.4,"d":"1618"},{"v":3844.4231409656436,"d":"3844"},{"v":4117.108028486747,"d":"4117"},{"v":5776.7,"d":"5777"},1.5,1.1,1.1,1.1,1618,3844,4117,5777,139,331,354,497,{"v":0.31448017554520624,"d":"0.31"},{"v":1.7219838483818737,"d":"1.72"},{"v":1.9648470126541058,"d":"1.96"},{"v":3.828069631665256,"d":"3.83"},0.0002083,1.724,4,1.392796E-3,589,630,885,0.95,0.95,0.95,589,630,885,253,271,381,{"v":1.0162271216516092,"d":"1.02"},{"v":1.162899406116033,"d":"1.16"},{"v":2.2700825079676186,"d":"2.27"},2.8,9.6,10.5,16.1,null,2380,null,{"v":0.68,"d":"68%"},null,null,0,10.4,12.2,21.85,null,1,1,1,589,630,885,null,0,0,0,1]
["34014020",null,null,3,40,140,20,21.5,0,26,30,45.4,{"v":2459.2000000000003,"d":"2459"},{"v":3628.109195995047,"d":"3628"},{"v":3929.4415695377957,"d":"3929"},{"v":4955.64,"d":"4956"},1.5,1.08,1.08,1.08,2459,3628,3929,4956,211,312,338,426,{"v":0.19588783718929365,"d":"0.20"},{"v":0.4211889524134416,"d":"0.42"},{"v":0.4927124636981848,"d":"0.49"},{"v":0.7756359730733573,"d":"0.78"},0.0001276,1.7219,2,3.76611E-4,{"v":448.3778474617217,"d":"448"},{"v":485.6178404500181,"d":"486"},{"v":612.44,"d":"612"},0.95,0.95,0.95,448,486,612,193,209,263,{"v":0.16455496588623258,"d":"0.16"},{"v":0.1922740711354792,"d":"0.19"},{"v":0.30142179085547277,"d":"0.30"},1.9,9.6,10.5,16.1,null,3074,null,{"v":0.8,"d":"80%"},null,null,0,10.4,12.2,21.85,null,1,1,1,448,486,612,null,0,0,0,1]
["34016010",null,null,3,40,160,10,11.5,0,26,30,45.5,{"v":1386.9,"d":"1387"},{"v":2603.9362232520607,"d":"2604"},{"v":2826.698800652902,"d":"2827"},{"v":3605.38,"d":"3605"},1.5,1.08,1.08,1.08,1387,2604,2827,3605,119,224,243,310,{"v":0.09609682566190916,"d":"0.10"},{"v":0.31579069683258104,"d":"0.32"},{"v":0.3682343427384388,"d":"0.37"},{"v":0.5834332220487198,"d":"0.58"},3.969E-4,1.7346,2,0.000367347,{"v":361.00257998610687,"d":"361"},{"v":391.8857730720053,"d":"392"},{"v":499.84,"d":"500"},0.98,0.98,0.98,361,392,500,155,169,215,{"v":0.15784887533096326,"d":"0.16"},{"v":0.18572654509721107,"d":"0.19"},{"v":0.29228700277798675,"d":"0.29"},1.1,11,12.4,19.2,null,1541,null,{"v":0.9,"d":"90%"},null,null,0,11.2,13,21.85,null,1,1,1,361,392,500,null,0,0,0,{"$f":"IF(SUM(BV916:BX916)=0,1,0)","v":1}]
["34016011",null,null,3,40,160,11,11.5,0,26,30,45.5,{"v":1374.96,"d":"1375"},{"v":3533.107636511756,"d":"3533"},{"v":3835.359341571188,"d":"3835"},{"v":4891.9,"d":"4892"},1.5,1.1,1.1,1.1,1375,3533,3835,4892,118,304,330,421,{"v":0.167287781420282,"d":"0.17"},{"v":0.9792338709007133,"d":"0.98"},{"v":1.1422415218620434,"d":"1.14"},{"v":1.8051385479062783,"d":"1.81"},3.969E-4,1.7346,4,0.000574288,592,642,819,0.95,0.95,0.95,592,642,819,255,276,352,{"v":0.7044266671948684,"d":"0.70"},{"v":0.8169862996987374,"d":"0.82"},{"v":1.2893886583447325,"d":"1.29"},2.1,11,12.4,19.2,null,2022,null,{"v":0.68,"d":"68%"},null,null,0,11.2,13,21.85,null,1,1,1,592,642,819,null,0,0,0,1]
["34016016",null,null,3,40,160,16,16.5,0,26,30,46.4,{"v":1849.6000000000001,"d":"1850"},{"v":4417.936888355559,"d":"4418"},{"v":4716.8848144627045,"d":"4717"},{"v":6723.7,"d":"6724"},1.5,1.1,1.1,1.1,1850,4418,4717,6724,159,380,406,578,{"v":0.41926049875363286,"d":"0.42"},{"v":2.304157087904469,"d":"2.30"},{"v":2.623365321816255,"d":"2.62"},{"v":5.246640893495311,"d":"5.25"},0.0002083,1.724,4,1.392796E-3,676,722,1030,0.95,0.95,0.95,676,722,1030,291,310,443,{"v":1.3661686148172167,"d":"1.37"},{"v":1.5462621883682115,"d":"1.55"},{"v":3.112728234709111,"d":"3.11"},3.2,11.5,12.8,19.6,null,2720,null,{"v":0.68,"d":"68%"},null,null,0,10,11.8,21.85,null,1,1,1,676,722,1030,null,0,0,0,1]
["34016020",null,null,3,40,160,20,21.5,0,26,30,46.4,{"v":2811.2000000000003,"d":"2811"},{"v":4165.887726998767,"d":"4166"},{"v":4522.2727563025155,"d":"4522"},{"v":5768.04,"d":"5768"},1.5,1.08,1.08,1.08,2811,4166,4522,5768,242,358,389,496,{"v":0.2624876989809857,"d":"0.26"},{"v":0.5639754157614939,"d":"0.56"},{"v":0.6634243449102452,"d":"0.66"},{"v":1.067440463456265,"d":"1.07"},0.0001276,1.7219,2,3.76611E-4,{"v":514.838906684732,"d":"515"},{"v":558.8825513697349,"d":"559"},{"v":712.84,"d":"713"},0.95,0.95,0.95,515,559,713,221,240,307,{"v":0.2198966130933455,"d":"0.22"},{"v":0.2582722974998709,"d":"0.26"},{"v":0.4176556738231726,"d":"0.42"},2.1,11.5,12.8,19.6,null,3514,null,{"v":0.8,"d":"80%"},null,null,0,10,11.8,21.85,null,1,1,1,515,559,713,null,0,0,0,1]
["34018010",null,null,3,40,180,10,11.5,0,26,30,46,{"v":1559.7,"d":"1560"},{"v":2970.687803991788,"d":"2971"},{"v":3224.825392294156,"d":"3225"},{"v":4113.18,"d":"4113"},1.5,1.08,1.08,1.08,1560,2971,3225,4113,134,256,277,354,{"v":0.12768992601235707,"d":"0.13"},{"v":0.4297192751285923,"d":"0.43"},{"v":0.498413628060751,"d":"0.50"},{"v":0.7911530543956264,"d":"0.79"},3.969E-4,1.7346,2,0.000367347,{"v":411.848013786967,"d":"412"},{"v":447.08095237792156,"d":"447"},{"v":570.24,"d":"570"},0.98,0.98,0.98,412,447,570,177,192,245,{"v":0.21495642722836134,"d":"0.21"},{"v":0.25036580839638034,"d":"0.25"},{"v":0.3956646711323137,"d":"0.40"},1.2,12.2,13.7,22,null,1733,null,{"v":0.9,"d":"90%"},null,null,0,10.9,12.7,21.85,null,1,1,1,412,447,570,null,0,0,0,1]
["34018011",null,null,3,40,180,11,11.5,0,26,30,46,1547,{"v":4030.7284303866513,"d":"4031"},{"v":4375.55079813051,"d":"4376"},{"v":5580.9,"d":"5581"},1.5,1.1,1.1,1.1,1547,4031,4376,5581,133,347,376,480,{"v":0.22402290320826687,"d":"0.22"},{"v":1.334539960528933,"d":"1.33"},{"v":1.55066969833801,"d":"1.55"},{"v":2.449906756699255,"d":"2.45"},3.969E-4,1.7346,4,0.000574288,{"v":675.1031362360226,"d":"675"},{"v":732.8571293240361,"d":"733"},{"v":934.74,"d":"935"},0.95,0.95,0.95,675,733,935,290,315,402,{"v":0.9544916955253598,"d":"0.95"},{"v":1.113829153173233,"d":"1.11"},{"v":1.757358951481191,"d":"1.76"},2.4,12.2,13.7,22,null,2275,null,{"v":0.68,"d":"68%"},null,null,0,10.9,12.7,21.85,null,1,1,1,675,733,935,null,0,0,0,1]
[{"$f":"CONCATENATE(D925,E925,F925,G925)","v":"34018016"},null,null,3,40,180,16,16.5,0,26,30,46.4,{"v":2080.8,"d":"2081"},{"v":4843.454970497693,"d":"4843"},{"v":5171.196369982144,"d":"5171"},{"v":7371.3,"d":"7371"},1.5,{"$f":"IF($G925=10,1.08,IF($G925=11,1.1,IF($G925=15,1.08,IF($G925=16,1.1,IF($G925=20,1.08,IF($G925=21,1.05))))))","v":1.1},1.1,1.1,2081,4843,5171,7371,179,417,445,634,{"$f":"(($AG925*(Y925^$AH925)*((($F925-14.4)*$AI925)/100))+($AJ925*(Y925^2)))*0.0098","v":{"v":0.5408437744324653,"d":"0.54"}},{"$f":"(($AG925*(Z925^$AH925)*((($F925-14.4)*$AI925)/100))+($AJ925*(Z925^2)))*0.0098","v":{"v":2.818265753607106,"d":"2.82"}},{"$f":"(($AG925*(AA925^$AH925)*((($F925-14.4)*$AI925)/100))+($AJ925*(AA925^2)))*0.0098","v":{"v":3.2004400554381953,"d":"3.20"}},{"$f":"(($AG925*(AB925^$AH925)*((($F925-14.4)*$AI925)/100))+($AJ925*(AB925^2)))*0.0098","v":{"v":6.402336385379058,"d":"6.40"}},0.0002083,1.724,4,1.392796E-3,{"v":686.3088894339993,"d":"686"},{"v":732.7492584003295,"d":"733"},{"v":1044.5,"d":"1045"},0.95,0.95,0.95,686,733,1045,295,315,449,{"$f":"(($AG925*(AT925^$AH925)*((($F925-14.4)*$AI925)/100))+($AJ925*(AT925^2)))*0.0098","v":{"v":1.4327504054076798,"d":"1.43"}},{"$f":"(($AG925*(AU925^$AH925)*((($F925-14.4)*$AI925)/100))+($AJ925*(AU925^2)))*0.0098","v":{"v":1.6285969093831283,"d":"1.63"}},{"$f":"(($AG925*(AV925^$AH925)*((($F925-14.4)*$AI925)/100))+($AJ925*(AV925^2)))*0.0098","v":{"v":3.256985222959438,"d":"3.26"}},3.6,11.5,12.8,19.6,null,3060,null,{"v":0.68,"d":"68%"},null,null,0,10,11.8,21.85,null,1,1,1,686,{"$f":"AR925/BP925","v":733},{"$f":"AS925/BQ925","v":1045},null,0,0,0,1]
["34018020",null,null,3,40,180,20,21.5,0,26,30,46.4,{"v":3162.4,"d":"3162"},{"v":4497.827519255519,"d":"4498"},{"v":4882.609466657616,"d":"4883"},{"v":6227.64,"d":"6228"},1.5,1.08,1.08,1.08,3162,4498,4883,6228,272,387,420,536,{"v":0.3375134522680305,"d":"0.34"},{"v":0.6710552050022549,"d":"0.67"},{"v":0.7872433408560319,"d":"0.79"},{"v":1.2676087797406754,"d":"1.27"},0.0001276,1.7219,2,3.76611E-4,{"v":526.1057925837863,"d":"526"},{"v":571.1133013295686,"d":"571"},{"v":728.44,"d":"728"},0.95,0.95,0.95,526,571,728,226,246,313,{"v":0.2353603329381103,"d":"0.24"},{"v":0.2775665618325251,"d":"0.28"},{"v":0.44366421223291913,"d":"0.44"},2.4,11.5,12.8,19.6,null,3953,null,{"v":0.8,"d":"80%"},null,null,0,10,11.8,21.85,null,{"$f":"IF((237.3*LN(($AQ$1*EXP(17.27*($AM$3/($AM$3+237.3))))))/(17.27-LN(($AQ$1*EXP(17.27*($AM$3/($AM$3+237.3))))))<(($AM$1+$AM$2)/2),1,IF(1/(1+((2258*((0.622/((101325/(1*611*EXP(17.27*((($AM$1+$AM$2)/2)/((($AM$1+$AM$2)/2)+237.3))))))-1)*1000-(0.622/((101325/($AQ$1*611*EXP(17.27*($AM$3/($AM$3+237.3))))))-1)*1000))/(1005*((($AM$1+$AM$2)/2)-$AM$3))))>1,1,1/(1+((2258*((0.622/((101325/(1*611*EXP(17.27*((($AM$1+$AM$2)/2)/((($AM$1+$AM$2)/2)+237.3))))))-1)*1000-(0.622/((101325/($AQ$1*611*EXP(17.27*($AM$3/($AM$3+237.3))))))-1)*1000))/(1005*((($AM$1+$AM$2)/2)-$AM$3))))))","v":1},1,1,526,571,728,null,0,0,0,1]
["34020010",null,null,3,40,200,10,11.5,0,26,30,46.5,{"v":1733.4,"d":"1733"},{"v":3259.5785648750903,"d":"3260"},{"v":3552.8677924068675,"d":"3553"},{"v":4620.98,"d":"4621"},1.5,1.08,1.08,1.08,1733,3260,3553,4621,149,280,306,397,{"v":0.1648659186093054,"d":"0.16"},{"v":0.5359604913845153,"d":"0.54"},{"v":0.6330595444338595,"d":"0.63"},{"v":1.0323113448799708,"d":"1.03"},3.969E-4,1.7346,2,0.000367347,{"v":451.89903695786995,"d":"452"},{"v":492.55985148767917,"d":"493"},{"v":640.64,"d":"641"},0.98,0.98,0.98,452,493,641,194,212,276,{"v":0.26974633951173027,"d":"0.27"},{"v":0.31839322337808124,"d":"0.32"},{"v":0.5216999291195293,"d":"0.52"},1.3,13.4,14.8,24,null,1926,null,{"v":0.9,"d":"90%"},null,null,0,10.7,12.5,21.85,null,1,1,1,452,493,641,null,0,0,0,1]
["34020011",null,null,3,40,200,11,11.5,0,26,30,46.5,{"v":1719.0400000000002,"d":"1719"},{"v":4422.705063408698,"d":"4423"},{"v":4820.649682883678,"d":"4821"},{"v":6269.9,"d":"6270"},1.5,1.1,1.1,1.1,1719,4423,4821,6270,148,380,415,539,{"v":0.2911879609258566,"d":"0.29"},{"v":1.6745484974017948,"d":"1.67"},{"v":1.973465693031688,"d":"1.97"},{"v":3.215429543480531,"d":"3.22"},3.969E-4,1.7346,4,0.000574288,741,807,1050,0.95,0.95,0.95,741,807,1050,319,347,452,{"v":1.2089524361917552,"d":"1.21"},{"v":1.4138727396795772,"d":"1.41"},{"v":2.3143510148052444,"d":"2.31"},2.7,13.4,14.8,24,null,2528,null,{"v":0.68,"d":"68%"},null,null,0,10.7,12.5,21.85,null,1,1,1,741,807,1050,null,0,0,0,1]
["34020016",null,null,3,40,200,16,16.5,0,26,30,47.1,2312,{"v":5667.175576169572,"d":"5667"},{"v":5971.354939858758,"d":"5971"},{"v":8617.7,"d":"8618"},1.5,1.1,1.1,1.1,2312,5667,5971,8618,199,487,514,741,{"v":0.6797737678261943,"d":"0.68"},{"v":3.888622963494634,"d":"3.89"},{"v":4.321030968910121,"d":"4.32"},{"v":8.837762361634432,"d":"8.84"},0.0002083,1.724,4,1.392796E-3,868,914,1320,0.95,0.95,0.95,868,914,1320,373,393,568,{"v":2.3103470177002245,"d":"2.31"},{"v":2.558212522415756,"d":"2.56"},{"v":5.2529022162438315,"d":"5.25"},{"v":4,"d":"4.0"},13.2,14.7,23.5,null,3400,null,{"v":0.68,"d":"68%"},null,null,0,10,11.4,21.85,null,1,1,1,868,914,1320,null,0,0,0,1]
["34020020",null,null,3,40,200,20,21.5,0,26,30,47.1,{"v":3513.6000000000004,"d":"3514"},{"v":5214.8121821672385,"d":"5215"},{"v":5684.028740747025,"d":"5684"},{"v":7392.84,"d":"7393"},1.5,1.08,1.08,1.08,3514,5215,5684,7393,302,448,489,636,{"v":0.42311312971539766,"d":"0.42"},{"v":0.9113328187919115,"d":"0.91"},{"v":1.0808827382560606,"d":"1.08"},{"v":1.804767358434455,"d":"1.80"},0.0001276,1.7219,2,3.76611E-4,{"v":644.4696492978713,"d":"644"},{"v":702.4575154739061,"d":"702"},{"v":913.64,"d":"914"},0.95,0.95,0.95,644,702,914,277,302,393,{"v":0.3577306705443238,"d":"0.36"},{"v":0.42311312971539766,"d":"0.42"},{"v":0.7061733139065255,"d":"0.71"},2.7,13.2,14.7,23.5,null,4392,null,{"v":0.8,"d":"80%"},null,null,0,10,11.4,21.85,null,1,1,1,644,702,914,null,0,0,0,1]
["34022010",null,null,3,40,220,10,11.5,0,26,30,46.9,{"v":1907.1000000000001,"d":"1907"},{"v":3560.7045070849035,"d":"3561"},{"v":3890.5075371280445,"d":"3891"},{"v":5128.78,"d":"5129"},1.5,1.08,1.08,1.08,1907,3561,3891,5129,164,306,335,441,{"v":0.20795487536531815,"d":"0.21"},{"v":0.6649528513575944,"d":"0.66"},{"v":0.7876316236324602,"d":"0.79"},{"v":1.3181530375289372,"d":"1.32"},3.969E-4,1.7346,2,0.000367347,{"v":493.6463121283521,"d":"494"},{"v":539.3693001453611,"d":"539"},{"v":711.04,"d":"711"},0.98,0.98,0.98,494,539,711,212,232,306,{"v":0.3352676626465814,"d":"0.34"},{"v":0.39659808957963044,"d":"0.40"},{"v":0.6649528513575944,"d":"0.66"},1.5,13.4,14.8,24,null,2119,null,{"v":0.9,"d":"90%"},null,null,0,10.5,12.3,21.85,null,1,1,1,494,539,711,null,0,0,0,1]
["34022011",null,null,3,40,220,11,11.5,0,26,30,46.9,{"v":1891.0800000000002,"d":"1891"},{"v":4831.282799097083,"d":"4831"},{"v":5278.770565343093,"d":"5279"},{"v":6958.9,"d":"6959"},1.5,1.1,1.1,1.1,1891,4831,5279,6959,163,415,454,598,{"v":0.36944392295391576,"d":"0.37"},{"v":2.0816746946687235,"d":"2.08"},{"v":2.4599536452154176,"d":"2.46"},{"v":4.108916430633029,"d":"4.11"},3.969E-4,1.7346,4,0.000574288,{"v":809.1872786876681,"d":"809"},{"v":884.1366084769129,"d":"884"},{"v":1165.54,"d":"1166"},0.95,0.95,0.95,809,884,1166,348,380,501,{"v":1.5011980733038943,"d":"1.50"},{"v":1.7674215645183677,"d":"1.77"},{"v":2.954796982009339,"d":"2.95"},2.9,13.4,14.8,24,null,2781,null,{"v":0.68,"d":"68%"},null,null,0,10.5,12.3,21.85,null,1,1,1,809,884,1166,null,0,0,0,1]
["34022016",null,null,3,40,220,16,16.5,0,26,30,47.8,{"v":2543.2000000000003,"d":"2543"},{"v":6291.725195404346,"d":"6292"},{"v":6553.83496101116,"d":"6554"},{"v":9564.7,"d":"9565"},1.5,1.1,1.1,1.1,2543,6292,6554,9565,219,541,564,823,{"v":0.8365771987211075,"d":"0.84"},{"v":4.859949006557038,"d":"4.86"},{"v":5.271221839350569,"d":"5.27"},{"v":11.028120296891252,"d":"11.03"},0.0002083,1.724,4,1.392796E-3,{"v":963.3581344600107,"d":"963"},{"v":1003.4910975149082,"d":"1003"},{"v":1464.5,"d":"1465"},0.95,0.95,0.95,963,1003,1465,414,431,630,{"v":2.8848425296225417,"d":"2.88"},{"v":3.1200973344986664,"d":"3.12"},{"v":6.542211558205909,"d":"6.54"},4.4,15.5,16.8,27.5,null,3740,null,{"v":0.68,"d":"68%"},null,null,0,10,11.1,21.85,null,1,1,1,963,1003,1465,null,0,0,0,1]
["34022020",null,null,3,40,220,20,21.5,0,26,30,47.8,{"v":3864.8,"d":"3865"},{"v":5696.566249617518,"d":"5697"},{"v":6224.199139745616,"d":"6224"},{"v":8205.24,"d":"8205"},1.5,1.08,1.08,1.08,3865,5697,6224,8205,332,490,535,706,{"v":0.5196051931550955,"d":"0.52"},{"v":1.1066428651103115,"d":"1.11"},{"v":1.3128927046129348,"d":"1.31"},{"v":2.253132130729565,"d":"2.25"},0.0001276,1.7219,2,3.76611E-4,{"v":704.0069565012294,"d":"704"},{"v":769.2141723663956,"d":"769"},{"v":1014.04,"d":"1014"},0.95,0.95,0.95,704,769,1014,303,331,436,{"v":0.4352139999072062,"d":"0.44"},{"v":0.5165738484716168,"d":"0.52"},{"v":0.8819313648082591,"d":"0.88"},2.9,15.5,16.8,27.5,null,4831,null,{"v":0.8,"d":"80%"},null,null,0,10,11.1,21.85,null,1,1,1,704,769,1014,null,0,0,0,1]
["34024010",null,null,3,40,240,10,11.5,0,26,30,47.2,{"v":2079.9,"d":"2080"},{"v":3860.418873592543,"d":"3860"},{"v":4228.985567352769,"d":"4229"},{"v":5636.58,"d":"5637"},1.5,1.08,1.08,1.08,2080,3860,4229,5637,179,332,364,485,{"v":0.25727792326697946,"d":"0.26"},{"v":0.8112280684719688,"d":"0.81"},{"v":0.9631272119292901,"d":"0.96"},{"v":1.6465778870546586,"d":"1.65"},3.969E-4,1.7346,2,0.000367347,{"v":535.1978903129482,"d":"535"},{"v":586.2949664073159,"d":"586"},{"v":781.44,"d":"781"},{"$f":"IF($G940=10,0.98,IF($G940=11,0.95,IF($G940=15,1.01,IF($G940=16,0.95,IF($G940=20,0.95,IF($G940=21,0.85))))))","v":0.98},0.98,0.98,535,586,781,230,252,336,{"v":0.40968486620571454,"d":"0.41"},{"v":0.4855035182292864,"d":"0.49"},{"v":0.8295464687093747,"d":"0.83"},1.6,14.8,16.6,28,null,2311,null,{"v":0.9,"d":"90%"},null,null,0,10.4,12.2,21.85,null,1,1,1,535,586,781,null,0,0,0,1]
["34024011",null,null,3,40,240,11,11.5,0,26,30,47.2,{"v":2063.1200000000003,"d":"2063"},{"v":5237.945261727575,"d":"5238"},{"v":5738.028861571599,"d":"5738"},{"v":7647.9,"d":"7648"},1.5,1.1,1.1,1.1,2063,5238,5738,7648,177,450,493,658,{"v":0.45470201790033515,"d":"0.45"},{"v":2.5443263605089523,"d":"2.54"},{"v":3.0134634241110767,"d":"3.01"},{"v":5.151925284362496,"d":"5.15"},3.969E-4,1.7346,4,0.000574288,877,961,1281,0.95,0.95,0.95,877,961,1281,377,413,551,{"v":1.8332088548014907,"d":"1.83"},{"v":2.1703781533558777,"d":"2.17"},{"v":3.704430979547201,"d":"3.70"},3.2,14.8,16.6,28,null,3034,null,{"v":0.68,"d":"68%"},null,null,0,10.4,12.2,21.85,null,1,1,1,877,961,1281,null,0,0,0,1]
["34024016",null,null,3,40,240,16,16.5,0,26,30,48.1,{"v":2774.4,"d":"2774"},{"v":6916.3686790875245,"d":"6916"},{"v":7167.974498648592,"d":"7168"},{"v":10511.7,"d":"10512"},1.5,1.1,1.1,1.1,2774,6916,7168,10512,239,595,616,904,{"v":1.0117659657418578,"d":"1.01"},{"v":5.950589261856252,"d":"5.95"},{"v":6.366622732350354,"d":"6.37"},{"v":13.454619784961755,"d":"13.45"},0.0002083,1.724,4,1.392796E-3,1059,1098,1610,0.95,0.95,0.95,1059,1098,1610,455,472,692,{"v":3.5300159430065703,"d":"3.53"},{"v":3.7910912175214273,"d":"3.79"},{"v":7.987173009623401,"d":"7.99"},4.8,16.4,17.7,29.7,null,4080,null,{"v":0.68,"d":"68%"},null,null,0,10,10.9,21.85,null,1,1,1,1059,1098,1610,null,0,0,0,1]
["34024020",null,null,3,40,240,20,21.5,0,26,30,48.1,4216,{"v":6176.062018327259,"d":"6176"},{"v":6765.710663484422,"d":"6766"},{"v":9017.64,"d":"9018"},1.5,1.08,1.08,1.08,4216,6176,6766,9018,363,531,582,776,{"v":0.6306589075623391,"d":"0.63"},{"v":1.3184926701217123,"d":"1.32"},{"v":1.575520331332113,"d":"1.58"},{"v":2.756451557337142,"d":"2.76"},0.0001276,1.7219,2,3.76611E-4,{"v":763.2651731167613,"d":"763"},{"v":836.1365714104334,"d":"836"},{"v":1114.44,"d":"1114"},0.95,0.95,0.95,763,836,1114,328,359,479,{"v":0.51827708039998,"d":"0.52"},{"v":0.6172723307370914,"d":"0.62"},{"v":1.0794747424565225,"d":"1.08"},3.2,16.4,17.7,29.7,null,5270,null,{"v":0.8,"d":"80%"},null,null,0,10,10.9,21.85,null,1,1,1,763,836,1114,null,0,0,0,1]
["34026010",null,null,3,40,260,10,11.5,0,26,30,47.8,{"v":2253.6,"d":"2254"},{"v":4178.178400000001,"d":"4178"},{"v":4608.285,"d":"4608"},{"v":6144.38,"d":"6144"},1.5,1.08,1.08,1.08,2254,4178,4608,6144,194,359,396,528,{"v":0.3131482954158673,"d":"0.31"},{"v":0.9806644219425941,"d":"0.98"},{"v":1.1770680299869807,"d":"1.18"},{"v":2.0125184153009763,"d":"2.01"},3.969E-4,1.7346,2,0.000367347,{"v":579.2512,"d":"579"},{"v":638.88,"d":"639"},{"v":851.84,"d":"852"},0.98,0.98,0.98,579,639,852,249,275,366,{"v":0.4971168110898011,"d":"0.50"},{"v":0.5976608909989917,"d":"0.60"},{"v":1.0165350975712137,"d":"1.02"},1.7,16.2,18.6,31.4,null,2504,null,{"v":0.9,"d":"90%"},null,null,0,10.2,11.9,21.85,null,1,1,1,579,639,852,null,0,0,0,1]
["34026011",null,null,3,40,260,11,11.5,0,26,30,47.8,{"v":2234.48,"d":"2234"},{"v":5669.092000000001,"d":"5669"},{"v":6252.674999999999,"d":"6253"},{"v":8336.9,"d":"8337"},1.5,1.1,1.1,1.1,2234,5669,6253,8337,192,488,538,717,{"v":0.556458892027416,"d":"0.56"},{"v":3.1003441376081904,"d":"3.10"},{"v":3.713538422378124,"d":"3.71"},{"v":6.323975284639888,"d":"6.32"},3.969E-4,1.7346,4,0.000574288,{"v":949.5112,"d":"950"},{"v":1047.2549999999999,"d":"1047"},{"v":1396.34,"d":"1396"},0.95,0.95,0.95,950,1047,1396,409,450,600,{"v":2.2371204011135477,"d":"2.24"},{"v":2.668852231476058,"d":"2.67"},{"v":4.544789485712489,"d":"4.54"},3.5,16.2,18.6,31.4,null,3286,null,{"v":0.68,"d":"68%"},null,null,0,10.2,11.9,21.85,null,1,1,1,950,1047,1396,null,0,0,0,1]
["34026020",null,null,3,40,260,20,21.5,0,26,30,48.1,4568,{"v":6444.5232000000005,"d":"6445"},{"v":7107.93,"d":"7108"},{"v":9477.24,"d":"9477"},1.5,1.08,1.08,1.08,4568,6445,7108,9477,393,554,611,815,{"v":0.7501824181040446,"d":"0.75"},{"v":1.4581371213480712,"d":"1.46"},{"v":1.7629893390377123,"d":"1.76"},{"v":3.0840089604891157,"d":"3.08"},0.0001276,1.7219,2,3.76611E-4,{"v":768.4272000000001,"d":"768"},{"v":847.53,"d":"848"},{"v":1130.04,"d":"1130"},0.95,0.95,0.95,768,848,1130,330,365,486,{"v":0.5352679613494188,"d":"0.54"},{"v":0.6503212769466717,"d":"0.65"},{"v":1.131438641834318,"d":"1.13"},3.5,16.4,17.7,29.7,null,5710,null,{"v":0.8,"d":"80%"},null,null,0,10,10.9,21.85,null,1,1,1,768,848,1130,null,0,0,0,1]
["34026021",null,null,3,40,260,21,21.5,0,26,30,48.1,{"v":4729.6,"d":"4730"},{"v":9234.826365261362,"d":"9235"},{"v":9570.775056736626,"d":"9571"},{"v":14035.359999999999,"d":"14035"},1.5,1.05,1.05,1.05,4730,9235,9571,14035,407,794,823,1207,{"v":1.2174045843240047,"d":"1.22"},{"v":4.386263087795206,"d":"4.39"},{"v":4.699623379387812,"d":"4.70"},{"v":9.828773759743742,"d":"9.83"},0.0001276,1.7219,4,0.000514201,{"v":1167.5126679363457,"d":"1168"},{"v":1209.9849719689844,"d":"1210"},{"v":1774.42,"d":"1774"},0.85,0.85,0.85,1168,1210,1774,502,520,763,{"v":1.8190609839698662,"d":"1.82"},{"v":1.9461054883013664,"d":"1.95"},{"v":4.062882859258807,"d":"4.06"},6.9,16.4,17.7,29.7,null,5912,null,{"v":0.8,"d":"80%"},null,null,0,10,10.9,21.85,null,1,1,1,1168,1210,1774,null,0,0,0,1]
["34028011",null,null,3,40,280,11,11.5,0,26,30,47.8,{"v":2406.52,"d":"2407"},{"v":5976.860000000001,"d":"5977"},{"v":6598.976072058858,"d":"6599"},{"v":8789.5,"d":"8790"},1.5,1.1,1.1,1.1,2407,5977,6599,8790,207,514,568,756,{"v":0.6711639857574683,"d":"0.67"},{"v":3.5696256833176774,"d":"3.57"},{"v":4.292517537717698,"d":"4.29"},{"v":7.283663959314455,"d":"7.28"},3.969E-4,1.7346,4,0.000574288,956,1056,1406,0.95,0.95,0.95,956,1056,1406,411,454,605,{"v":2.363766327647849,"d":"2.36"},{"v":2.839310118041396,"d":"2.84"},{"v":4.823297360081161,"d":"4.82"},3.7,16.2,18.6,31.4,null,3539,null,{"v":0.68,"d":"68%"},null,null,0,10.2,11.9,21.85,null,1,1,1,956,1056,1406,null,0,0,0,1]
["34028015",null,null,3,40,280,15,16.5,0,26,30,48.9,3512,{"v":5583.9635634029,"d":"5584"},{"v":5708.947546820164,"d":"5709"},{"v":8483.56,"d":"8484"},1.5,1.08,1.08,1.08,3512,5584,5709,8484,302,480,491,730,{"v":0.6172880739985275,"d":"0.62"},{"v":1.4973769906672623,"d":"1.50"},{"v":1.5638277222676435,"d":"1.56"},{"v":3.3484388456827587,"d":"3.35"},0.0002083,1.724,2,0.000461829,{"v":762.2334450352322,"d":"762"},{"v":779.2942605603806,"d":"779"},{"v":1158.04,"d":"1158"},1.01,1.01,1.01,762,779,1158,328,335,498,{"v":0.7227149213034564,"d":"0.72"},{"v":0.7524622664738284,"d":"0.75"},{"v":1.6068391234938044,"d":"1.61"},2.8,19.3,20.4,34.5,null,4390,null,{"v":0.8,"d":"80%"},null,null,0,10,10.6,21.85,null,1,1,1,762,779,1158,null,0,0,0,1]
["34028020",null,null,3,40,280,20,21.5,0,26,30,48.9,{"v":4919.200000000001,"d":"4919"},{"v":7236.859200000001,"d":"7237"},{"v":7990.125366439738,"d":"7990"},{"v":10642.44,"d":"10642"},1.5,1.08,1.08,1.08,4919,7237,7990,10642,423,622,687,915,{"v":0.8815101256914365,"d":"0.88"},{"v":1.8574060664841625,"d":"1.86"},{"v":2.2516092472705127,"d":"2.25"},{"v":3.924864715604983,"d":"3.92"},0.0001276,1.7219,2,3.76611E-4,{"v":894.3632000000001,"d":"894"},{"v":987.455178225689,"d":"987"},{"v":1315.24,"d":"1315"},0.95,0.95,0.95,894,987,1315,384,424,565,{"v":0.731424024445645,"d":"0.73"},{"v":0.885537105565082,"d":"0.89"},{"v":1.5421797125957473,"d":"1.54"},3.7,19.3,20.4,34.5,null,6149,null,{"v":0.8,"d":"80%"},null,null,0,10,10.6,21.85,null,1,1,1,894,987,1315,null,0,0,0,1]
["34028021",null,null,3,40,280,21,21.5,0,26,30,48.1,{"v":5093.6,"d":"5094"},{"v":10516.06232539558,"d":"10516"},{"v":10751.439821034392,"d":"10751"},{"v":15976.76,"d":"15977"},1.5,1.05,1.05,1.05,5094,10516,10751,15977,438,904,925,1374,{"v":1.4363247538778632,"d":"1.44"},{"v":5.75336682600242,"d":"5.75"},{"v":6.0128744748590695,"d":"6.01"},{"v":12.875842236012033,"d":"12.88"},0.0001276,1.7219,4,0.000514201,{"v":1261.7808956926551,"d":"1262"},{"v":1290.0229142432502,"d":"1290"},{"v":1916.9885000000002,"d":"1917"},0.85,0.85,0.85,1262,1290,1917,543,555,824,{"v":2.1656497129108883,"d":"2.17"},{"v":2.258122327655359,"d":"2.26"},{"v":4.815594456282317,"d":"4.82"},7.5,19.3,20.4,34.5,null,6367,null,{"v":0.8,"d":"80%"},null,null,0,10,10.6,21.85,null,1,1,1,1262,1290,1917,null,0,0,0,1]
["34030011",null,null,3,40,300,11,11.5,0,26,30,47.8,{"v":2578.5600000000004,"d":"2579"},6285,6939,9242,1.5,1.1,1.1,1.1,2579,6285,6939,9242,222,541,597,795,{"v":0.7994180161635752,"d":"0.80"},{"v":4.094752670554713,"d":"4.09"},{"v":4.909435421762667,"d":"4.91"},{"v":8.329070145632567,"d":"8.33"},3.969E-4,1.7346,4,0.000574288,963,1063,1416,0.95,0.95,0.95,963,1063,1416,414,457,609,{"v":2.5033921219274102,"d":"2.50"},{"v":3.0018914286103233,"d":"3.00"},{"v":5.092866662726184,"d":"5.09"},{"v":4,"d":"4.0"},16.2,18.6,31.4,null,3792,null,{"v":0.68,"d":"68%"},null,null,0,10.2,11.9,21.85,null,1,1,1,963,1063,1416,null,0,0,0,1]
["34030015",null,null,3,40,300,15,16.5,0,26,30,48.9,{"v":3763.2000000000003,"d":"3763"},5796,5926,8806,1.5,1.08,1.08,1.08,3763,5796,5926,8806,324,498,510,757,{"v":0.7233599233142931,"d":"0.72"},{"v":1.643314411008639,"d":"1.64"},{"v":1.7198862695364554,"d":"1.72"},{"v":3.6657492733438,"d":"3.67"},0.0002083,1.724,2,0.000461829,771,788,1171,1.01,1.01,1.01,771,{"$f":"ROUND(AL960*POWER(CF_cool,AO960),0)","v":788},{"$f":"ROUND(AM960*POWER(CF_cool,AP960),0)","v":1171},332,339,504,{"v":0.7577735470005392,"d":"0.76"},{"v":0.7885146581335815,"d":"0.79"},{"v":1.6813903761483546,"d":"1.68"},{"v":3,"d":"3.0"},19.3,20.4,34.5,null,4704,null,{"v":0.8,"d":"80%"},null,null,0,10,10.6,21.85,null,1,1,1,771,788,1171,null,0,0,0,1]
["34030020",null,null,3,40,300,20,21.5,0,26,30,48.9,{"v":5270.400000000001,"d":"5270"},7549,8335,11102,1.5,1.08,1.08,1.08,5270,7549,8335,11102,453,649,717,955,{"v":1.02493009375918,"d":"1.02"},{"v":2.0514636214383453,"d":"2.05"},{"v":2.4873001829268433,"d":"2.49"},{"v":4.332436968161896,"d":"4.33"},0.0001276,1.7219,2,3.76611E-4,905,999,1331,0.95,0.95,0.95,905,999,1331,389,430,572,{"v":0.7643191951279811,"d":"0.76"},{"v":0.9270141780135613,"d":"0.93"},{"v":1.6073504963383516,"d":"1.61"},{"v":4,"d":"4.0"},19.3,20.4,34.5,null,6588,null,{"v":0.8,"d":"80%"},null,null,0,10,10.6,21.85,null,1,1,1,905,999,1331,null,0,0,0,1]
["34030021",null,null,3,40,300,21,21.5,0,26,30,48.1,{"v":5457.6,"d":"5458"},10844,11086,16475,1.5,1.05,1.05,1.05,5458,10844,11086,16475,469,933,953,1417,{"v":1.676472003215426,"d":"1.68"},{"v":6.243209429183868,"d":"6.24"},{"v":6.502347653314121,"d":"6.50"},{"v":13.930846770207117,"d":"13.93"},0.0001276,1.7219,4,0.000514201,1468,1501,2231,0.85,0.85,0.85,1468,1501,2231,631,645,959,{"v":2.953216690183114,"d":"2.95"},{"v":3.079697472311227,"d":"3.08"},{"v":6.5810810968934375,"d":"6.58"},{"v":8,"d":"8.0"},19.3,20.4,34.5,null,6822,null,{"v":0.8,"d":"80%"},null,null,0,10,10.6,21.85,null,1,1,1,1468,1501,2231,null,0,0,0,1]
["3505011",null,null,3,50,50,11,11.5,0,26,30,38.8,{"v":471.24,"d":"471"},{"v":881.020769215156,"d":"881"},{"v":942.7581061776938,"d":"943"},{"v":1102.4,"d":"1102"},1.5,1.1,1.1,1.1,471,881,943,1102,41,76,81,95,{"v":0.012935683513089621,"d":"0.01"},{"v":0.04264368655521608,"d":"0.04"},{"v":0.04824620699494949,"d":"0.05"},{"v":0.06572003953396613,"d":"0.07"},3.969E-4,1.7346,4,0.000574288,{"$f":"AK867","v":{"v":147.5613886319724,"d":"148"}},{"v":157.90172054122763,"d":"158"},{"v":184.64,"d":"185"},0.95,0.95,0.95,148,158,185,64,68,80,{"v":0.030575828151930776,"d":"0.03"},{"v":0.03438168223252566,"d":"0.03"},{"v":0.047098764109165574,"d":"0.05"},0.7,3.6,4.1,5.1,null,693,null,{"v":0.68,"d":"68%"},null,null,0,14.2,16.2,21.85,null,1,1,1,148,158,185,null,0,0,0,1]
["3506010",null,null,3,50,60,10,11.5,0,26,30,40,{"v":581.4,"d":"581"},{"v":841.6922568781392,"d":"842"},{"v":901.3595094153106,"d":"901"},{"v":1066.38,"d":"1066"},1.5,1.08,1.08,1.08,581,842,901,1066,50,72,77,92,{"v":0.01214004296048507,"d":"0.01"},{"v":0.024572994832794695,"d":"0.02"},{"v":0.027985026550444856,"d":"0.03"},{"v":0.03951290218026669,"d":"0.04"},3.969E-4,1.7346,2,0.000367347,{"$f":"AK868","v":{"v":116.68990721587436,"d":"117"}},{"v":124.9620115455649,"d":"125"},{"v":147.84,"d":"148"},0.98,0.98,0.98,117,125,148,50,54,64,{"v":0.01214004296048507,"d":"0.01"},{"v":0.014086095785072505,"d":"0.01"},{"v":0.019563990759703984,"d":"0.02"},0.4,4.8,5.4,6.8,null,646,null,{"v":0.9,"d":"90%"},null,null,0,13.6,15.6,21.85,null,1,1,1,117,125,148,null,0,0,0,1]
["3506015",null,null,3,50,60,15,16.5,0,26,30,41.1,832,{"v":957.1925835750966,"d":"957"},{"v":1027.5250511543745,"d":"1028"},{"v":1359.96,"d":"1360"},1.5,1.08,1.08,1.08,832,957,1028,1360,72,82,88,117,{"v":0.02642689073290013,"d":"0.03"},{"v":0.03414189879712035,"d":"0.03"},{"v":0.0392386054187797,"d":"0.04"},{"v":0.06880178174125845,"d":"0.07"},0.0002083,1.724,2,0.000461829,{"$f":"AK870","v":{"v":130.66063061772473,"d":"131"}},{"v":140.26129481477255,"d":"140"},{"v":185.64,"d":"186"},1.01,1.01,1.01,131,140,186,56,60,80,{"v":0.016115444159911004,"d":"0.02"},{"v":0.018458252538956766,"d":"0.02"},{"v":0.0325208961878376,"d":"0.03"},0.6,4.8,5.5,7.2,null,1040,null,{"v":0.8,"d":"80%"},null,null,0,12.3,14.4,21.85,null,1,1,1,131,140,186,null,0,0,0,1]
["3506016",null,null,3,50,60,16,16.5,0,26,30,41.1,{"v":774.5200000000001,"d":"775"},{"v":1399.7241764138612,"d":"1400"},{"v":1502.5729206967153,"d":"1503"},{"v":1988.7,"d":"1989"},1.5,1.1,1.1,1.1,775,1400,1503,1989,67,120,129,171,{"v":0.06650928759934463,"d":"0.07"},{"v":0.21085507991814395,"d":"0.21"},{"v":0.24334273125065864,"d":"0.24"},{"v":0.4254627173067976,"d":"0.43"},0.0002083,1.724,4,1.392796E-3,{"$f":"AK871","v":214},230,305,0.95,0.95,0.95,214,230,305,92,99,131,{"v":0.12457564927087089,"d":"0.12"},{"v":0.14404410806926615,"d":"0.14"},{"v":0.2508759331127468,"d":"0.25"},1.2,4.8,5.5,7.2,null,1139,null,{"v":0.68,"d":"68%"},null,null,0,12.3,14.4,21.85,null,1,1,1,214,230,305,null,0,0,0,1]
["3506021",null,null,3,50,60,21,21.5,0,26,30,41.1,{"v":1239.2,"d":"1239"},{"v":1802.6437228662567,"d":"1803"},{"v":1935.0981352499616,"d":"1935"},{"v":2561.16,"d":"2561"},1.5,1.05,1.05,1.05,1239,1803,1935,2561,107,155,166,220,{"v":0.06481374223055926,"d":"0.06"},{"v":0.13454431150760796,"d":"0.13"},{"v":0.15402657304252074,"d":"0.15"},{"v":0.2685289255955803,"d":"0.27"},0.0001276,1.7219,4,0.000514201,{"$f":"AK873","v":{"v":233.8293185941635,"d":"234"}},{"v":251.01059773412922,"d":"251"},{"v":332.22,"d":"332"},0.85,0.85,0.85,234,251,332,101,108,143,{"v":0.05785134679032401,"d":"0.06"},{"v":0.06601213332318584,"d":"0.07"},{"v":0.1147780548995266,"d":"0.11"},1.6,4.8,5.5,7.2,null,1549,null,{"v":0.8,"d":"80%"},null,null,0,12.3,14.4,21.85,null,1,1,1,234,251,332,null,0,0,0,1]
["3507010",null,null,3,50,70,10,11.5,0,26,30,41,{"v":677.7,"d":"678"},{"v":1029.7403904507714,"d":"1030"},{"v":1104.285963590294,"d":"1104"},{"v":1320.28,"d":"1320"},1.5,1.08,1.08,1.08,678,1030,1104,1320,58,89,95,114,{"v":0.017063240433459286,"d":"0.02"},{"v":0.038924960889446435,"d":"0.04"},{"v":0.0441465902182657,"d":"0.04"},{"v":0.06277820934346216,"d":"0.06"},3.969E-4,1.7346,2,0.000367347,{"$f":"AK874","v":{"v":142.7603849699376,"d":"143"}},{"v":153.09517888293954,"d":"153"},{"v":183.04,"d":"183"},0.98,0.98,0.98,143,153,183,61,66,79,{"v":0.018801217016227327,"d":"0.02"},{"v":0.02187876494532763,"d":"0.02"},{"v":0.03093277823234393,"d":"0.03"},0.5,5.5,5.9,7.9,null,753,null,{"v":0.9,"d":"90%"},null,null,0,13.2,15.1,21.85,null,1,1,1,143,153,183,null,0,0,0,1]
["3507015",null,null,3,50,70,15,16.5,0,26,30,41.1,{"v":975.8273541699666,"d":"976"},{"v":1070.8273541699666,"d":"1071"},{"v":1149.5094620994566,"d":"1150"},{"v":1521.41,"d":"1521"},1.5,1.08,1.08,1.08,976,1071,1150,1521,{"$f":"ROUND(U974*3600/(4186*ABS($O$1-$O$2)),0)","v":84},{"$f":"ROUND(V974*3600/(4186*ABS($O$1-$O$2)),0)","v":92},{"$f":"ROUND(W974*3600/(4186*ABS($O$1-$O$2)),0)","v":99},{"$f":"ROUND(X974*3600/(4186*ABS($O$1-$O$2)),0)","v":131},{"v":0.036649876914223174,"d":"0.04"},{"v":0.043822991749213405,"d":"0.04"},{"v":0.05061744266822105,"d":"0.05"},{"v":0.08781307235307986,"d":"0.09"},0.0002083,1.724,2,0.000461829,{"$f":"AK876","v":{"v":135.09481491470635,"d":"135"}},{"v":145.0212935075816,"d":"145"},{"v":191.94,"d":"192"},1.01,1.01,1.01,135,145,192,{"$f":"ROUND(AQ974*3600/(4186*ABS($AM$1-$AM$2)),0)","v":58},{"$f":"ROUND(AR974*3600/(4186*ABS($AM$1-$AM$2)),0)","v":62},{"$f":"ROUND(AS974*3600/(4186*ABS($AM$1-$AM$2)),0)","v":83},{"v":0.017715040719154605,"d":"0.02"},{"v":0.020190861450308,"d":"0.02"},{"v":0.03579769620508036,"d":"0.04"},0.7,5.1,5.6,7.2,null,1214,null,{"v":0.8,"d":"80%"},null,null,0,12.3,14.4,21.85,null,1,1,1,135,145,192,null,0,0,0,1]
["3507016",null,null,3,50,70,16,16.5,0,26,30,41.1,{"v":903.72,"d":"904"},{"v":1627.62717250317,"d":"1628"},{"v":1747.2217424001376,"d":"1747"},{"v":2312.5,"d":"2313"},1.5,1.1,1.1,1.1,904,1628,1747,2313,78,140,150,199,{"v":0.09134186769301138,"d":"0.09"},{"v":0.2902779131483183,"d":"0.29"},{"v":0.33273460547085354,"d":"0.33"},{"v":0.5822430562049591,"d":"0.58"},0.0002083,1.724,4,1.392796E-3,{"$f":"AK877","v":{"v":219.59769851718443,"d":"220"}},{"v":235.7332685962564,"d":"236"},312,0.95,0.95,0.95,220,236,312,95,101,134,{"v":0.1348444213322838,"d":"0.13"},{"v":0.1521944098151945,"d":"0.15"},{"v":0.26618360536544905,"d":"0.27"},1.4,5.1,5.6,7.2,null,1329,null,{"v":0.68,"d":"68%"},null,null,0,12.3,14.4,21.85,null,1,1,1,220,236,312,null,0,0,0,1]
["3507021",null,null,3,50,70,21,21.5,0,26,30,41.1,{"v":1445.6000000000001,"d":"1446"},{"v":1977.829194535895,"d":"1978"},{"v":2123.1558613833213,"d":"2123"},{"v":2810.06,"d":"2810"},1.5,1.05,1.05,1.05,1446,1978,2123,2810,124,170,183,242,{"v":0.0886734149457019,"d":"0.09"},{"v":0.16489933699427986,"d":"0.16"},{"v":0.1906306494771868,"d":"0.19"},{"v":0.3305057858506517,"d":"0.33"},0.0001276,1.7219,4,0.000514201,{"$f":"AK879","v":{"v":240.30463534531125,"d":"240"}},{"v":257.9617069363265,"d":"258"},{"v":341.42,"d":"341"},0.85,0.85,0.85,240,258,341,103,111,147,{"v":0.06159102799690025,"d":"0.06"},{"v":0.07133572501153694,"d":"0.07"},{"v":0.12389224890734116,"d":"0.12"},1.9,5.1,5.6,7.2,null,1807,null,{"v":0.8,"d":"80%"},null,null,0,12.3,14.4,21.85,null,1,1,1,240,258,341,null,0,0,0,1]
["3508010",null,null,3,50,80,10,11.5,0,26,30,41.8,{"v":774.9,"d":"775"},{"v":1214.2269940407766,"d":"1214"},{"v":1304.143370405705,"d":"1304"},{"v":1574.18,"d":"1574"},1.5,1.08,1.08,1.08,775,1214,1304,1574,67,104,112,135,{"v":0.02366539691855473,"d":"0.02"},{"v":0.05502875488465266,"d":"0.06"},{"v":0.06345686966495562,"d":"0.06"},{"v":0.09090986199355394,"d":"0.09"},3.969E-4,1.7346,2,0.000367347,{"$f":"AK880","v":{"v":168.33710197020613,"d":"168"}},{"v":180.80286190736828,"d":"181"},{"v":218.24,"d":"218"},0.98,0.98,0.98,168,181,218,72,78,94,{"v":0.027165359623318678,"d":"0.03"},{"v":0.03167181300086596,"d":"0.03"},{"v":0.045312552969066985,"d":"0.05"},0.5,6.3,6.8,9.1,null,861,null,{"v":0.9,"d":"90%"},null,null,0,12.8,14.7,21.85,null,1,1,1,168,181,218,null,0,0,0,1]
["3508015",null,null,3,50,80,15,16.5,0,26,30,42.4,{"v":1109.6000000000001,"d":"1110"},{"v":1395.33740436932,"d":"1395"},{"v":1496.2563490716184,"d":"1496"},{"v":2007.56,"d":"2008"},1.5,1.08,1.08,1.08,1110,1395,1496,2008,95,120,129,173,{"v":0.04772418883454872,"d":"0.05"},{"v":0.0754619408365597,"d":"0.08"},{"v":0.08697073187627373,"d":"0.09"},{"v":0.1547867774406054,"d":"0.15"},0.0002083,1.724,2,0.000461829,{"$f":"AK882","v":{"v":190.4691577304631,"d":"190"}},{"v":204.24499885412456,"d":"204"},{"v":274.04,"d":"274"},1.01,1.01,1.01,190,204,274,82,88,118,{"v":0.035768909532348576,"d":"0.04"},{"v":0.041076258231928696,"d":"0.04"},{"v":0.07301376057828349,"d":"0.07"},0.8,6,6.7,9,null,1387,null,{"v":0.8,"d":"80%"},null,null,0,11.8,13.7,21.85,null,1,1,1,190,204,274,null,0,0,0,{"$f":"IF(SUM(BV980:BX980)=0,1,0)","v":1}]
["3508016",null,null,3,50,80,16,16.5,0,26,30,42.4,{"v":1032.24,"d":"1032"},{"v":2040.4331716148024,"d":"2040"},{"v":2188.0092071816284,"d":"2188"},{"v":2935.7,"d":"2936"},1.5,1.1,1.1,1.1,1032,2040,2188,2936,89,175,188,252,{"v":0.1204090451473749,"d":"0.12"},{"v":0.4574474388725192,"d":"0.46"},{"v":0.5270441899399481,"d":"0.53"},{"v":0.9407339766638919,"d":"0.94"},0.0002083,1.724,4,1.392796E-3,{"$f":"AK883","v":312},335,450,0.95,0.95,0.95,312,335,450,134,144,194,{"v":0.2699776637468608,"d":"0.27"},{"v":0.31121106327333475,"d":"0.31"},{"v":0.5608119342375016,"d":"0.56"},1.6,6,6.7,9,null,1518,null,{"v":0.68,"d":"68%"},null,null,0,11.8,13.7,21.85,null,1,1,1,312,335,450,null,0,0,0,1]
["3508021",null,null,3,50,80,21,21.5,0,26,30,42.4,{"v":1652.8000000000002,"d":"1653"},{"v":2627.7848955664344,"d":"2628"},{"v":2817.8416357747774,"d":"2818"},{"v":3780.76,"d":"3781"},1.5,1.05,1.05,1.05,1653,2628,2818,3781,142,226,242,325,{"v":0.11828482132104842,"d":"0.12"},{"v":0.29449823797779945,"d":"0.29"},{"v":0.3368712257217761,"d":"0.34"},{"v":0.6016452248134326,"d":"0.60"},0.0001276,1.7219,4,0.000514201,{"$f":"AK885","v":{"v":340.86222571220884,"d":"341"}},{"v":365.515371252517,"d":"366"},{"v":490.42,"d":"490"},0.85,0.85,0.85,341,366,490,147,157,211,{"v":0.12659023968056798,"d":"0.13"},{"v":0.14403307699408213,"d":"0.14"},{"v":0.25732674402542394,"d":"0.26"},2.1,6,6.7,9,null,2066,null,{"v":0.8,"d":"80%"},null,null,0,11.8,13.7,21.85,null,1,1,1,341,366,490,null,0,0,0,1]
["3509010",null,null,3,50,90,10,11.5,0,26,30,42.4,{"v":871.2,"d":"871"},{"v":1395.6272192501513,"d":"1396"},{"v":1501.3000140389001,"d":"1501"},{"v":1828.08,"d":"1828"},1.5,1.08,1.08,1.08,871,1396,1501,1828,75,120,129,157,{"v":0.03076817452351662,"d":"0.03"},{"v":0.07560878121067112,"d":"0.08"},{"v":0.08685321114716028,"d":"0.09"},{"v":0.12662134598395483,"d":"0.13"},3.969E-4,1.7346,2,0.000367347,{"$f":"AK886","v":{"v":193.48593193227777,"d":"193"}},{"v":208.1361185276459,"d":"208"},{"v":253.44,"d":"253"},0.98,0.98,0.98,193,208,253,83,89,109,{"v":0.03734023921264072,"d":"0.04"},{"v":0.04266933360054228,"d":"0.04"},{"v":0.06288933684631558,"d":"0.06"},0.6,6.7,7.4,10.3,null,968,null,{"v":0.9,"d":"90%"},null,null,0,12.5,14.7,21.85,null,1,1,1,193,208,253,null,0,0,0,1]
["3509015",null,null,3,50,90,15,16.5,0,26,30,43.3,{"v":1248.8000000000002,"d":"1249"},{"v":1597.9167676946356,"d":"1598"},{"v":1711.9130538160239,"d":"1712"},{"v":2331.36,"d":"2331"},1.5,1.08,1.08,1.08,1249,1598,1712,2331,107,137,147,200,{"v":0.06154757343457923,"d":"0.06"},{"v":0.09984662963434696,"d":"0.10"},{"v":0.11462442340612437,"d":"0.11"},{"v":0.20964202709641322,"d":"0.21"},0.0002083,1.724,2,0.000461829,{"$f":"AK888","v":{"v":218.12205414485143,"d":"218"}},{"v":233.68300487544244,"d":"234"},{"v":318.24,"d":"318"},1.01,1.01,1.01,218,234,318,94,101,137,{"v":0.04777393228997936,"d":"0.05"},{"v":0.05497776159902216,"d":"0.05"},{"v":0.09984662963434696,"d":"0.10"},0.9,7,7.7,10.7,null,1561,null,{"v":0.8,"d":"80%"},null,null,0,11.3,13.2,21.85,null,1,1,1,218,234,318,null,0,0,0,1]
["3509016",null,null,3,50,90,16,16.5,0,26,30,43.3,{"v":1161.44,"d":"1161"},{"v":2336.669516687492,"d":"2337"},{"v":2503.3688418217644,"d":"2503"},{"v":3409.2,"d":"3409"},1.5,1.1,1.1,1.1,1161,2337,2503,3409,100,201,215,293,{"v":0.15381198396114895,"d":"0.15"},{"v":0.6091536033262105,"d":"0.61"},{"v":0.6957504205886854,"d":"0.70"},{"v":1.2822911322288062,"d":"1.28"},0.0002083,1.724,4,1.392796E-3,{"$f":"AK889","v":{"v":357.77938745479025,"d":"358"}},{"v":383.3035713454655,"d":"383"},522,0.95,0.95,0.95,358,383,522,154,165,224,{"v":0.36016635113087053,"d":"0.36"},{"v":0.4126668756670805,"d":"0.41"},{"v":0.7544267517546265,"d":"0.75"},1.8,7,7.7,10.7,null,1708,null,{"v":0.68,"d":"68%"},null,null,0,11.3,13.2,21.85,null,1,1,1,358,383,522,null,0,0,0,1]
[{"$f":"CONCATENATE(D989,E989,F989,G989)","v":"3509021"},null,null,3,50,90,21,21.5,0,26,30,43.3,{"v":1859.2,"d":"1859"},{"v":3009.294765102498,"d":"3009"},{"v":3223.97955595124,"d":"3224"},{"v":4390.56,"d":"4391"},1.5,{"$f":"IF($G989=10,1.08,IF($G989=11,1.1,IF($G989=15,1.08,IF($G989=16,1.1,IF($G989=20,1.08,IF($G989=21,1.05))))))","v":1.05},1.05,1.05,1859,3009,3224,4391,160,259,277,378,{"$f":"(($AG989*(Y989^$AH989)*((($F989-14.4)*$AI989)/100))+($AJ989*(Y989^2)))*0.0098","v":{"v":0.15260387350858196,"d":"0.15"}},{"$f":"(($AG989*(Z989^$AH989)*((($F989-14.4)*$AI989)/100))+($AJ989*(Z989^2)))*0.0098","v":{"v":0.3921228506628396,"d":"0.39"}},{"$f":"(($AG989*(AA989^$AH989)*((($F989-14.4)*$AI989)/100))+($AJ989*(AA989^2)))*0.0098","v":{"v":0.4473750300143957,"d":"0.45"}},{"$f":"(($AG989*(AB989^$AH989)*((($F989-14.4)*$AI989)/100))+($AJ989*(AB989^2)))*0.0098","v":{"v":0.8237317604768891,"d":"0.82"}},0.0001276,1.7219,4,0.000514201,{"$f":"AK891","v":{"v":390.3496489334332,"d":"390"}},{"v":418.197413702432,"d":"418"},{"v":569.52,"d":"570"},0.85,0.85,0.85,390,418,570,168,180,245,{"$f":"(($AG989*(AT989^$AH989)*((($F989-14.4)*$AI989)/100))+($AJ989*(AT989^2)))*0.0098","v":{"v":0.16789509816318576,"d":"0.17"}},{"$f":"(($AG989*(AU989^$AH989)*((($F989-14.4)*$AI989)/100))+($AJ989*(AU989^2)))*0.0098","v":{"v":0.19217671661448937,"d":"0.19"}},{"$f":"(($AG989*(AV989^$AH989)*((($F989-14.4)*$AI989)/100))+($AJ989*(AV989^2)))*0.0098","v":{"v":0.35163070513405226,"d":"0.35"}},2.4,7,7.7,10.7,null,2324,null,{"v":0.8,"d":"80%"},null,null,0,11.3,13.2,21.85,null,1,1,1,390,{"$f":"AR989/BP989","v":418},{"$f":"AS989/BQ989","v":570},null,0,0,0,1]
["35010010",null,null,3,50,100,10,11.5,0,26,30,43,{"v":968.4,"d":"968"},{"v":1574.3905475253332,"d":"1574"},{"v":1696.1265760133244,"d":"1696"},{"v":2081.98,"d":"2082"},1.5,1.08,1.08,1.08,968,1574,1696,2082,83,135,146,179,{"v":0.03899894755645563,"d":"0.04"},{"v":0.09862323121872285,"d":"0.10"},{"v":0.11455551187153463,"d":"0.11"},{"v":0.16920060692862343,"d":"0.17"},3.969E-4,1.7346,2,0.000367347,{"$f":"AK892","v":{"v":218.26918973175157,"d":"218"}},{"v":235.14633901405676,"d":"235"},{"v":288.64,"d":"289"},0.98,0.98,0.98,218,235,289,94,101,124,{"v":0.04942930530670935,"d":"0.05"},{"v":0.05668113608073874,"d":"0.06"},{"v":0.08384149307866094,"d":"0.08"},0.7,7.8,8.7,12.2,null,1076,null,{"v":0.9,"d":"90%"},null,null,0,12.3,14.1,21.85,null,{"$f":"IF((237.3*LN(($AQ$1*EXP(17.27*($AM$3/($AM$3+237.3))))))/(17.27-LN(($AQ$1*EXP(17.27*($AM$3/($AM$3+237.3))))))<(($AM$1+$AM$2)/2),1,IF(1/(1+((2258*((0.622/((101325/(1*611*EXP(17.27*((($AM$1+$AM$2)/2)/((($AM$1+$AM$2)/2)+237.3))))))-1)*1000-(0.622/((101325/($AQ$1*611*EXP(17.27*($AM$3/($AM$3+237.3))))))-1)*1000))/(1005*((($AM$1+$AM$2)/2)-$AM$3))))>1,1,1/(1+((2258*((0.622/((101325/(1*611*EXP(17.27*((($AM$1+$AM$2)/2)/((($AM$1+$AM$2)/2)+237.3))))))-1)*1000-(0.622/((101325/($AQ$1*611*EXP(17.27*($AM$3/($AM$3+237.3))))))-1)*1000))/(1005*((($AM$1+$AM$2)/2)-$AM$3))))))","v":1},1,1,218,235,289,null,0,0,0,1]
["35010016",null,null,3,50,100,16,16.5,0,26,30,44.1,{"v":1290.64,"d":"1291"},{"v":2630.387144811864,"d":"2630"},{"v":2816.5633812075234,"d":"2817"},{"v":3882.7,"d":"3883"},1.5,1.1,1.1,1.1,1291,2630,2817,3883,111,226,242,334,{"v":0.19164820330533572,"d":"0.19"},{"v":0.7771277076165684,"d":"0.78"},{"v":0.8893436749809193,"d":"0.89"},{"v":1.6794877029795134,"d":"1.68"},0.0002083,1.724,4,1.392796E-3,{"$f":"AK895","v":403},431,595,0.95,0.95,0.95,403,431,595,173,185,256,{"v":0.45896052508691165,"d":"0.46"},{"v":0.5237816029681843,"d":"0.52"},{"v":0.9936684747746941,"d":"0.99"},{"v":2,"d":"2.0"},7,7.7,10.7,null,1898,null,{"v":0.68,"d":"68%"},null,null,0,10.9,12.8,21.85,null,1,1,1,403,431,595,null,0,0,0,1]
["35010020",null,null,3,50,100,20,21.5,0,26,30,44.1,1940,{"v":2518.7768428703835,"d":"2519"},{"v":2713.5353098724395,"d":"2714"},{"v":3330.84,"d":"3331"},1.5,1.08,1.08,1.08,1940,2519,2714,3331,167,217,233,286,{"v":0.1173162593266832,"d":"0.12"},{"v":0.1963758492708046,"d":"0.20"},{"v":0.22589211718801094,"d":"0.23"},{"v":0.3382159729533156,"d":"0.34"},0.0001276,1.7219,2,3.76611E-4,{"$f":"AK896","v":{"v":311.2816285378957,"d":"311"}},{"v":335.3507448439105,"d":"335"},{"v":411.64,"d":"412"},0.95,0.95,0.95,311,335,412,134,144,177,{"v":0.0761173874401084,"d":"0.08"},{"v":0.08767678608746131,"d":"0.09"},{"v":0.13152753973488002,"d":"0.13"},1.3,7,7.7,10.7,null,2425,null,{"v":0.8,"d":"80%"},null,null,0,10.9,12.8,21.85,null,1,1,1,311,335,412,null,0,0,0,1]
["35011010",null,null,3,50,110,10,11.5,0,26,30,43.5,{"v":1065.6000000000001,"d":"1066"},{"v":1766.3893947845202,"d":"1766"},{"v":1902.9712804051933,"d":"1903"},{"v":2335.88,"d":"2336"},1.5,1.08,1.08,1.08,1066,1766,1903,2336,92,152,164,201,{"v":0.04942792093231351,"d":"0.05"},{"v":0.12846635666491932,"d":"0.13"},{"v":0.14849855963064404,"d":"0.15"},{"v":0.2189828314672463,"d":"0.22"},3.969E-4,1.7346,2,0.000367347,{"$f":"AK898","v":{"v":244.88738360147738,"d":"245"}},{"v":263.82272182064906,"d":"264"},{"v":323.84,"d":"324"},0.98,0.98,0.98,245,264,324,105,114,139,{"v":0.0635324094103459,"d":"0.06"},{"v":0.0742836780814925,"d":"0.07"},{"v":0.10834103483995079,"d":"0.11"},0.7,8.4,9.3,14,null,1184,null,{"v":0.9,"d":"90%"},null,null,0,12,13.9,21.85,null,1,1,1,245,264,324,null,0,0,0,1]
["35011011",null,null,3,50,110,11,11.5,0,26,30,43.5,1037,{"v":2396.6961264405954,"d":"2397"},{"v":2582.014990545841,"d":"2582"},{"v":3169.4,"d":"3169"},1.5,1.1,1.1,1.1,1037,2397,2582,3169,89,206,222,273,{"v":0.08037576854847624,"d":"0.08"},{"v":0.39231335542301654,"d":"0.39"},{"v":0.4521181336762668,"d":"0.45"},{"v":0.6695964339932501,"d":"0.67"},3.969E-4,1.7346,4,0.000574288,{"$f":"AK899","v":{"v":401.4205123240127,"d":"401"}},{"v":432.4594048025981,"d":"432"},{"v":530.84,"d":"531"},0.95,0.95,0.95,401,432,531,172,186,228,{"v":0.27874588734236166,"d":"0.28"},{"v":0.32327190223067265,"d":"0.32"},{"v":0.47558723983145007,"d":"0.48"},1.5,8.4,9.3,14,null,1525,null,{"v":0.68,"d":"68%"},null,null,0,12,13.9,21.85,null,1,1,1,401,432,531,null,0,0,0,1]
["35011016",null,null,3,50,110,16,16.5,0,26,30,44.1,{"v":1419.8400000000001,"d":"1420"},{"v":2849.7497938679544,"d":"2850"},{"v":3051.4523045945984,"d":"3051"},{"v":4206.5,"d":"4207"},1.5,1.1,1.1,1.1,1420,2850,3051,4207,122,245,262,362,{"v":0.23401211503050393,"d":"0.23"},{"v":0.9219544805754951,"d":"0.92"},{"v":1.0521845346704815,"d":"1.05"},{"v":1.9898808014753209,"d":"1.99"},0.0002083,1.724,4,1.392796E-3,{"$f":"AK901","v":{"v":407.83296705301524,"d":"408"}},{"v":436.69898665540194,"d":"437"},602,0.95,0.95,0.95,408,437,602,175,188,259,{"v":0.47548152700019564,"d":"0.48"},{"v":0.5474495716768756,"d":"0.55"},{"v":1.0285851673079258,"d":"1.03"},2.2,7.9,8.8,12.5,null,2088,null,{"v":0.68,"d":"68%"},null,null,0,10.9,12.8,21.85,null,1,1,1,408,437,602,null,0,0,0,1]
["35011020",null,null,3,50,110,20,21.5,0,26,30,44.1,{"v":2134.4,"d":"2134"},{"v":2692.551301713082,"d":"2693"},{"v":2900.746468081386,"d":"2901"},{"v":3560.6400000000003,"d":"3561"},1.5,1.08,1.08,1.08,2134,2693,2901,3561,184,232,249,306,{"v":0.1439378571662937,"d":"0.14"},{"v":0.2269472264037772,"d":"0.23"},{"v":0.26079058599865457,"d":"0.26"},{"v":0.3911657832602583,"d":"0.39"},0.0001276,1.7219,2,3.76611E-4,{"$f":"AK902","v":{"v":317.1799783158463,"d":"317"}},{"v":341.7051705794622,"d":"342"},{"v":419.44,"d":"419"},0.95,0.95,0.95,317,342,419,136,147,180,{"v":0.07954471205365862,"d":"0.08"},{"v":0.09265062946622422,"d":"0.09"},{"v":0.13785909087762688,"d":"0.14"},1.5,7.9,8.8,12.5,null,2668,null,{"v":0.8,"d":"80%"},null,null,0,10.9,12.8,21.85,null,1,1,1,317,342,419,null,0,0,0,1]
["35012010",null,null,3,50,120,10,11.5,0,26,30,44,{"v":1161.9,"d":"1162"},{"v":1924.9914127028867,"d":"1925"},{"v":2079.6202422788024,"d":"2080"},{"v":2589.78,"d":"2590"},1.5,1.08,1.08,1.08,1162,1925,2080,2590,100,166,179,223,{"v":0.06019921043317894,"d":"0.06"},{"v":0.15749249199599902,"d":"0.16"},{"v":0.1817830806912457,"d":"0.18"},{"v":0.2762925905995734,"d":"0.28"},3.969E-4,1.7346,2,0.000367347,{"$f":"AK904","v":{"v":266.87553260000635,"d":"267"}},{"v":288.31284965818764,"d":"288"},{"v":359.04,"d":"359"},0.98,0.98,0.98,267,288,359,115,124,154,{"v":0.07844810437960871,"d":"0.08"},{"v":0.0904975407078808,"d":"0.09"},{"v":0.13655457969155813,"d":"0.14"},0.8,8.9,9.9,14.8,null,1291,null,{"v":0.9,"d":"90%"},null,null,0,11.8,13.7,21.85,null,1,1,1,267,288,359,null,0,0,0,1]
["35012011",null,null,3,50,120,11,11.5,0,26,30,44,{"v":1130.8400000000001,"d":"1131"},{"v":2611.892641497221,"d":"2612"},{"v":2821.6982019103875,"d":"2822"},{"v":3513.9,"d":"3514"},1.5,1.1,1.1,1.1,1131,2612,2822,3514,97,225,243,302,{"v":0.09886174156275475,"d":"0.10"},{"v":0.4824913090455165,"d":"0.48"},{"v":0.5581185866184035,"d":"0.56"},{"v":0.8424915609755409,"d":"0.84"},3.969E-4,1.7346,4,0.000574288,{"$f":"AK905","v":437},473,589,0.95,0.95,0.95,437,473,589,188,203,253,{"v":0.3435890915686409,"d":"0.34"},{"v":0.3972026661138466,"d":"0.40"},{"v":0.6023937884906787,"d":"0.60"},1.6,8.9,9.9,14.8,null,1663,null,{"v":0.68,"d":"68%"},null,null,0,11.8,13.7,21.85,null,1,1,1,437,473,589,null,0,0,0,1]
["35012016",null,null,3,50,120,16,16.5,0,26,30,44.8,{"v":1549.0400000000002,"d":"1549"},{"v":3241.8333772189817,"d":"3242"},{"v":3471.5459677567114,"d":"3472"},{"v":4829.7,"d":"4830"},1.5,1.1,1.1,1.1,1549,3242,3472,4830,133,279,299,415,{"v":0.28099543431150953,"d":"0.28"},{"v":1.204343316710782,"d":"1.20"},{"v":1.3801140974321322,"d":"1.38"},{"v":2.632057975603213,"d":"2.63"},0.0002083,1.724,4,1.392796E-3,{"$f":"AK907","v":496},532,740,0.95,0.95,0.95,496,532,740,213,229,318,{"v":0.7083366873281138,"d":"0.71"},{"v":0.8167124996631265,"d":"0.82"},{"v":1.5580377368272431,"d":"1.56"},2.4,8.7,9.8,14.3,null,2278,null,{"v":0.68,"d":"68%"},null,null,0,10.6,12.5,21.85,null,1,1,1,496,532,740,null,0,0,0,1]
["35012020",null,null,3,50,120,20,21.5,0,26,30,44.8,2328,{"v":3079.6829926739365,"d":"3080"},{"v":3327.0647594078355,"d":"3327"},{"v":4143.24,"d":"4143"},1.5,1.08,1.08,1.08,2328,3080,3327,4143,200,265,286,356,{"v":0.17183702066214884,"d":"0.17"},{"v":0.2984824228165089,"d":"0.30"},{"v":0.34670295754782865,"d":"0.35"},{"v":0.5330856461058093,"d":"0.53"},0.0001276,1.7219,2,3.76611E-4,{"$f":"AK908","v":{"v":380.6009016056908,"d":"381"}},{"v":411.1734390011653,"d":"411"},{"v":512.04,"d":"512"},0.95,0.95,0.95,381,411,512,164,177,220,{"v":0.11646670942658871,"d":"0.12"},{"v":0.13524222402195477,"d":"0.14"},{"v":0.20715667478646135,"d":"0.21"},1.6,8.7,9.8,14.3,null,2910,null,{"v":0.8,"d":"80%"},null,null,0,10.6,12.5,21.85,null,1,1,1,381,411,512,null,0,0,0,1]
["35014010",null,null,3,50,140,10,11.5,0,26,30,44.8,{"v":1355.4,"d":"1355"},{"v":2267.7915432376717,"d":"2268"},{"v":2456.1428225151312,"d":"2456"},{"v":3097.58,"d":"3098"},1.5,1.08,1.08,1.08,1355,2268,2456,3098,117,195,211,266,{"v":0.08707259352286217,"d":"0.09"},{"v":0.22855867513090425,"d":"0.23"},{"v":0.2653815415446367,"d":"0.27"},{"v":0.4118036693657595,"d":"0.41"},3.969E-4,1.7346,2,0.000367347,{"$f":"AK910","v":{"v":314.40040300104783,"d":"314"}},{"v":340.5129080446342,"d":"341"},{"v":429.44,"d":"429"},0.98,0.98,0.98,314,341,429,135,147,184,{"v":0.11404996966906063,"d":"0.11"},{"v":0.1339431496553784,"d":"0.13"},{"v":0.20476735769324847,"d":"0.20"},0.9,10.1,11.2,17.5,null,1506,null,{"v":0.9,"d":"90%"},null,null,0,11.5,13.3,21.85,null,1,1,1,314,341,429,null,0,0,0,1]
["35014011",null,null,3,50,140,11,11.5,0,26,30,44.8,{"v":1319.2,"d":"1319"},{"v":3077.015307780141,"d":"3077"},{"v":3332.5766142436496,"d":"3333"},{"v":4202.9,"d":"4203"},1.5,1.1,1.1,1.1,1319,3077,3333,4203,113,265,287,361,{"v":0.14302269978683496,"d":"0.14"},{"v":0.7073460763495847,"d":"0.71"},{"v":0.8219999480326121,"d":"0.82"},{"v":1.2670408781957792,"d":"1.27"},3.969E-4,1.7346,4,0.000574288,{"$f":"AK911","v":515},558,704,0.95,0.95,0.95,515,558,704,221,240,303,{"v":0.5026708586376617,"d":"0.50"},{"v":0.5870018450899704,"d":"0.59"},{"v":0.9104953802325403,"d":"0.91"},1.9,10.1,11.2,17.5,null,1940,null,{"v":0.68,"d":"68%"},null,null,0,11.5,13.3,21.85,null,1,1,1,515,558,704,null,0,0,0,1]
["35014016",null,null,3,50,140,16,16.5,0,26,30,45.4,{"v":1806.7600000000002,"d":"1807"},{"v":3844.4231409656436,"d":"3844"},{"v":4117.108028486747,"d":"4117"},{"v":5776.7,"d":"5777"},1.5,1.1,1.1,1.1,1807,3844,4117,5777,155,331,354,497,{"v":0.38917554699290247,"d":"0.39"},{"v":1.7219838483818737,"d":"1.72"},{"v":1.9648470126541058,"d":"1.96"},{"v":3.828069631665256,"d":"3.83"},0.0002083,1.724,4,1.392796E-3,{"$f":"AK913","v":589},630,885,0.95,0.95,0.95,589,630,885,253,271,381,{"v":1.0162271216516092,"d":"1.02"},{"v":1.162899406116033,"d":"1.16"},{"v":2.2700825079676186,"d":"2.27"},2.8,9.6,10.5,16.1,null,2657,null,{"v":0.68,"d":"68%"},null,null,0,10.4,12.2,21.85,null,1,1,1,589,630,885,null,0,0,0,1]
["35014020",null,null,3,50,140,20,21.5,0,26,30,45.4,2716,{"v":3628.109195995047,"d":"3628"},{"v":3929.4415695377957,"d":"3929"},{"v":4955.64,"d":"4956"},1.5,1.08,1.08,1.08,2716,3628,3929,4956,234,312,338,426,{"v":0.2398195073040927,"d":"0.24"},{"v":0.4211889524134416,"d":"0.42"},{"v":0.4927124636981848,"d":"0.49"},{"v":0.7756359730733573,"d":"0.78"},0.0001276,1.7219,2,3.76611E-4,{"$f":"AK914","v":{"v":448.3778474617217,"d":"448"}},{"v":485.6178404500181,"d":"486"},{"v":612.44,"d":"612"},0.95,0.95,0.95,448,486,612,193,209,263,{"v":0.16455496588623258,"d":"0.16"},{"v":0.1922740711354792,"d":"0.19"},{"v":0.30142179085547277,"d":"0.30"},1.9,9.6,10.5,16.1,null,3395,null,{"v":0.8,"d":"80%"},null,null,0,10.4,12.2,21.85,null,1,1,1,448,486,612,null,0,0,0,1]
["35016010",null,null,3,50,160,10,11.5,0,26,30,45.5,{"v":1549.8,"d":"1550"},{"v":2603.9362232520607,"d":"2604"},{"v":2826.698800652902,"d":"2827"},{"v":3605.38,"d":"3605"},1.5,1.08,1.08,1.08,1550,2604,2827,3605,133,224,243,310,{"v":0.11839858531240816,"d":"0.12"},{"v":0.31579069683258104,"d":"0.32"},{"v":0.3682343427384388,"d":"0.37"},{"v":0.5834332220487198,"d":"0.58"},3.969E-4,1.7346,2,0.000367347,{"$f":"AK916","v":{"v":361.00257998610687,"d":"361"}},{"v":391.8857730720053,"d":"392"},{"v":499.84,"d":"500"},0.98,0.98,0.98,361,392,500,155,169,215,{"v":0.15784887533096326,"d":"0.16"},{"v":0.18572654509721107,"d":"0.19"},{"v":0.29228700277798675,"d":"0.29"},1.1,11,12.4,19.2,null,1722,null,{"v":0.9,"d":"90%"},null,null,0,11.2,13,21.85,null,1,1,1,361,392,500,null,0,0,0,1]
["35016011",null,null,3,50,160,11,11.5,0,26,30,45.5,{"v":1508.24,"d":"1508"},{"v":3533.107636511756,"d":"3533"},{"v":3835.359341571188,"d":"3835"},{"v":4891.9,"d":"4892"},1.5,1.1,1.1,1.1,1508,3533,3835,4892,130,304,330,421,{"v":0.20030363298581721,"d":"0.20"},{"v":0.9792338709007133,"d":"0.98"},{"v":1.1422415218620434,"d":"1.14"},{"v":1.8051385479062783,"d":"1.81"},3.969E-4,1.7346,4,0.000574288,{"$f":"AK917","v":592},642,819,0.95,0.95,0.95,592,642,819,255,276,352,{"v":0.7044266671948684,"d":"0.70"},{"v":0.8169862996987374,"d":"0.82"},{"v":1.2893886583447325,"d":"1.29"},2.1,11,12.4,19.2,null,2218,null,{"v":0.68,"d":"68%"},null,null,0,11.2,13,21.85,null,1,1,1,592,642,819,null,0,0,0,1]
["35016016",null,null,3,50,160,16,16.5,0,26,30,46.4,{"v":2065.1600000000003,"d":"2065"},{"v":4417.936888355559,"d":"4418"},{"v":4716.8848144627045,"d":"4717"},{"v":6723.7,"d":"6724"},1.5,1.1,1.1,1.1,2065,4418,4717,6724,178,380,406,578,{"v":0.5225958353487121,"d":"0.52"},{"v":2.304157087904469,"d":"2.30"},{"v":2.623365321816255,"d":"2.62"},{"v":5.246640893495311,"d":"5.25"},0.0002083,1.724,4,1.392796E-3,{"$f":"AK919","v":676},722,1030,0.95,0.95,0.95,676,722,1030,291,310,443,{"v":1.3661686148172167,"d":"1.37"},{"v":1.5462621883682115,"d":"1.55"},{"v":3.112728234709111,"d":"3.11"},3.2,11.5,12.8,19.6,null,3037,null,{"v":0.68,"d":"68%"},null,null,0,10,11.8,21.85,null,1,1,1,676,722,1030,null,0,0,0,1]
["35016020",null,null,3,50,160,20,21.5,0,26,30,46.4,3104,{"v":4165.887726998767,"d":"4166"},{"v":4522.2727563025155,"d":"4522"},{"v":5768.04,"d":"5768"},1.5,1.08,1.08,1.08,3104,4166,4522,5768,267,358,389,496,{"v":0.31800062902255166,"d":"0.32"},{"v":0.5639754157614939,"d":"0.56"},{"v":0.6634243449102452,"d":"0.66"},{"v":1.067440463456265,"d":"1.07"},0.0001276,1.7219,2,3.76611E-4,{"$f":"AK920","v":{"v":514.838906684732,"d":"515"}},{"v":558.8825513697349,"d":"559"},{"v":712.84,"d":"713"},0.95,0.95,0.95,515,559,713,221,240,307,{"v":0.2198966130933455,"d":"0.22"},{"v":0.2582722974998709,"d":"0.26"},{"v":0.4176556738231726,"d":"0.42"},2.1,11.5,12.8,19.6,null,3880,null,{"v":0.8,"d":"80%"},null,null,0,10,11.8,21.85,null,1,1,1,515,559,713,null,0,0,0,1]
["35018010",null,null,3,50,180,10,11.5,0,26,30,46,{"v":1743.3,"d":"1743"},{"v":2970.687803991788,"d":"2971"},{"v":3224.825392294156,"d":"3225"},{"v":4113.18,"d":"4113"},1.5,1.08,1.08,1.08,1743,2971,3225,4113,150,256,277,354,{"v":0.157673533315936,"d":"0.16"},{"v":0.4297192751285923,"d":"0.43"},{"v":0.498413628060751,"d":"0.50"},{"v":0.7911530543956264,"d":"0.79"},3.969E-4,1.7346,2,0.000367347,{"$f":"AK922","v":{"v":411.848013786967,"d":"412"}},{"v":447.08095237792156,"d":"447"},{"v":570.24,"d":"570"},0.98,0.98,0.98,412,447,570,177,192,245,{"v":0.21495642722836134,"d":"0.21"},{"v":0.25036580839638034,"d":"0.25"},{"v":0.3956646711323137,"d":"0.40"},1.2,12.2,13.7,22,null,1937,null,{"v":0.9,"d":"90%"},null,null,0,10.9,12.7,21.85,null,1,1,1,412,447,570,null,0,0,0,1]
["35018011",null,null,3,50,180,11,11.5,0,26,30,46,{"v":1696.6000000000001,"d":"1697"},{"v":4030.7284303866513,"d":"4031"},{"v":4375.55079813051,"d":"4376"},{"v":5580.9,"d":"5581"},1.5,1.1,1.1,1.1,1697,4031,4376,5581,146,347,376,480,{"v":0.26629038547766104,"d":"0.27"},{"v":1.334539960528933,"d":"1.33"},{"v":1.55066969833801,"d":"1.55"},{"v":2.449906756699255,"d":"2.45"},3.969E-4,1.7346,4,0.000574288,{"$f":"AK923","v":{"v":675.1031362360226,"d":"675"}},{"v":732.8571293240361,"d":"733"},{"v":934.74,"d":"935"},0.95,0.95,0.95,675,733,935,290,315,402,{"v":0.9544916955253598,"d":"0.95"},{"v":1.113829153173233,"d":"1.11"},{"v":1.757358951481191,"d":"1.76"},2.4,12.2,13.7,22,null,2495,null,{"v":0.68,"d":"68%"},null,null,0,10.9,12.7,21.85,null,1,1,1,675,733,935,null,0,0,0,1]
["35018016",null,null,3,50,180,16,16.5,0,26,30,46.4,{"v":2322.88,"d":"2323"},{"v":4843.454970497693,"d":"4843"},{"v":5171.196369982144,"d":"5171"},{"v":7371.3,"d":"7371"},1.5,1.1,1.1,1.1,2323,4843,5171,7371,200,417,445,634,{"v":0.671293433755715,"d":"0.67"},{"v":2.818265753607106,"d":"2.82"},{"v":3.2004400554381953,"d":"3.20"},{"v":6.402336385379058,"d":"6.40"},0.0002083,1.724,4,1.392796E-3,{"$f":"AK925","v":{"v":686.3088894339993,"d":"686"}},{"v":732.7492584003295,"d":"733"},{"v":1044.5,"d":"1045"},0.95,0.95,0.95,686,733,1045,295,315,449,{"v":1.4327504054076798,"d":"1.43"},{"v":1.6285969093831283,"d":"1.63"},{"v":3.256985222959438,"d":"3.26"},3.6,11.5,12.8,19.6,null,3416,null,{"v":0.68,"d":"68%"},null,null,0,10,11.8,21.85,null,1,1,1,686,733,1045,null,0,0,0,1]
["35018020",null,null,3,50,180,20,21.5,0,26,30,46.4,3492,{"v":4497.827519255519,"d":"4498"},{"v":4882.609466657616,"d":"4883"},{"v":6227.64,"d":"6228"},1.5,1.08,1.08,1.08,3492,4498,4883,6228,300,387,420,536,{"v":0.4084704854005474,"d":"0.41"},{"v":0.6710552050022549,"d":"0.67"},{"v":0.7872433408560319,"d":"0.79"},{"v":1.2676087797406754,"d":"1.27"},0.0001276,1.7219,2,3.76611E-4,{"$f":"AK926","v":{"v":526.1057925837863,"d":"526"}},{"v":571.1133013295686,"d":"571"},{"v":728.44,"d":"728"},0.95,0.95,0.95,526,{"$f":"ROUND(AL1024*POWER(CF_cool,AO1024),0)","v":571},{"$f":"ROUND(AM1024*POWER(CF_cool,AP1024),0)","v":728},226,246,313,{"v":0.2353603329381103,"d":"0.24"},{"v":0.2775665618325251,"d":"0.28"},{"v":0.44366421223291913,"d":"0.44"},2.4,11.5,12.8,19.6,null,4365,null,{"v":0.8,"d":"80%"},null,null,0,10,11.8,21.85,null,1,1,1,526,571,728,null,0,0,0,1]
["35020010",null,null,3,50,200,10,11.5,0,26,30,46.5,{"v":1936.8,"d":"1937"},{"v":3259.5785648750903,"d":"3260"},{"v":3552.8677924068675,"d":"3553"},{"v":4620.98,"d":"4621"},1.5,1.08,1.08,1.08,1937,3260,3553,4621,167,280,306,397,{"v":0.2039239611833436,"d":"0.20"},{"v":0.5359604913845153,"d":"0.54"},{"v":0.6330595444338595,"d":"0.63"},{"v":1.0323113448799708,"d":"1.03"},3.969E-4,1.7346,2,0.000367347,{"$f":"AK928","v":{"v":451.89903695786995,"d":"452"}},{"v":492.55985148767917,"d":"493"},{"v":640.64,"d":"641"},0.98,0.98,0.98,452,493,641,194,212,276,{"v":0.26974633951173027,"d":"0.27"},{"v":0.31839322337808124,"d":"0.32"},{"v":0.5216999291195293,"d":"0.52"},1.3,13.4,14.8,24,null,2152,null,{"v":0.9,"d":"90%"},null,null,0,10.7,12.5,21.85,null,1,1,1,452,493,641,null,0,0,0,1]
["35020011",null,null,3,50,200,11,11.5,0,26,30,46.5,{"v":1884.96,"d":"1885"},{"v":4422.705063408698,"d":"4423"},{"v":4820.649682883678,"d":"4821"},{"v":6269.9,"d":"6270"},1.5,1.1,1.1,1.1,1885,4423,4821,6270,162,380,415,539,{"v":0.3441146629127075,"d":"0.34"},{"v":1.6745484974017948,"d":"1.67"},{"v":1.973465693031688,"d":"1.97"},{"v":3.215429543480531,"d":"3.22"},3.969E-4,1.7346,4,0.000574288,{"$f":"AK929","v":741},807,1050,0.95,0.95,0.95,741,807,1050,319,347,452,{"v":1.2089524361917552,"d":"1.21"},{"v":1.4138727396795772,"d":"1.41"},{"v":2.3143510148052444,"d":"2.31"},2.7,13.4,14.8,24,null,2772,null,{"v":0.68,"d":"68%"},null,null,0,10.7,12.5,21.85,null,1,1,1,741,807,1050,null,0,0,0,1]
["35020016",null,null,3,50,200,16,16.5,0,26,30,47.1,{"v":2581.28,"d":"2581"},{"v":5667.175576169572,"d":"5667"},{"v":5971.354939858758,"d":"5971"},{"v":8617.7,"d":"8618"},1.5,1.1,1.1,1.1,2581,5667,5971,8618,222,487,514,741,{"v":0.8408350533944038,"d":"0.84"},{"v":3.888622963494634,"d":"3.89"},{"v":4.321030968910121,"d":"4.32"},{"v":8.837762361634432,"d":"8.84"},0.0002083,1.724,4,1.392796E-3,{"$f":"AK931","v":868},914,1320,0.95,0.95,0.95,868,914,1320,373,393,568,{"v":2.3103470177002245,"d":"2.31"},{"v":2.558212522415756,"d":"2.56"},{"v":5.2529022162438315,"d":"5.25"},{"v":4,"d":"4.0"},13.2,14.7,23.5,null,3796,null,{"v":0.68,"d":"68%"},null,null,0,10,11.4,21.85,null,1,1,1,868,914,1320,null,0,0,0,1]
["35020020",null,null,3,50,200,20,21.5,0,26,30,47.1,3880,{"v":5214.8121821672385,"d":"5215"},{"v":5684.028740747025,"d":"5684"},{"v":7392.84,"d":"7393"},1.5,1.08,1.08,1.08,3880,5215,5684,7393,334,448,489,636,{"v":0.5146078189924711,"d":"0.51"},{"v":0.9113328187919115,"d":"0.91"},{"v":1.0808827382560606,"d":"1.08"},{"v":1.804767358434455,"d":"1.80"},0.0001276,1.7219,2,3.76611E-4,{"$f":"AK932","v":{"v":644.4696492978713,"d":"644"}},{"v":702.4575154739061,"d":"702"},{"v":913.64,"d":"914"},0.95,0.95,0.95,644,702,914,277,302,393,{"v":0.3577306705443238,"d":"0.36"},{"v":0.42311312971539766,"d":"0.42"},{"v":0.7061733139065255,"d":"0.71"},2.7,13.2,14.7,23.5,null,4850,null,{"v":0.8,"d":"80%"},null,null,0,10,11.4,21.85,null,1,1,1,644,702,914,null,0,0,0,1]
["35022010",null,null,3,50,220,10,11.5,0,26,30,46.9,{"v":2130.3,"d":"2130"},{"v":3560.7045070849035,"d":"3561"},{"v":3890.5075371280445,"d":"3891"},{"v":5128.78,"d":"5129"},1.5,1.08,1.08,1.08,2130,3561,3891,5129,183,306,335,441,{"v":0.2549631038575399,"d":"0.25"},{"v":0.6649528513575944,"d":"0.66"},{"v":0.7876316236324602,"d":"0.79"},{"v":1.3181530375289372,"d":"1.32"},3.969E-4,1.7346,2,0.000367347,{"$f":"AK934","v":{"v":493.6463121283521,"d":"494"}},{"v":539.3693001453611,"d":"539"},{"v":711.04,"d":"711"},0.98,0.98,0.98,494,539,711,212,232,306,{"v":0.3352676626465814,"d":"0.34"},{"v":0.39659808957963044,"d":"0.40"},{"v":0.6649528513575944,"d":"0.66"},1.5,13.4,14.8,24,null,2367,null,{"v":0.9,"d":"90%"},null,null,0,10.5,12.3,21.85,null,1,1,1,494,539,711,null,0,0,0,1]
["35022011",null,null,3,50,220,11,11.5,0,26,30,46.9,{"v":2073.32,"d":"2073"},{"v":4831.282799097083,"d":"4831"},{"v":5278.770565343093,"d":"5279"},{"v":6958.9,"d":"6959"},1.5,1.1,1.1,1.1,2073,4831,5279,6959,178,415,454,598,{"v":0.43451217783500756,"d":"0.43"},{"v":2.0816746946687235,"d":"2.08"},{"v":2.4599536452154176,"d":"2.46"},{"v":4.108916430633029,"d":"4.11"},3.969E-4,1.7346,4,0.000574288,{"$f":"AK935","v":{"v":809.1872786876681,"d":"809"}},{"v":884.1366084769129,"d":"884"},{"v":1165.54,"d":"1166"},0.95,0.95,0.95,809,884,1166,348,380,501,{"v":1.5011980733038943,"d":"1.50"},{"v":1.7674215645183677,"d":"1.77"},{"v":2.954796982009339,"d":"2.95"},2.9,13.4,14.8,24,null,3049,null,{"v":0.68,"d":"68%"},null,null,0,10.5,12.3,21.85,null,1,1,1,809,884,1166,null,0,0,0,1]
["35022020",null,null,3,50,220,20,21.5,0,26,30,47.8,4268,{"v":5696.566249617518,"d":"5697"},{"v":6224.199139745616,"d":"6224"},{"v":8205.24,"d":"8205"},1.5,1.08,1.08,1.08,4268,5697,6224,8205,367,490,535,706,{"v":0.6311466454781118,"d":"0.63"},{"v":1.1066428651103115,"d":"1.11"},{"v":1.3128927046129348,"d":"1.31"},{"v":2.253132130729565,"d":"2.25"},0.0001276,1.7219,2,3.76611E-4,{"$f":"AK938","v":{"v":704.0069565012294,"d":"704"}},{"v":769.2141723663956,"d":"769"},{"v":1014.04,"d":"1014"},0.95,0.95,0.95,704,769,1014,303,331,436,{"v":0.4352139999072062,"d":"0.44"},{"v":0.5165738484716168,"d":"0.52"},{"v":0.8819313648082591,"d":"0.88"},2.9,15.5,16.8,27.5,null,5335,null,{"v":0.8,"d":"80%"},null,null,0,10,11.1,21.85,null,1,1,1,704,769,1014,null,0,0,0,1]
["35022021",null,null,3,50,220,21,21.5,0,26,30,47.8,4544,{"v":8102.838488189164,"d":"8103"},{"v":8440.398224339186,"d":"8440"},{"v":12317.96,"d":"12318"},1.5,1.05,1.05,1.05,4544,8103,8440,12318,391,697,726,1059,{"v":1.0693642811675153,"d":"1.07"},{"v":3.2570253321888645,"d":"3.26"},{"v":3.523799431798829,"d":"3.52"},{"v":7.31370514880791,"d":"7.31"},0.0001276,1.7219,4,0.000514201,{"$f":"AK939","v":{"v":1051.0569439418873,"d":"1051"}},{"v":1094.8433905300585,"d":"1095"},{"v":1597.82,"d":"1598"},0.85,0.85,0.85,1051,1095,1598,452,471,687,{"v":1.4132675404061716,"d":"1.41"},{"v":1.529835024440543,"d":"1.53"},{"v":3.1674021588285153,"d":"3.17"},5.9,15.5,16.8,27.5,null,5680,null,{"v":0.8,"d":"80%"},null,null,0,10,11.1,21.85,null,1,1,1,1051,1095,1598,null,0,0,0,1]
["35024011",null,null,3,50,240,11,11.5,0,26,30,47.2,{"v":2261.6800000000003,"d":"2262"},{"v":5237.945261727575,"d":"5238"},{"v":5738.028861571599,"d":"5738"},{"v":7647.9,"d":"7648"},1.5,1.1,1.1,1.1,2262,5238,5738,7648,195,450,493,658,{"v":0.5433120479776433,"d":"0.54"},{"v":2.5443263605089523,"d":"2.54"},{"v":3.0134634241110767,"d":"3.01"},{"v":5.151925284362496,"d":"5.15"},3.969E-4,1.7346,4,0.000574288,{"$f":"AK941","v":877},961,1281,0.95,0.95,0.95,877,961,1281,377,413,551,{"v":1.8332088548014907,"d":"1.83"},{"v":2.1703781533558777,"d":"2.17"},{"v":3.704430979547201,"d":"3.70"},3.2,14.8,16.6,28,null,3326,null,{"v":0.68,"d":"68%"},null,null,0,10.4,12.2,21.85,null,1,1,1,877,961,1281,null,0,0,0,1]
["35024015",null,null,3,50,240,15,16.5,0,26,30,48.1,{"v":3329.6000000000004,"d":"3330"},{"v":4729.715265656896,"d":"4730"},{"v":4901.774324524634,"d":"4902"},{"v":7188.36,"d":"7188"},1.5,1.08,1.08,1.08,3330,4730,4902,7188,286,407,422,618,{"v":0.5283489568658581,"d":"0.53"},{"v":1.0402677068624975,"d":"1.04"},{"v":1.1152542227427753,"d":"1.12"},{"v":2.3255236596425677,"d":"2.33"},0.0002083,1.724,2,0.000461829,{"$f":"AK942","v":{"v":645.6251227363645,"d":"646"}},{"v":669.1118750586436,"d":"669"},{"v":981.24,"d":"981"},1.01,1.01,1.01,646,669,981,278,288,422,{"v":0.5003789920207736,"d":"0.50"},{"v":0.5354561461459616,"d":"0.54"},{"v":1.1152542227427753,"d":"1.12"},2.4,16.4,17.7,29.7,null,4162,null,{"v":0.8,"d":"80%"},null,null,0,10,10.9,21.85,null,1,1,1,646,669,981,null,0,0,0,1]
["35024020",null,null,3,50,240,20,21.5,0,26,30,48.1,4656,{"v":6176.062018327259,"d":"6176"},{"v":6765.710663484422,"d":"6766"},{"v":9017.64,"d":"9018"},1.5,1.08,1.08,1.08,4656,6176,6766,9018,400,531,582,776,{"v":0.7611079451318783,"d":"0.76"},{"v":1.3184926701217123,"d":"1.32"},{"v":1.575520331332113,"d":"1.58"},{"v":2.756451557337142,"d":"2.76"},0.0001276,1.7219,2,3.76611E-4,{"$f":"AK944","v":{"v":763.2651731167613,"d":"763"}},{"v":836.1365714104334,"d":"836"},{"v":1114.44,"d":"1114"},0.95,0.95,0.95,763,836,1114,328,359,479,{"v":0.51827708039998,"d":"0.52"},{"v":0.6172723307370914,"d":"0.62"},{"v":1.0794747424565225,"d":"1.08"},3.2,16.4,17.7,29.7,null,5820,null,{"v":0.8,"d":"80%"},null,null,0,10,10.9,21.85,null,1,1,1,763,836,1114,null,0,0,0,1]
["35024021",null,null,3,50,240,21,21.5,0,26,30,48.1,{"v":4957.6,"d":"4958"},{"v":8907.289589245136,"d":"8907"},{"v":9231.32175137468,"d":"9231"},{"v":13537.56,"d":"13538"},1.5,1.05,1.05,1.05,4958,8907,9231,13538,426,766,794,1164,{"v":1.2947269988938084,"d":"1.29"},{"v":4.001072919071332,"d":"4.00"},{"v":4.287778638628886,"d":"4.29"},{"v":8.974097369960258,"d":"8.97"},0.0001276,1.7219,4,0.000514201,{"$f":"AK945","v":{"v":1155.4060454399644,"d":"1155"}},{"v":1197.4377673560793,"d":"1197"},{"v":1756.02,"d":"1756"},0.85,0.85,0.85,1155,1197,1756,497,515,755,{"v":1.7405492683847181,"d":"1.74"},{"v":1.8636668369026486,"d":"1.86"},{"v":3.8910739231720726,"d":"3.89"},6.4,16.4,17.7,29.7,null,6197,null,{"v":0.8,"d":"80%"},null,null,0,10,10.9,21.85,null,1,1,1,1155,1197,1756,null,0,0,0,1]
["35026011",null,null,3,50,260,11,11.5,0,26,30,47.8,{"v":2450.7200000000003,"d":"2451"},{"v":5669.092000000001,"d":"5669"},{"v":6252.674999999999,"d":"6253"},{"v":8336.9,"d":"8337"},1.5,1.1,1.1,1.1,2451,5669,6253,8337,211,488,538,717,{"v":0.6616163426390019,"d":"0.66"},{"v":3.1003441376081904,"d":"3.10"},{"v":3.713538422378124,"d":"3.71"},{"v":6.323975284639888,"d":"6.32"},3.969E-4,1.7346,4,0.000574288,{"$f":"AK947","v":{"v":949.5112,"d":"950"}},{"v":1047.2549999999999,"d":"1047"},{"v":1396.34,"d":"1396"},0.95,0.95,0.95,950,1047,1396,409,450,600,{"v":2.2371204011135477,"d":"2.24"},{"v":2.668852231476058,"d":"2.67"},{"v":4.544789485712489,"d":"4.54"},3.5,16.2,18.6,31.4,null,3604,null,{"v":0.68,"d":"68%"},null,null,0,10.2,11.9,21.85,null,1,1,1,950,1047,1396,null,0,0,0,1]
["35026015",null,null,3,50,260,15,16.5,0,26,30,48.1,{"v":3606.4,"d":"3606"},{"v":4942.173331096107,"d":"4942"},{"v":5121.961948440478,"d":"5122"},{"v":7511.259999999999,"d":"7511"},1.5,1.08,1.08,1.08,3606,4942,5122,7511,310,425,440,646,{"v":0.6327663564081345,"d":"0.63"},{"v":1.1583081112063738,"d":"1.16"},{"v":1.2380335504785773,"d":"1.24"},{"v":2.5902194067464457,"d":"2.59"},0.0002083,1.724,2,0.000461829,{"$f":"AK948","v":{"v":653.9155272719298,"d":"654"}},{"v":677.7039621632169,"d":"678"},{"v":993.84,"d":"994"},1.01,1.01,1.01,654,678,994,281,292,427,{"v":0.5243818558017788,"d":"0.52"},{"v":0.5643390276130934,"d":"0.56"},{"v":1.168789990507164,"d":"1.17"},2.6,16.4,17.7,29.7,null,4508,null,{"v":0.8,"d":"80%"},null,null,0,10,10.9,21.85,null,1,1,1,654,678,994,null,0,0,0,1]
["35026020",null,null,3,50,260,20,21.5,0,26,30,48.1,5044,{"v":6444.5232000000005,"d":"6445"},{"v":7107.93,"d":"7108"},{"v":9477.24,"d":"9477"},1.5,1.08,1.08,1.08,5044,6445,7108,9477,434,554,611,815,{"v":0.9088939111318949,"d":"0.91"},{"v":1.4581371213480712,"d":"1.46"},{"v":1.7629893390377123,"d":"1.76"},{"v":3.0840089604891157,"d":"3.08"},0.0001276,1.7219,2,3.76611E-4,{"$f":"AK950","v":{"v":768.4272000000001,"d":"768"}},{"v":847.53,"d":"848"},{"v":1130.04,"d":"1130"},0.95,0.95,0.95,768,848,1130,330,365,486,{"v":0.5352679613494188,"d":"0.54"},{"v":0.6503212769466717,"d":"0.65"},{"v":1.131438641834318,"d":"1.13"},3.5,16.4,17.7,29.7,null,6305,null,{"v":0.8,"d":"80%"},null,null,0,10,10.9,21.85,null,1,1,1,768,848,1130,null,0,0,0,1]
["35026021",null,null,3,50,260,21,21.5,0,26,30,48.1,{"v":5370.400000000001,"d":"5370"},{"v":9234.826365261362,"d":"9235"},{"v":9570.775056736626,"d":"9571"},{"v":14035.359999999999,"d":"14035"},1.5,1.05,1.05,1.05,5370,9235,9571,14035,462,794,823,1207,{"v":1.5515862240578908,"d":"1.55"},{"v":4.386263087795206,"d":"4.39"},{"v":4.699623379387812,"d":"4.70"},{"v":9.828773759743742,"d":"9.83"},0.0001276,1.7219,4,0.000514201,{"$f":"AK951","v":{"v":1167.5126679363457,"d":"1168"}},{"v":1209.9849719689844,"d":"1210"},{"v":1774.42,"d":"1774"},0.85,0.85,0.85,1168,1210,1774,502,520,763,{"v":1.8190609839698662,"d":"1.82"},{"v":1.9461054883013664,"d":"1.95"},{"v":4.062882859258807,"d":"4.06"},6.9,16.4,17.7,29.7,null,6713,null,{"v":0.8,"d":"80%"},null,null,0,10,10.9,21.85,null,1,1,1,1168,1210,1774,null,0,0,0,1]
["35028011",null,null,3,50,280,11,11.5,0,26,30,47.8,{"v":2639.0800000000004,"d":"2639"},{"v":5976.860000000001,"d":"5977"},{"v":6598.976072058858,"d":"6599"},{"v":8789.5,"d":"8790"},1.5,1.1,1.1,1.1,2639,5977,6599,8790,227,514,568,756,{"v":0.7946184991752977,"d":"0.79"},{"v":3.5696256833176774,"d":"3.57"},{"v":4.292517537717698,"d":"4.29"},{"v":7.283663959314455,"d":"7.28"},3.969E-4,1.7346,4,0.000574288,{"$f":"AK953","v":956},1056,1406,0.95,0.95,0.95,956,1056,1406,411,454,605,{"v":2.363766327647849,"d":"2.36"},{"v":2.839310118041396,"d":"2.84"},{"v":4.823297360081161,"d":"4.82"},3.7,16.2,18.6,31.4,null,3881,null,{"v":0.68,"d":"68%"},null,null,0,10.2,11.9,21.85,null,1,1,1,956,1056,1406,null,0,0,0,1]
["35028015",null,null,3,50,280,15,16.5,0,26,30,48.9,{"$f":"IF($N1052-($BE1052*$BG1052)>100,$BE1052*$BG1052,$N1052-95)","v":3884},{"v":5583.9635634029,"d":"5584"},{"v":5708.947546820164,"d":"5709"},{"v":8483.56,"d":"8484"},1.5,1.08,1.08,1.08,{"$f":"ROUND(M1052*POWER(CF_heat,Q1052),0)","v":3884},{"$f":"ROUND(N1052*POWER(CF_heat,R1052),0)","v":5584},{"$f":"ROUND(O1052*POWER(CF_heat,S1052),0)","v":5709},{"$f":"ROUND(P1052*POWER(CF_heat,T1052),0)","v":8484},334,480,491,730,{"v":0.7481773127426996,"d":"0.75"},{"v":1.4973769906672623,"d":"1.50"},{"v":1.5638277222676435,"d":"1.56"},{"v":3.3484388456827587,"d":"3.35"},{"$f":"IF($G1052=$CO$103,CP$103,IF($G1052=$CO$104,CP$104,IF($G1052=$CO$105,CP$105,IF($G1052=$CO$107,CP$107,IF($G1052=$CO$108,CP$108,IF($G1052=$CO$109,CP$109,IF($G1052=$CO$111,CP$111,IF($G1052=$CO$112,CP$112,IF($G1052=$CO$113,CP$113,IF($G1052=$CO$115,CP$115,IF($G1052=$CO$116,CP$116,IF($G1052=$CO$117,CP$117,IF($G1052=$CO$119,CP$119,IF($G1052=$CO$120,CP$120,))))))))))))))","v":0.0002083},{"$f":"IF($G1052=$CO$103,CQ$103,IF($G1052=$CO$104,CQ$104,IF($G1052=$CO$105,CQ$105,IF($G1052=$CO$107,CQ$107,IF($G1052=$CO$108,CQ$108,IF($G1052=$CO$109,CQ$109,IF($G1052=$CO$111,CQ$111,IF($G1052=$CO$112,CQ$112,IF($G1052=$CO$113,CQ$113,IF($G1052=$CO$115,CQ$115,IF($G1052=$CO$116,CQ$116,IF($G1052=$CO$117,CQ$117,IF($G1052=$CO$119,CQ$119,IF($G1052=$CO$120,CQ$120,))))))))))))))","v":1.724},{"$f":"IF($G1052=$CO$103,CR$103,IF($G1052=$CO$104,CR$104,IF($G1052=$CO$105,CR$105,IF($G1052=$CO$107,CR$107,IF($G1052=$CO$108,CR$108,IF($G1052=$CO$109,CR$109,IF($G1052=$CO$111,CR$111,IF($G1052=$CO$112,CR$112,IF($G1052=$CO$113,CR$113,IF($G1052=$CO$115,CR$115,IF($G1052=$CO$116,CR$116,IF($G1052=$CO$117,CR$117,IF($G1052=$CO$119,CR$119,IF($G1052=$CO$120,CR$120,))))))))))))))","v":2},{"$f":"IF($G1052=$CO$103,CS$103,IF($G1052=$CO$104,CS$104,IF($G1052=$CO$105,CS$105,IF($G1052=$CO$107,CS$107,IF($G1052=$CO$108,CS$108,IF($G1052=$CO$109,CS$109,IF($G1052=$CO$111,CS$111,IF($G1052=$CO$112,CS$112,IF($G1052=$CO$113,CS$113,IF($G1052=$CO$115,CS$115,IF($G1052=$CO$116,CS$116,IF($G1052=$CO$117,CS$117,IF($G1052=$CO$119,CS$119,IF($G1052=$CO$120,CS$120,))))))))))))))","v":0.000461829},{"$f":"AK954","v":{"v":762.2334450352322,"d":"762"}},{"v":779.2942605603806,"d":"779"},{"v":1158.04,"d":"1158"},1.01,1.01,1.01,{"$f":"ROUND(AK1052*POWER(CF_cool,AN1052),0)","v":762},779,1158,328,335,498,{"v":0.7227149213034564,"d":"0.72"},{"v":0.7524622664738284,"d":"0.75"},{"v":1.6068391234938044,"d":"1.61"},{"$f":"ROUND(IF(G1052=10,$CO$92*F1052,IF(G1052=11,$CO$93*F1052,IF(G1052=15,$CO$94*F1052,IF(G1052=16,$CO$95*F1052,IF(G1052=20,$CO$96*F1052,IF(G1052=21,$CO$97*F1052,)))))),1)","v":2.8},19.3,20.4,34.5,null,4855,null,{"$f":"IF(G1052=10,0.9,IF(G1052=11,0.68,IF(G1052=15,0.8,IF(G1052=16,0.68,IF(G1052=20,0.8,IF(G1052=21,0.8))))))","v":{"v":0.8,"d":"80%"}},null,null,0,10,10.6,21.85,null,1,1,1,{"$f":"AQ1052/BO1052","v":762},779,1158,null,{"$f":"BR1052-AQ1052","v":0},{"$f":"BS1052-AR1052","v":0},{"$f":"BT1052-AS1052","v":0},1]
["35028020",null,null,3,50,280,20,21.5,0,26,30,48.9,5432,{"v":7236.859200000001,"d":"7237"},{"v":7990.125366439738,"d":"7990"},{"v":10642.44,"d":"10642"},1.5,1.08,1.08,1.08,5432,7237,7990,10642,467,622,687,915,{"v":1.0671195357136016,"d":"1.07"},{"v":1.8574060664841625,"d":"1.86"},{"v":2.2516092472705127,"d":"2.25"},{"v":3.924864715604983,"d":"3.92"},0.0001276,1.7219,2,3.76611E-4,{"$f":"AK956","v":{"v":894.3632000000001,"d":"894"}},{"v":987.455178225689,"d":"987"},{"v":1315.24,"d":"1315"},0.95,0.95,0.95,894,987,1315,384,424,565,{"v":0.731424024445645,"d":"0.73"},{"v":0.885537105565082,"d":"0.89"},{"v":1.5421797125957473,"d":"1.54"},3.7,19.3,20.4,34.5,null,6790,null,{"v":0.8,"d":"80%"},null,null,0,10,10.6,21.85,null,{"$f":"IF((237.3*LN(($AQ$1*EXP(17.27*($AM$3/($AM$3+237.3))))))/(17.27-LN(($AQ$1*EXP(17.27*($AM$3/($AM$3+237.3))))))<(($AM$1+$AM$2)/2),1,IF(1/(1+((2258*((0.622/((101325/(1*611*EXP(17.27*((($AM$1+$AM$2)/2)/((($AM$1+$AM$2)/2)+237.3))))))-1)*1000-(0.622/((101325/($AQ$1*611*EXP(17.27*($AM$3/($AM$3+237.3))))))-1)*1000))/(1005*((($AM$1+$AM$2)/2)-$AM$3))))>1,1,1/(1+((2258*((0.622/((101325/(1*611*EXP(17.27*((($AM$1+$AM$2)/2)/((($AM$1+$AM$2)/2)+237.3))))))-1)*1000-(0.622/((101325/($AQ$1*611*EXP(17.27*($AM$3/($AM$3+237.3))))))-1)*1000))/(1005*((($AM$1+$AM$2)/2)-$AM$3))))))","v":1},1,1,894,987,1315,null,0,0,0,1]
["35028021",null,null,3,50,280,21,21.5,0,26,30,48.1,5784,{"v":10516.06232539558,"d":"10516"},{"v":10751.439821034392,"d":"10751"},{"v":15976.76,"d":"15977"},1.5,1.05,1.05,1.05,5784,10516,10751,15977,497,904,925,1374,{"v":1.8284622072599876,"d":"1.83"},{"v":5.75336682600242,"d":"5.75"},{"v":6.0128744748590695,"d":"6.01"},{"v":12.875842236012033,"d":"12.88"},0.0001276,1.7219,4,0.000514201,{"$f":"AK957","v":{"v":1261.7808956926551,"d":"1262"}},{"v":1290.0229142432502,"d":"1290"},{"v":1916.9885000000002,"d":"1917"},0.85,0.85,0.85,1262,1290,1917,543,555,824,{"v":2.1656497129108883,"d":"2.17"},{"v":2.258122327655359,"d":"2.26"},{"v":4.815594456282317,"d":"4.82"},7.5,19.3,20.4,34.5,null,7230,null,{"v":0.8,"d":"80%"},null,null,0,10,10.6,21.85,null,1,1,1,1262,1290,1917,null,0,0,0,1]
["35030011",null,null,3,50,300,11,11.5,0,26,30,47.8,{"v":2827.44,"d":"2827"},6285,6939,9242,1.5,1.1,1.1,1.1,2827,6285,6939,9242,243,541,597,795,{"v":0.942987038756137,"d":"0.94"},{"v":4.094752670554713,"d":"4.09"},{"v":4.909435421762667,"d":"4.91"},{"v":8.329070145632567,"d":"8.33"},3.969E-4,1.7346,4,0.000574288,{"$f":"AK959","v":963},1063,1416,0.95,0.95,0.95,963,1063,1416,414,457,609,{"v":2.5033921219274102,"d":"2.50"},{"v":3.0018914286103233,"d":"3.00"},{"v":5.092866662726184,"d":"5.09"},{"v":4,"d":"4.0"},16.2,18.6,31.4,null,4158,null,{"v":0.68,"d":"68%"},null,null,0,10.2,11.9,21.85,null,1,1,1,963,1063,1416,null,0,0,0,1]
["35030015",null,null,3,50,300,15,16.5,0,26,30,48.9,{"v":4161.6,"d":"4162"},5796,5926,8806,1.5,1.08,1.08,1.08,4162,5796,5926,8806,358,498,510,757,{"v":0.8749083428512888,"d":"0.87"},{"v":1.643314411008639,"d":"1.64"},{"v":1.7198862695364554,"d":"1.72"},{"v":3.6657492733438,"d":"3.67"},0.0002083,1.724,2,0.000461829,{"$f":"AK960","v":771},788,1171,1.01,1.01,1.01,771,788,1171,332,339,504,{"v":0.7577735470005392,"d":"0.76"},{"v":0.7885146581335815,"d":"0.79"},{"v":1.6813903761483546,"d":"1.68"},{"v":3,"d":"3.0"},19.3,20.4,34.5,null,5202,null,{"v":0.8,"d":"80%"},null,null,0,10,10.6,21.85,null,1,1,1,771,788,1171,null,0,0,0,1]
["35030020",null,null,3,50,300,20,21.5,0,26,30,48.9,5820,7549,8335,11102,1.5,1.08,1.08,1.08,5820,7549,8335,11102,501,649,717,955,{"v":1.2446026781795285,"d":"1.24"},{"v":2.0514636214383453,"d":"2.05"},{"v":2.4873001829268433,"d":"2.49"},{"v":4.332436968161896,"d":"4.33"},0.0001276,1.7219,2,3.76611E-4,{"$f":"AK962","v":905},999,1331,0.95,0.95,0.95,905,999,1331,389,430,572,{"v":0.7643191951279811,"d":"0.76"},{"v":0.9270141780135613,"d":"0.93"},{"v":1.6073504963383516,"d":"1.61"},{"v":4,"d":"4.0"},19.3,20.4,34.5,null,7275,null,{"v":0.8,"d":"80%"},null,null,0,10,10.6,21.85,null,1,1,1,905,999,1331,null,0,0,0,1]
["35030021",null,null,3,50,300,21,21.5,0,26,30,48.1,{"v":6196.8,"d":"6197"},10844,11086,16475,1.5,1.05,1.05,1.05,6197,10844,11086,16475,533,933,953,1417,{"v":2.1395943396073234,"d":"2.14"},{"v":6.243209429183868,"d":"6.24"},{"v":6.502347653314121,"d":"6.50"},{"v":13.930846770207117,"d":"13.93"},0.0001276,1.7219,4,0.000514201,1468,1501,2231,0.85,0.85,0.85,1468,1501,2231,631,645,959,{"v":2.953216690183114,"d":"2.95"},{"v":3.079697472311227,"d":"3.08"},{"v":6.5810810968934375,"d":"6.58"},{"v":8,"d":"8.0"},19.3,20.4,34.5,null,7746,null,{"v":0.8,"d":"80%"},null,null,0,10,10.6,21.85,null,1,1,1,1468,1501,2231,null,0,0,0,1]
["3605011",null,null,3,60,50,11,11.5,0,26,30,38.8,{"v":507.96000000000004,"d":"508"},{"v":881.020769215156,"d":"881"},{"v":942.7581061776938,"d":"943"},{"v":1102.4,"d":"1102"},1.5,1.1,1.1,1.1,508,881,943,1102,44,76,81,95,{"v":0.014823658698771586,"d":"0.01"},{"v":0.04264368655521608,"d":"0.04"},{"v":0.04824620699494949,"d":"0.05"},{"v":0.06572003953396613,"d":"0.07"},3.969E-4,1.7346,4,0.000574288,{"$f":"AK867*IF($G1063=10,1,IF($G1063=15,1,IF($G1063=20,1,(1-(($E1063-50)*0.005)))))","v":{"v":140.18331920037377,"d":"140"}},{"v":150.00663451416625,"d":"150"},{"v":175.408,"d":"175"},0.95,0.95,0.95,140,150,175,60,65,75,{"v":0.02698752276691766,"d":"0.03"},{"v":0.03150692064058641,"d":"0.03"},{"v":0.041563628457333114,"d":"0.04"},0.7,3.6,4.1,5.1,null,747,null,{"v":0.68,"d":"68%"},null,null,0,14.2,16.2,21.85,null,1,1,1,140,150,175,null,0,0,0,1]
["3606010",null,null,3,60,60,10,11.5,0,26,30,40,{"v":631.8000000000001,"d":"632"},{"v":841.6922568781392,"d":"842"},{"v":901.3595094153106,"d":"901"},{"v":1066.38,"d":"1066"},1.5,1.08,1.08,1.08,632,842,901,1066,54,72,77,92,{"v":0.014086095785072505,"d":"0.01"},{"v":0.024572994832794695,"d":"0.02"},{"v":0.027985026550444856,"d":"0.03"},{"v":0.03951290218026669,"d":"0.04"},3.969E-4,1.7346,2,0.000367347,{"$f":"AK868*IF($G1064=10,1,IF($G1064=15,1,IF($G1064=20,1,(1-(($E1064-50)*0.005)))))","v":{"v":116.68990721587436,"d":"117"}},{"v":124.9620115455649,"d":"125"},{"v":147.84,"d":"148"},0.98,0.98,0.98,117,125,148,50,54,64,{"v":0.01214004296048507,"d":"0.01"},{"v":0.014086095785072505,"d":"0.01"},{"v":0.019563990759703984,"d":"0.02"},0.4,4.8,5.4,6.8,null,702,null,{"v":0.9,"d":"90%"},null,null,0,13.6,15.6,21.85,null,1,1,1,117,125,148,null,0,0,0,1]
["3606015",null,null,3,60,60,15,16.5,0,26,30,41.1,{"v":862.1925835750966,"d":"862"},{"v":957.1925835750966,"d":"957"},{"v":1027.5250511543745,"d":"1028"},{"v":1359.96,"d":"1360"},1.5,1.08,1.08,1.08,862,957,1028,1360,74,82,88,117,{"v":0.027891851131815994,"d":"0.03"},{"v":0.03414189879712035,"d":"0.03"},{"v":0.0392386054187797,"d":"0.04"},{"v":0.06880178174125845,"d":"0.07"},0.0002083,1.724,2,0.000461829,{"$f":"AK870*IF($G1066=10,1,IF($G1066=15,1,IF($G1066=20,1,(1-(($E1066-50)*0.005)))))","v":{"v":130.66063061772473,"d":"131"}},{"v":140.26129481477255,"d":"140"},{"v":185.64,"d":"186"},1.01,1.01,1.01,131,140,186,56,60,80,{"v":0.016115444159911004,"d":"0.02"},{"v":0.018458252538956766,"d":"0.02"},{"v":0.0325208961878376,"d":"0.03"},0.6,4.8,5.5,7.2,null,1120,null,{"v":0.8,"d":"80%"},null,null,0,12.3,14.4,21.85,null,1,1,1,131,140,186,null,0,0,0,1]
["3606016",null,null,3,60,60,16,16.5,0,26,30,41.1,{"v":850.0000000000001,"d":"850"},{"v":1399.7241764138612,"d":"1400"},{"v":1502.5729206967153,"d":"1503"},{"v":1988.7,"d":"1989"},1.5,1.1,1.1,1.1,850,1400,1503,1989,73,120,129,171,{"v":0.078809335687655,"d":"0.08"},{"v":0.21085507991814395,"d":"0.21"},{"v":0.24334273125065864,"d":"0.24"},{"v":0.4254627173067976,"d":"0.43"},0.0002083,1.724,4,1.392796E-3,{"$f":"AK871*IF($G1067=10,1,IF($G1067=15,1,IF($G1067=20,1,(1-(($E1067-50)*0.005)))))","v":{"v":203.29999999999998,"d":"203"}},{"v":218.5,"d":"219"},{"v":289.75,"d":"290"},0.95,0.95,0.95,203,219,290,87,94,125,{"v":0.11152852163170968,"d":"0.11"},{"v":0.12999495976193065,"d":"0.13"},{"v":0.2286185181872916,"d":"0.23"},1.2,4.8,5.5,7.2,null,1250,null,{"v":0.68,"d":"68%"},null,null,0,12.3,14.4,21.85,null,1,1,1,203,219,290,null,0,0,0,1]
["3606021",null,null,3,60,60,21,21.5,0,26,30,41.1,{"v":1383.2,"d":"1383"},{"v":1802.6437228662567,"d":"1803"},{"v":1935.0981352499616,"d":"1935"},{"v":2561.16,"d":"2561"},1.5,1.05,1.05,1.05,1383,1803,1935,2561,119,155,166,220,{"v":0.07991007300015454,"d":"0.08"},{"v":0.13454431150760796,"d":"0.13"},{"v":0.15402657304252074,"d":"0.15"},{"v":0.2685289255955803,"d":"0.27"},0.0001276,1.7219,4,0.000514201,{"$f":"AK873*IF($G1069=10,1,IF($G1069=15,1,IF($G1069=20,1,(1-(($E1069-50)*0.005)))))","v":{"v":222.13785266445532,"d":"222"}},{"v":238.46006784742275,"d":"238"},{"v":315.60900000000004,"d":"316"},0.85,0.85,0.85,222,238,316,95,102,136,{"v":0.05128005504717918,"d":"0.05"},{"v":0.058984598635844175,"d":"0.06"},{"v":0.10396522690660656,"d":"0.10"},1.6,4.8,5.5,7.2,null,1729,null,{"v":0.8,"d":"80%"},null,null,0,12.3,14.4,21.85,null,1,1,1,222,238,316,null,0,0,0,1]
["3607010",null,null,3,60,70,10,11.5,0,26,30,41,{"v":737.1,"d":"737"},{"v":1029.7403904507714,"d":"1030"},{"v":1104.285963590294,"d":"1104"},{"v":1320.28,"d":"1320"},1.5,1.08,1.08,1.08,737,1030,1104,1320,63,89,95,114,{"v":0.02000513761866307,"d":"0.02"},{"v":0.038924960889446435,"d":"0.04"},{"v":0.0441465902182657,"d":"0.04"},{"v":0.06277820934346216,"d":"0.06"},3.969E-4,1.7346,2,0.000367347,{"$f":"AK874*IF($G1070=10,1,IF($G1070=15,1,IF($G1070=20,1,(1-(($E1070-50)*0.005)))))","v":{"v":142.7603849699376,"d":"143"}},{"v":153.09517888293954,"d":"153"},{"v":183.04,"d":"183"},0.98,0.98,0.98,143,153,183,61,66,79,{"v":0.018801217016227327,"d":"0.02"},{"v":0.02187876494532763,"d":"0.02"},{"v":0.03093277823234393,"d":"0.03"},0.5,5.5,5.9,7.9,null,819,null,{"v":0.9,"d":"90%"},null,null,0,13.2,15.1,21.85,null,1,1,1,143,153,183,null,0,0,0,1]
["3607015",null,null,3,60,70,15,16.5,0,26,30,41.1,{"v":975.8273541699666,"d":"976"},{"v":1070.8273541699666,"d":"1071"},{"v":1149.5094620994566,"d":"1150"},{"v":1521.41,"d":"1521"},1.5,1.08,1.08,1.08,976,1071,1150,1521,84,92,99,131,{"v":0.036649876914223174,"d":"0.04"},{"v":0.043822991749213405,"d":"0.04"},{"v":0.05061744266822105,"d":"0.05"},{"v":0.08781307235307986,"d":"0.09"},0.0002083,1.724,2,0.000461829,{"$f":"AK876*IF($G1072=10,1,IF($G1072=15,1,IF($G1072=20,1,(1-(($E1072-50)*0.005)))))","v":{"v":135.09481491470635,"d":"135"}},{"v":145.0212935075816,"d":"145"},{"v":191.94,"d":"192"},1.01,1.01,1.01,135,145,192,58,62,83,{"v":0.017715040719154605,"d":"0.02"},{"v":0.020190861450308,"d":"0.02"},{"v":0.03579769620508036,"d":"0.04"},0.7,5.1,5.6,7.2,null,1306,null,{"v":0.8,"d":"80%"},null,null,0,12.3,14.4,21.85,null,1,1,1,135,145,192,null,0,0,0,1]
["3607016",null,null,3,60,70,16,16.5,0,26,30,41.1,{"v":992.1200000000001,"d":"992"},{"v":1627.62717250317,"d":"1628"},{"v":1747.2217424001376,"d":"1747"},{"v":2312.5,"d":"2313"},1.5,1.1,1.1,1.1,992,1628,1747,2313,85,140,150,199,{"v":0.10824120315119022,"d":"0.11"},{"v":0.2902779131483183,"d":"0.29"},{"v":0.33273460547085354,"d":"0.33"},{"v":0.5822430562049591,"d":"0.58"},0.0002083,1.724,4,1.392796E-3,{"$f":"AK877*IF($G1073=10,1,IF($G1073=15,1,IF($G1073=20,1,(1-(($E1073-50)*0.005)))))","v":{"v":208.6178135913252,"d":"209"}},{"v":223.9466051664436,"d":"224"},{"v":296.4,"d":"296"},0.95,0.95,0.95,209,224,296,90,96,127,{"v":0.12118111727948573,"d":"0.12"},{"v":0.13766383484006076,"d":"0.14"},{"v":0.23938244568295547,"d":"0.24"},1.4,5.1,5.6,7.2,null,1459,null,{"v":0.68,"d":"68%"},null,null,0,12.3,14.4,21.85,null,1,1,1,209,224,296,null,0,0,0,1]
["3608010",null,null,3,60,80,10,11.5,0,26,30,41.8,{"v":842.4,"d":"842"},{"v":1214.2269940407766,"d":"1214"},{"v":1304.143370405705,"d":"1304"},{"v":1574.18,"d":"1574"},1.5,1.08,1.08,1.08,842,1214,1304,1574,72,104,112,135,{"v":0.027165359623318678,"d":"0.03"},{"v":0.05502875488465266,"d":"0.06"},{"v":0.06345686966495562,"d":"0.06"},{"v":0.09090986199355394,"d":"0.09"},3.969E-4,1.7346,2,0.000367347,{"$f":"AK880*IF($G1076=10,1,IF($G1076=15,1,IF($G1076=20,1,(1-(($E1076-50)*0.005)))))","v":{"v":168.33710197020613,"d":"168"}},{"v":180.80286190736828,"d":"181"},{"v":218.24,"d":"218"},0.98,0.98,0.98,168,181,218,72,78,94,{"v":0.027165359623318678,"d":"0.03"},{"v":0.03167181300086596,"d":"0.03"},{"v":0.045312552969066985,"d":"0.05"},0.5,6.3,6.8,9.1,null,936,null,{"v":0.9,"d":"90%"},null,null,0,12.8,14.7,21.85,null,1,1,1,168,181,218,null,0,0,0,1]
["3608011",null,null,3,60,80,11,11.5,0,26,30,41.8,{"v":812.6,"d":"813"},{"v":1647.5037394527276,"d":"1648"},{"v":1769.505282019556,"d":"1770"},{"v":2135.9,"d":"2136"},1.5,1.1,1.1,1.1,813,1648,1770,2136,70,142,152,184,{"v":0.04377220210925566,"d":"0.04"},{"v":0.1687204798043572,"d":"0.17"},{"v":0.19218780961004492,"d":"0.19"},{"v":0.2771236061849882,"d":"0.28"},3.969E-4,1.7346,4,0.000574288,{"$f":"AK881*IF($G1077=10,1,IF($G1077=15,1,IF($G1077=20,1,(1-(($E1077-50)*0.005)))))","v":{"v":262.2,"d":"262"}},{"v":281.2,"d":"281"},{"v":340.09999999999997,"d":"340"},0.95,0.95,0.95,262,281,340,113,121,146,{"v":0.10902979448688195,"d":"0.11"},{"v":0.12424747141184385,"d":"0.12"},{"v":0.17793080818342127,"d":"0.18"},1.1,6.3,6.8,9.1,null,1195,null,{"v":0.68,"d":"68%"},null,null,0,12.8,14.7,21.85,null,1,1,1,262,281,340,null,0,0,0,1]
["3608016",null,null,3,60,80,16,16.5,0,26,30,42.4,{"v":1133.5600000000002,"d":"1134"},{"v":2040.4331716148024,"d":"2040"},{"v":2188.0092071816284,"d":"2188"},{"v":2935.7,"d":"2936"},1.5,1.1,1.1,1.1,1134,2040,2188,2936,98,175,188,252,{"v":0.14560170277786252,"d":"0.15"},{"v":0.4574474388725192,"d":"0.46"},{"v":0.5270441899399481,"d":"0.53"},{"v":0.9407339766638919,"d":"0.94"},0.0002083,1.724,4,1.392796E-3,{"$f":"AK883*IF($G1079=10,1,IF($G1079=15,1,IF($G1079=20,1,(1-(($E1079-50)*0.005)))))","v":{"v":296.4,"d":"296"}},{"v":318.25,"d":"318"},{"v":427.5,"d":"428"},0.95,0.95,0.95,296,318,428,127,137,184,{"v":0.2428413054275158,"d":"0.24"},{"v":0.28204303816785287,"d":"0.28"},{"v":0.5051098213309004,"d":"0.51"},1.6,6,6.7,9,null,1667,null,{"v":0.68,"d":"68%"},null,null,0,11.8,13.7,21.85,null,1,1,1,296,318,428,null,0,0,0,1]
["3608020",null,null,3,60,80,20,21.5,0,26,30,42.4,{"v":1668.8000000000002,"d":"1669"},{"v":1942.5718983039128,"d":"1943"},{"v":2086.4239348515057,"d":"2086"},{"v":2518.44,"d":"2518"},1.5,1.08,1.08,1.08,1669,1943,2086,2518,144,167,179,217,{"v":0.08507290518403578,"d":"0.09"},{"v":0.11395554008077592,"d":"0.11"},{"v":0.1306787233750386,"d":"0.13"},{"v":0.19110006829963533,"d":"0.19"},0.0001276,1.7219,2,3.76611E-4,{"$f":"AK884*IF($G1080=10,1,IF($G1080=15,1,IF($G1080=20,1,(1-(($E1080-50)*0.005)))))","v":{"v":240.0716624688735,"d":"240"}},{"v":257.8495360156218,"d":"258"},{"v":311.24,"d":"311"},0.95,0.95,0.95,240,258,311,103,111,134,{"v":0.0439519634412318,"d":"0.04"},{"v":0.05092991835624913,"d":"0.05"},{"v":0.07381701321036345,"d":"0.07"},1.1,6,6.7,9,null,2086,null,{"v":0.8,"d":"80%"},null,null,0,11.8,13.7,21.85,null,1,1,1,240,258,311,null,0,0,0,1]
["3609010",null,null,3,60,90,10,11.5,0,26,30,42.4,{"v":947.7,"d":"948"},{"v":1395.6272192501513,"d":"1396"},{"v":1501.3000140389001,"d":"1501"},{"v":1828.08,"d":"1828"},1.5,1.08,1.08,1.08,948,1396,1501,1828,82,120,129,157,{"v":0.03648533263694766,"d":"0.04"},{"v":0.07560878121067112,"d":"0.08"},{"v":0.08685321114716028,"d":"0.09"},{"v":0.12662134598395483,"d":"0.13"},3.969E-4,1.7346,2,0.000367347,{"$f":"AK886*IF($G1082=10,1,IF($G1082=15,1,IF($G1082=20,1,(1-(($E1082-50)*0.005)))))","v":{"v":193.48593193227777,"d":"193"}},{"$f":"AL886*IF($G1082=10,1,IF($G1082=15,1,IF($G1082=20,1,(1-(($E1082-50)*0.005)))))","v":{"v":208.1361185276459,"d":"208"}},{"v":253.44,"d":"253"},0.98,0.98,0.98,193,208,253,83,89,109,{"v":0.03734023921264072,"d":"0.04"},{"v":0.04266933360054228,"d":"0.04"},{"v":0.06288933684631558,"d":"0.06"},0.6,6.7,7.4,10.3,null,1053,null,{"v":0.9,"d":"90%"},null,null,0,12.5,14.7,21.85,null,1,1,1,193,208,253,null,0,0,0,1]
["3609011",null,null,3,60,90,11,11.5,0,26,30,42.4,{"v":914.6,"d":"915"},{"v":1893.633623598571,"d":"1894"},{"v":2037.0140009310799,"d":"2037"},{"v":2480.4,"d":"2480"},1.5,1.1,1.1,1.1,915,1894,2037,2480,79,163,175,213,{"v":0.05814489036219284,"d":"0.06"},{"v":0.23039387696616745,"d":"0.23"},{"v":0.26382483336744583,"d":"0.26"},{"v":0.38395411039699373,"d":"0.38"},3.969E-4,1.7346,4,0.000574288,{"$f":"AK887*IF($G1083=10,1,IF($G1083=15,1,IF($G1083=20,1,(1-(($E1083-50)*0.005)))))","v":{"v":301.3048681496536,"d":"301"}},{"$f":"AL887*IF($G1083=10,1,IF($G1083=15,1,IF($G1083=20,1,(1-(($E1083-50)*0.005)))))","v":{"v":324.118787985594,"d":"324"}},{"v":394.668,"d":"395"},0.95,0.95,0.95,301,324,395,129,139,170,{"v":0.14754712308352055,"d":"0.15"},{"v":0.17008165672135647,"d":"0.17"},{"v":0.24963110053828763,"d":"0.25"},1.2,6.7,7.4,10.3,null,1345,null,{"v":0.68,"d":"68%"},null,null,0,12.5,14.7,21.85,null,1,1,1,301,324,395,null,0,0,0,1]
["3609016",null,null,3,60,90,16,16.5,0,26,30,43.3,{"v":1275.68,"d":"1276"},{"v":2336.669516687492,"d":"2337"},{"v":2503.3688418217644,"d":"2503"},{"v":3409.2,"d":"3409"},1.5,1.1,1.1,1.1,1276,2337,2503,3409,110,201,215,293,{"v":0.18556846012570263,"d":"0.19"},{"v":0.6091536033262105,"d":"0.61"},{"v":0.6957504205886854,"d":"0.70"},{"v":1.2822911322288062,"d":"1.28"},0.0002083,1.724,4,1.392796E-3,{"$f":"AK889*IF($G1085=10,1,IF($G1085=15,1,IF($G1085=20,1,(1-(($E1085-50)*0.005)))))","v":{"v":339.8904180820507,"d":"340"}},{"v":364.1383927781922,"d":"364"},{"v":495.9,"d":"496"},0.95,0.95,0.95,340,364,496,146,157,213,{"v":0.32420444088187106,"d":"0.32"},{"v":0.3741342535216525,"d":"0.37"},{"v":0.683030715046036,"d":"0.68"},1.8,7,7.7,10.7,null,1876,null,{"v":0.68,"d":"68%"},null,null,0,11.3,13.2,21.85,null,1,1,1,340,364,496,null,0,0,0,1]
["3609020",null,null,3,60,90,20,21.5,0,26,30,43.3,{"v":1877.6000000000001,"d":"1878"},{"v":2232.7836804230465,"d":"2233"},{"v":2401.8435041457315,"d":"2402"},{"v":2924.64,"d":"2925"},1.5,1.08,1.08,1.08,1878,2233,2402,2925,162,192,207,252,{"v":0.10891673537133954,"d":"0.11"},{"v":0.15220989401469975,"d":"0.15"},{"v":0.17653301618879313,"d":"0.18"},{"v":0.26017862567755984,"d":"0.26"},0.0001276,1.7219,2,3.76611E-4,{"$f":"AK890*IF($G1086=10,1,IF($G1086=15,1,IF($G1086=20,1,(1-(($E1086-50)*0.005)))))","v":{"v":275.9373233806916,"d":"276"}},{"v":296.8304872184041,"d":"297"},{"v":361.44,"d":"361"},0.95,0.95,0.95,276,297,361,119,128,155,{"v":0.05935306887959389,"d":"0.06"},{"v":0.0685057463009488,"d":"0.07"},{"v":0.0998439426179513,"d":"0.10"},1.2,7,7.7,10.7,null,2347,null,{"v":0.8,"d":"80%"},null,null,0,11.3,13.2,21.85,null,1,1,1,276,297,361,null,0,0,0,1]
["36010010",null,null,3,60,100,10,11.5,0,26,30,43,1053,{"v":1574.3905475253332,"d":"1574"},{"v":1696.1265760133244,"d":"1696"},{"v":2081.98,"d":"2082"},1.5,1.08,1.08,1.08,1053,1574,1696,2082,91,135,146,179,{"v":0.04646735268794712,"d":"0.05"},{"v":0.09862323121872285,"d":"0.10"},{"v":0.11455551187153463,"d":"0.11"},{"v":0.16920060692862343,"d":"0.17"},3.969E-4,1.7346,2,0.000367347,{"$f":"AK892*IF($G1088=10,1,IF($G1088=15,1,IF($G1088=20,1,(1-(($E1088-50)*0.005)))))","v":{"v":218.26918973175157,"d":"218"}},{"v":235.14633901405676,"d":"235"},{"v":288.64,"d":"289"},0.98,0.98,0.98,218,{"$f":"ROUND(AL1088*POWER(CF_cool,AO1088),0)","v":235},{"$f":"ROUND(AM1088*POWER(CF_cool,AP1088),0)","v":289},94,101,124,{"v":0.04942930530670935,"d":"0.05"},{"v":0.05668113608073874,"d":"0.06"},{"v":0.08384149307866094,"d":"0.08"},0.7,7.8,8.7,12.2,null,1170,null,{"v":0.9,"d":"90%"},null,null,0,12.3,14.1,21.85,null,1,1,1,218,235,289,null,0,0,0,1]
["36010011",null,null,3,60,100,11,11.5,0,26,30,43,{"v":1015.9200000000001,"d":"1016"},{"v":2136.1856779144437,"d":"2136"},{"v":2301.361187225641,"d":"2301"},{"v":2824.9,"d":"2825"},1.5,1.1,1.1,1.1,1016,2136,2301,2825,87,184,198,243,{"v":0.07341129169583341,"d":"0.07"},{"v":0.3035203378345578,"d":"0.30"},{"v":0.3489438597084153,"d":"0.35"},{"v":0.5153554252697664,"d":"0.52"},3.969E-4,1.7346,4,0.000574288,{"$f":"AK893*IF($G1089=10,1,IF($G1089=15,1,IF($G1089=20,1,(1-(($E1089-50)*0.005)))))","v":{"v":340.09999999999997,"d":"340"}},{"v":365.75,"d":"366"},{"v":449.34999999999997,"d":"449"},0.95,0.95,0.95,340,366,449,146,157,193,{"v":0.19560272364226922,"d":"0.20"},{"v":0.22451745509669774,"d":"0.22"},{"v":0.3323732662526814,"d":"0.33"},1.3,7.8,8.7,12.2,null,1494,null,{"v":0.68,"d":"68%"},null,null,0,12.3,14.1,21.85,null,1,1,1,340,366,449,null,0,0,0,1]
["36010016",null,null,3,60,100,16,16.5,0,26,30,44.1,{"v":1417.1200000000001,"d":"1417"},{"v":2630.387144811864,"d":"2630"},{"v":2816.5633812075234,"d":"2817"},{"v":3882.7,"d":"3883"},1.5,1.1,1.1,1.1,1417,2630,2817,3883,122,226,242,334,{"v":0.23078466382513743,"d":"0.23"},{"v":0.7771277076165684,"d":"0.78"},{"v":0.8893436749809193,"d":"0.89"},{"v":1.6794877029795134,"d":"1.68"},0.0002083,1.724,4,1.392796E-3,{"$f":"AK895*IF($G1091=10,1,IF($G1091=15,1,IF($G1091=20,1,(1-(($E1091-50)*0.005)))))","v":{"v":382.84999999999997,"d":"383"}},{"v":409.45,"d":"409"},{"v":565.25,"d":"565"},0.95,0.95,0.95,383,409,565,165,176,243,{"v":0.41809834906484244,"d":"0.42"},{"v":0.4747690796059541,"d":"0.47"},{"v":0.8966056086114469,"d":"0.90"},{"v":2,"d":"2.0"},7,7.7,10.7,null,2084,null,{"v":0.68,"d":"68%"},null,null,0,10.9,12.8,21.85,null,1,1,1,383,409,565,null,0,0,0,1]
["36010020",null,null,3,60,100,20,21.5,0,26,30,44.1,{"v":2086.4,"d":"2086"},{"v":2518.7768428703835,"d":"2519"},{"v":2713.5353098724395,"d":"2714"},{"v":3330.84,"d":"3331"},1.5,1.08,1.08,1.08,2086,2519,2714,3331,179,217,233,286,{"v":0.13446597687358697,"d":"0.13"},{"v":0.1963758492708046,"d":"0.20"},{"v":0.22589211718801094,"d":"0.23"},{"v":0.3382159729533156,"d":"0.34"},0.0001276,1.7219,2,3.76611E-4,{"$f":"AK896*IF($G1092=10,1,IF($G1092=15,1,IF($G1092=20,1,(1-(($E1092-50)*0.005)))))","v":{"v":311.2816285378957,"d":"311"}},{"v":335.3507448439105,"d":"335"},{"v":411.64,"d":"412"},0.95,0.95,0.95,311,335,412,134,144,177,{"v":0.0761173874401084,"d":"0.08"},{"v":0.08767678608746131,"d":"0.09"},{"v":0.13152753973488002,"d":"0.13"},1.3,7,7.7,10.7,null,2608,null,{"v":0.8,"d":"80%"},null,null,0,10.9,12.8,21.85,null,1,1,1,311,335,412,null,0,0,0,1]
["36011010",null,null,3,60,110,10,11.5,0,26,30,43.5,{"v":1158.3,"d":"1158"},{"v":1766.3893947845202,"d":"1766"},{"v":1902.9712804051933,"d":"1903"},{"v":2335.88,"d":"2336"},1.5,1.08,1.08,1.08,1158,1766,1903,2336,100,152,164,201,{"v":0.057907619104279426,"d":"0.06"},{"v":0.12846635666491932,"d":"0.13"},{"v":0.14849855963064404,"d":"0.15"},{"v":0.2189828314672463,"d":"0.22"},3.969E-4,1.7346,2,0.000367347,{"$f":"AK898*IF($G1094=10,1,IF($G1094=15,1,IF($G1094=20,1,(1-(($E1094-50)*0.005)))))","v":{"v":244.88738360147738,"d":"245"}},{"v":263.82272182064906,"d":"264"},{"v":323.84,"d":"324"},0.98,0.98,0.98,245,264,324,105,114,139,{"v":0.0635324094103459,"d":"0.06"},{"v":0.0742836780814925,"d":"0.07"},{"v":0.10834103483995079,"d":"0.11"},0.7,8.4,9.3,14,null,1287,null,{"v":0.9,"d":"90%"},null,null,0,12,13.9,21.85,null,1,1,1,245,264,324,null,0,0,0,1]
["36011011",null,null,3,60,110,11,11.5,0,26,30,43.5,{"v":1117.24,"d":"1117"},{"v":2396.6961264405954,"d":"2397"},{"v":2582.014990545841,"d":"2582"},{"v":3169.4,"d":"3169"},1.5,1.1,1.1,1.1,1117,2397,2582,3169,96,206,222,273,{"v":0.09268782987410847,"d":"0.09"},{"v":0.39231335542301654,"d":"0.39"},{"v":0.4521181336762668,"d":"0.45"},{"v":0.6695964339932501,"d":"0.67"},3.969E-4,1.7346,4,0.000574288,{"$f":"AK899*IF($G1095=10,1,IF($G1095=15,1,IF($G1095=20,1,(1-(($E1095-50)*0.005)))))","v":{"v":381.34948670781205,"d":"381"}},{"v":410.8364345624682,"d":"411"},{"v":504.298,"d":"504"},0.95,0.95,0.95,381,411,504,164,177,217,{"v":0.2547171774564881,"d":"0.25"},{"v":0.29428702881790797,"d":"0.29"},{"v":0.432994286119969,"d":"0.43"},1.5,8.4,9.3,14,null,1643,null,{"v":0.68,"d":"68%"},null,null,0,12,13.9,21.85,null,1,1,1,381,411,504,null,0,0,0,1]
["36011016",null,null,3,60,110,16,16.5,0,26,30,44.1,{"v":1558.5600000000002,"d":"1559"},{"v":2849.7497938679544,"d":"2850"},{"v":3051.4523045945984,"d":"3051"},{"v":4206.5,"d":"4207"},1.5,1.1,1.1,1.1,1559,2850,3051,4207,134,245,262,362,{"v":0.28135983889109584,"d":"0.28"},{"v":0.9219544805754951,"d":"0.92"},{"v":1.0521845346704815,"d":"1.05"},{"v":1.9898808014753209,"d":"1.99"},0.0002083,1.724,4,1.392796E-3,{"$f":"AK901*IF($G1097=10,1,IF($G1097=15,1,IF($G1097=20,1,(1-(($E1097-50)*0.005)))))","v":{"v":387.44131870036443,"d":"387"}},{"v":414.8640373226318,"d":"415"},{"v":571.9,"d":"572"},0.95,0.95,0.95,387,415,572,166,178,246,{"v":0.42859150013825975,"d":"0.43"},{"v":0.49164521021083024,"d":"0.49"},{"v":0.9293797183953033,"d":"0.93"},2.2,7.9,8.8,12.5,null,2292,null,{"v":0.68,"d":"68%"},null,null,0,10.9,12.8,21.85,null,1,1,1,387,415,572,null,0,0,0,1]
["36011020",null,null,3,60,110,20,21.5,0,26,30,44.1,{"v":2295.2000000000003,"d":"2295"},{"v":2692.551301713082,"d":"2693"},{"v":2900.746468081386,"d":"2901"},{"v":3560.6400000000003,"d":"3561"},1.5,1.08,1.08,1.08,2295,2693,2901,3561,197,232,249,306,{"v":0.16458618456081525,"d":"0.16"},{"v":0.2269472264037772,"d":"0.23"},{"v":0.26079058599865457,"d":"0.26"},{"v":0.3911657832602583,"d":"0.39"},0.0001276,1.7219,2,3.76611E-4,{"$f":"AK902*IF($G1098=10,1,IF($G1098=15,1,IF($G1098=20,1,(1-(($E1098-50)*0.005)))))","v":{"v":317.1799783158463,"d":"317"}},{"v":341.7051705794622,"d":"342"},{"v":419.44,"d":"419"},0.95,0.95,0.95,317,342,419,136,147,180,{"v":0.07954471205365862,"d":"0.08"},{"v":0.09265062946622422,"d":"0.09"},{"v":0.13785909087762688,"d":"0.14"},1.5,7.9,8.8,12.5,null,2869,null,{"v":0.8,"d":"80%"},null,null,0,10.9,12.8,21.85,null,1,1,1,317,342,419,null,0,0,0,1]
["36012010",null,null,3,60,120,10,11.5,0,26,30,44,{"v":1263.6000000000001,"d":"1264"},{"v":1924.9914127028867,"d":"1925"},{"v":2079.6202422788024,"d":"2080"},{"v":2589.78,"d":"2590"},1.5,1.08,1.08,1.08,1264,1925,2080,2590,109,166,179,223,{"v":0.07087256292477416,"d":"0.07"},{"v":0.15749249199599902,"d":"0.16"},{"v":0.1817830806912457,"d":"0.18"},{"v":0.2762925905995734,"d":"0.28"},3.969E-4,1.7346,2,0.000367347,{"$f":"AK904*IF($G1100=10,1,IF($G1100=15,1,IF($G1100=20,1,(1-(($E1100-50)*0.005)))))","v":{"v":266.87553260000635,"d":"267"}},{"$f":"AL904*IF($G1100=10,1,IF($G1100=15,1,IF($G1100=20,1,(1-(($E1100-50)*0.005)))))","v":{"v":288.31284965818764,"d":"288"}},{"v":359.04,"d":"359"},0.98,0.98,0.98,267,288,359,115,124,154,{"v":0.07844810437960871,"d":"0.08"},{"v":0.0904975407078808,"d":"0.09"},{"v":0.13655457969155813,"d":"0.14"},0.8,8.9,9.9,14.8,null,1404,null,{"v":0.9,"d":"90%"},null,null,0,11.8,13.7,21.85,null,1,1,1,267,288,359,null,0,0,0,1]
["36012011",null,null,3,60,120,11,11.5,0,26,30,44,{"v":1219.24,"d":"1219"},{"v":2611.892641497221,"d":"2612"},{"v":2821.6982019103875,"d":"2822"},{"v":3513.9,"d":"3514"},1.5,1.1,1.1,1.1,1219,2612,2822,3514,105,225,243,302,{"v":0.11472170292628715,"d":"0.11"},{"v":0.4824913090455165,"d":"0.48"},{"v":0.5581185866184035,"d":"0.56"},{"v":0.8424915609755409,"d":"0.84"},3.969E-4,1.7346,4,0.000574288,{"$f":"AK905*IF($G1101=10,1,IF($G1101=15,1,IF($G1101=20,1,(1-(($E1101-50)*0.005)))))","v":{"v":415.15,"d":"415"}},{"v":449.34999999999997,"d":"449"},{"v":559.55,"d":"560"},0.95,0.95,0.95,415,449,560,178,193,241,{"v":0.30990424198218286,"d":"0.31"},{"v":0.3610496821113453,"d":"0.36"},{"v":0.5494569193779519,"d":"0.55"},1.6,8.9,9.9,14.8,null,1793,null,{"v":0.68,"d":"68%"},null,null,0,11.8,13.7,21.85,null,1,1,1,415,449,560,null,0,0,0,1]
["36012016",null,null,3,60,120,16,16.5,0,26,30,44.8,{"v":1700.68,"d":"1701"},{"v":3241.8333772189817,"d":"3242"},{"v":3471.5459677567114,"d":"3472"},{"v":4829.7,"d":"4830"},1.5,1.1,1.1,1.1,1701,3242,3472,4830,146,279,299,415,{"v":0.3374003985918199,"d":"0.34"},{"v":1.204343316710782,"d":"1.20"},{"v":1.3801140974321322,"d":"1.38"},{"v":2.632057975603213,"d":"2.63"},0.0002083,1.724,4,1.392796E-3,{"$f":"AK907*IF($G1103=10,1,IF($G1103=15,1,IF($G1103=20,1,(1-(($E1103-50)*0.005)))))","v":{"v":471.2,"d":"471"}},{"v":505.4,"d":"505"},703,0.95,0.95,0.95,471,505,703,203,217,302,{"v":0.6444684479470315,"d":"0.64"},{"v":0.734717149155996,"d":"0.73"},{"v":1.407498927614694,"d":"1.41"},2.4,8.7,9.8,14.3,null,2501,null,{"v":0.68,"d":"68%"},null,null,0,10.6,12.5,21.85,null,1,1,1,471,505,703,null,0,0,0,1]
["36012020",null,null,3,60,120,20,21.5,0,26,30,44.8,2504,{"v":3079.6829926739365,"d":"3080"},{"v":3327.0647594078355,"d":"3327"},{"v":4143.24,"d":"4143"},1.5,1.08,1.08,1.08,2504,3080,3327,4143,215,265,286,356,{"v":0.1980221835521125,"d":"0.20"},{"v":0.2984824228165089,"d":"0.30"},{"v":0.34670295754782865,"d":"0.35"},{"v":0.5330856461058093,"d":"0.53"},0.0001276,1.7219,2,3.76611E-4,{"$f":"AK908*IF($G1104=10,1,IF($G1104=15,1,IF($G1104=20,1,(1-(($E1104-50)*0.005)))))","v":{"v":380.6009016056908,"d":"381"}},{"v":411.1734390011653,"d":"411"},{"v":512.04,"d":"512"},0.95,0.95,0.95,381,411,512,164,177,220,{"v":0.11646670942658871,"d":"0.12"},{"v":0.13524222402195477,"d":"0.14"},{"v":0.20715667478646135,"d":"0.21"},1.6,8.7,9.8,14.3,null,3130,null,{"v":0.8,"d":"80%"},null,null,0,10.6,12.5,21.85,null,1,1,1,381,411,512,null,0,0,0,1]
["36014010",null,null,3,60,140,10,11.5,0,26,30,44.8,{"v":1474.2,"d":"1474"},{"v":2267.7915432376717,"d":"2268"},{"v":2456.1428225151312,"d":"2456"},{"v":3097.58,"d":"3098"},1.5,1.08,1.08,1.08,1474,2268,2456,3098,127,195,211,266,{"v":0.10163412717692537,"d":"0.10"},{"v":0.22855867513090425,"d":"0.23"},{"v":0.2653815415446367,"d":"0.27"},{"v":0.4118036693657595,"d":"0.41"},3.969E-4,1.7346,2,0.000367347,{"$f":"AK910*IF($G1106=10,1,IF($G1106=15,1,IF($G1106=20,1,(1-(($E1106-50)*0.005)))))","v":{"v":314.40040300104783,"d":"314"}},{"v":340.5129080446342,"d":"341"},{"v":429.44,"d":"429"},0.98,0.98,0.98,314,341,429,135,147,184,{"v":0.11404996966906063,"d":"0.11"},{"v":0.1339431496553784,"d":"0.13"},{"v":0.20476735769324847,"d":"0.20"},0.9,10.1,11.2,17.5,null,1638,null,{"v":0.9,"d":"90%"},null,null,0,11.5,13.3,21.85,null,1,1,1,314,341,429,null,0,0,0,1]
["36014011",null,null,3,60,140,11,11.5,0,26,30,44.8,{"v":1422.5600000000002,"d":"1423"},{"v":3077.015307780141,"d":"3077"},{"v":3332.5766142436496,"d":"3333"},{"v":4202.9,"d":"4203"},1.5,1.1,1.1,1.1,1423,3077,3333,4203,122,265,287,361,{"v":0.16504240857006308,"d":"0.17"},{"v":0.7073460763495847,"d":"0.71"},{"v":0.8219999480326121,"d":"0.82"},{"v":1.2670408781957792,"d":"1.27"},3.969E-4,1.7346,4,0.000574288,{"$f":"AK911*IF($G1107=10,1,IF($G1107=15,1,IF($G1107=20,1,(1-(($E1107-50)*0.005)))))","v":{"v":489.25,"d":"489"}},{"v":530.1,"d":"530"},{"v":668.8,"d":"669"},0.95,0.95,0.95,489,530,669,210,228,288,{"v":0.4566825064399878,"d":"0.46"},{"v":0.5330203329454197,"d":"0.53"},{"v":0.8274051204284918,"d":"0.83"},1.9,10.1,11.2,17.5,null,2092,null,{"v":0.68,"d":"68%"},null,null,0,11.5,13.3,21.85,null,1,1,1,489,530,669,null,0,0,0,1]
["36014016",null,null,3,60,140,16,16.5,0,26,30,45.4,{"v":1984.2400000000002,"d":"1984"},{"v":3844.4231409656436,"d":"3844"},{"v":4117.108028486747,"d":"4117"},{"v":5776.7,"d":"5777"},1.5,1.1,1.1,1.1,1984,3844,4117,5777,171,331,354,497,{"v":0.47167427610328455,"d":"0.47"},{"v":1.7219838483818737,"d":"1.72"},{"v":1.9648470126541058,"d":"1.96"},{"v":3.828069631665256,"d":"3.83"},0.0002083,1.724,4,1.392796E-3,{"$f":"AK913*IF($G1109=10,1,IF($G1109=15,1,IF($G1109=20,1,(1-(($E1109-50)*0.005)))))","v":{"v":559.55,"d":"560"}},{"v":598.5,"d":"599"},{"v":840.75,"d":"841"},0.95,0.95,0.95,560,599,841,241,258,362,{"v":0.9238586728733834,"d":"0.92"},{"v":1.0559926133482667,"d":"1.06"},{"v":2.0530216141448148,"d":"2.05"},2.8,9.6,10.5,16.1,null,2918,null,{"v":0.68,"d":"68%"},null,null,0,10.4,12.2,21.85,null,1,1,1,560,599,841,null,0,0,0,1]
["36014020",null,null,3,60,140,20,21.5,0,26,30,45.4,{"v":2920.8,"d":"2921"},{"v":3628.109195995047,"d":"3628"},{"v":3929.4415695377957,"d":"3929"},{"v":4955.64,"d":"4956"},1.5,1.08,1.08,1.08,2921,3628,3929,4956,251,312,338,426,{"v":0.27509243177233555,"d":"0.28"},{"v":0.4211889524134416,"d":"0.42"},{"v":0.4927124636981848,"d":"0.49"},{"v":0.7756359730733573,"d":"0.78"},0.0001276,1.7219,2,3.76611E-4,{"$f":"AK914*IF($G1110=10,1,IF($G1110=15,1,IF($G1110=20,1,(1-(($E1110-50)*0.005)))))","v":{"v":448.3778474617217,"d":"448"}},{"v":485.6178404500181,"d":"486"},{"v":612.44,"d":"612"},0.95,0.95,0.95,448,486,612,193,209,263,{"v":0.16455496588623258,"d":"0.16"},{"v":0.1922740711354792,"d":"0.19"},{"v":0.30142179085547277,"d":"0.30"},1.9,9.6,10.5,16.1,null,3651,null,{"v":0.8,"d":"80%"},null,null,0,10.4,12.2,21.85,null,1,1,1,448,486,612,null,0,0,0,1]
["36016010",null,null,3,60,160,10,11.5,0,26,30,45.5,{"v":1684.8,"d":"1685"},{"v":2603.9362232520607,"d":"2604"},{"v":2826.698800652902,"d":"2827"},{"v":3605.38,"d":"3605"},1.5,1.08,1.08,1.08,1685,2604,2827,3605,145,224,243,310,{"v":0.13925346565473004,"d":"0.14"},{"v":0.31579069683258104,"d":"0.32"},{"v":0.3682343427384388,"d":"0.37"},{"v":0.5834332220487198,"d":"0.58"},3.969E-4,1.7346,2,0.000367347,{"$f":"AK916*IF($G1112=10,1,IF($G1112=15,1,IF($G1112=20,1,(1-(($E1112-50)*0.005)))))","v":{"v":361.00257998610687,"d":"361"}},{"v":391.8857730720053,"d":"392"},{"v":499.84,"d":"500"},0.98,0.98,0.98,361,392,500,155,169,215,{"v":0.15784887533096326,"d":"0.16"},{"v":0.18572654509721107,"d":"0.19"},{"v":0.29228700277798675,"d":"0.29"},1.1,11,12.4,19.2,null,1872,null,{"v":0.9,"d":"90%"},null,null,0,11.2,13,21.85,null,1,1,1,361,392,500,null,0,0,0,1]
["36016011",null,null,3,60,160,11,11.5,0,26,30,45.5,{"v":1625.2,"d":"1625"},{"v":3533.107636511756,"d":"3533"},{"v":3835.359341571188,"d":"3835"},{"v":4891.9,"d":"4892"},1.5,1.1,1.1,1.1,1625,3533,3835,4892,140,304,330,421,{"v":0.22992880757590525,"d":"0.23"},{"v":0.9792338709007133,"d":"0.98"},{"v":1.1422415218620434,"d":"1.14"},{"v":1.8051385479062783,"d":"1.81"},3.969E-4,1.7346,4,0.000574288,{"$f":"AK917*IF($G1113=10,1,IF($G1113=15,1,IF($G1113=20,1,(1-(($E1113-50)*0.005)))))","v":{"v":562.4,"d":"562"}},{"$f":"AL917*IF($G1113=10,1,IF($G1113=15,1,IF($G1113=20,1,(1-(($E1113-50)*0.005)))))","v":{"v":609.9,"d":"610"}},{"v":778.05,"d":"778"},0.95,0.95,0.95,562,610,778,242,262,335,{"v":0.6386964218280036,"d":"0.64"},{"v":0.7410730728487199,"d":"0.74"},{"v":1.1749442943546906,"d":"1.17"},2.1,11,12.4,19.2,null,2390,null,{"v":0.68,"d":"68%"},null,null,0,11.2,13,21.85,null,1,1,1,562,610,778,null,0,0,0,1]
["36016016",null,null,3,60,160,16,16.5,0,26,30,46.4,{"v":2267.1200000000003,"d":"2267"},{"v":4417.936888355559,"d":"4418"},{"v":4716.8848144627045,"d":"4717"},{"v":6723.7,"d":"6724"},1.5,1.1,1.1,1.1,2267,4418,4717,6724,195,380,406,578,{"v":0.6244951285446709,"d":"0.62"},{"v":2.304157087904469,"d":"2.30"},{"v":2.623365321816255,"d":"2.62"},{"v":5.246640893495311,"d":"5.25"},0.0002083,1.724,4,1.392796E-3,{"$f":"AK919*IF($G1115=10,1,IF($G1115=15,1,IF($G1115=20,1,(1-(($E1115-50)*0.005)))))","v":{"v":642.1999999999999,"d":"642"}},{"v":685.9,"d":"686"},{"v":978.5,"d":"979"},0.95,0.95,0.95,642,686,979,276,295,421,{"v":1.2317402838570684,"d":"1.23"},{"v":1.4031717458922595,"d":"1.40"},{"v":2.8167901180560695,"d":"2.82"},3.2,11.5,12.8,19.6,null,3334,null,{"v":0.68,"d":"68%"},null,null,0,10,11.8,21.85,null,1,1,1,642,686,979,null,0,0,0,1]
["36016020",null,null,3,60,160,20,21.5,0,26,30,46.4,{"$f":"IF($N1116-($BE1116*$BG1116)>100,$BE1116*$BG1116,$N1116-95)","v":{"v":3338.4,"d":"3338"}},{"v":4165.887726998767,"d":"4166"},{"v":4522.2727563025155,"d":"4522"},{"v":5768.04,"d":"5768"},1.5,1.08,1.08,1.08,{"$f":"ROUND(M1116*POWER(CF_heat,Q1116),0)","v":3338},{"$f":"ROUND(N1116*POWER(CF_heat,R1116),0)","v":4166},{"$f":"ROUND(O1116*POWER(CF_heat,S1116),0)","v":4522},{"$f":"ROUND(P1116*POWER(CF_heat,T1116),0)","v":5768},287,358,389,496,{"v":0.3661642035419647,"d":"0.37"},{"v":0.5639754157614939,"d":"0.56"},{"v":0.6634243449102452,"d":"0.66"},{"v":1.067440463456265,"d":"1.07"},{"$f":"IF($G1116=$CO$103,CP$103,IF($G1116=$CO$104,CP$104,IF($G1116=$CO$105,CP$105,IF($G1116=$CO$107,CP$107,IF($G1116=$CO$108,CP$108,IF($G1116=$CO$109,CP$109,IF($G1116=$CO$111,CP$111,IF($G1116=$CO$112,CP$112,IF($G1116=$CO$113,CP$113,IF($G1116=$CO$115,CP$115,IF($G1116=$CO$116,CP$116,IF($G1116=$CO$117,CP$117,IF($G1116=$CO$119,CP$119,IF($G1116=$CO$120,CP$120,))))))))))))))","v":0.0001276},{"$f":"IF($G1116=$CO$103,CQ$103,IF($G1116=$CO$104,CQ$104,IF($G1116=$CO$105,CQ$105,IF($G1116=$CO$107,CQ$107,IF($G1116=$CO$108,CQ$108,IF($G1116=$CO$109,CQ$109,IF($G1116=$CO$111,CQ$111,IF($G1116=$CO$112,CQ$112,IF($G1116=$CO$113,CQ$113,IF($G1116=$CO$115,CQ$115,IF($G1116=$CO$116,CQ$116,IF($G1116=$CO$117,CQ$117,IF($G1116=$CO$119,CQ$119,IF($G1116=$CO$120,CQ$120,))))))))))))))","v":1.7219},{"$f":"IF($G1116=$CO$103,CR$103,IF($G1116=$CO$104,CR$104,IF($G1116=$CO$105,CR$105,IF($G1116=$CO$107,CR$107,IF($G1116=$CO$108,CR$108,IF($G1116=$CO$109,CR$109,IF($G1116=$CO$111,CR$111,IF($G1116=$CO$112,CR$112,IF($G1116=$CO$113,CR$113,IF($G1116=$CO$115,CR$115,IF($G1116=$CO$116,CR$116,IF($G1116=$CO$117,CR$117,IF($G1116=$CO$119,CR$119,IF($G1116=$CO$120,CR$120,))))))))))))))","v":2},{"$f":"IF($G1116=$CO$103,CS$103,IF($G1116=$CO$104,CS$104,IF($G1116=$CO$105,CS$105,IF($G1116=$CO$107,CS$107,IF($G1116=$CO$108,CS$108,IF($G1116=$CO$109,CS$109,IF($G1116=$CO$111,CS$111,IF($G1116=$CO$112,CS$112,IF($G1116=$CO$113,CS$113,IF($G1116=$CO$115,CS$115,IF($G1116=$CO$116,CS$116,IF($G1116=$CO$117,CS$117,IF($G1116=$CO$119,CS$119,IF($G1116=$CO$120,CS$120,))))))))))))))","v":3.76611E-4},{"$f":"AK920*IF($G1116=10,1,IF($G1116=15,1,IF($G1116=20,1,(1-(($E1116-50)*0.005)))))","v":{"v":514.838906684732,"d":"515"}},{"v":558.8825513697349,"d":"559"},{"v":712.84,"d":"713"},0.95,0.95,0.95,{"$f":"ROUND(AK1116*POWER(CF_cool,AN1116),0)","v":515},559,713,221,240,307,{"v":0.2198966130933455,"d":"0.22"},{"v":0.2582722974998709,"d":"0.26"},{"v":0.4176556738231726,"d":"0.42"},{"$f":"ROUND(IF(G1116=10,$CO$92*F1116,IF(G1116=11,$CO$93*F1116,IF(G1116=15,$CO$94*F1116,IF(G1116=16,$CO$95*F1116,IF(G1116=20,$CO$96*F1116,IF(G1116=21,$CO$97*F1116,)))))),1)","v":2.1},11.5,12.8,19.6,null,4173,null,{"$f":"IF(G1116=10,0.9,IF(G1116=11,0.68,IF(G1116=15,0.8,IF(G1116=16,0.68,IF(G1116=20,0.8,IF(G1116=21,0.8))))))","v":{"v":0.8,"d":"80%"}},null,null,0,10,11.8,21.85,null,1,1,1,{"$f":"AQ1116/BO1116","v":515},559,713,null,{"$f":"BR1116-AQ1116","v":0},{"$f":"BS1116-AR1116","v":0},{"$f":"BT1116-AS1116","v":0},1]
["36018011",null,null,3,60,180,11,11.5,0,26,30,46,{"v":1828.5200000000002,"d":"1829"},{"v":4030.7284303866513,"d":"4031"},{"v":4375.55079813051,"d":"4376"},{"v":5580.9,"d":"5581"},1.5,1.1,1.1,1.1,1829,4031,4376,5581,157,347,376,480,{"v":0.3046972036566022,"d":"0.30"},{"v":1.334539960528933,"d":"1.33"},{"v":1.55066969833801,"d":"1.55"},{"v":2.449906756699255,"d":"2.45"},3.969E-4,1.7346,4,0.000574288,{"$f":"AK923*IF($G1119=10,1,IF($G1119=15,1,IF($G1119=20,1,(1-(($E1119-50)*0.005)))))","v":{"v":641.3479794242214,"d":"641"}},{"v":696.2142728578343,"d":"696"},{"v":888.0029999999999,"d":"888"},0.95,0.95,0.95,641,696,888,276,299,382,{"v":0.870319550434498,"d":"0.87"},{"v":1.0105231170612194,"d":"1.01"},{"v":1.5972865665810332,"d":"1.60"},2.4,12.2,13.7,22,null,2689,null,{"v":0.68,"d":"68%"},null,null,0,10.9,12.7,21.85,null,1,1,1,641,696,888,null,0,0,0,1]
["36018015",null,null,3,60,180,15,16.5,0,26,30,46.4,{"v":2687.2000000000003,"d":"2687"},{"v":3233.3460619053994,"d":"3233"},{"v":3452.1364439366635,"d":"3452"},{"v":4920.86,"d":"4921"},1.5,1.08,1.08,1.08,2687,3233,3452,4921,231,278,297,423,{"v":0.32183690903252676,"d":"0.32"},{"v":0.46032647442822744,"d":"0.46"},{"v":0.523117686907794,"d":"0.52"},{"v":1.0377569514621654,"d":"1.04"},0.0002083,1.724,2,0.000461829,{"$f":"AK924*IF($G1120=10,1,IF($G1120=15,1,IF($G1120=20,1,(1-(($E1120-50)*0.005)))))","v":{"v":420.6820520547858,"d":"421"}},{"v":449.14828645115074,"d":"449"},{"v":640.24,"d":"640"},1.01,1.01,1.01,421,449,640,181,193,275,{"v":0.2010263623163458,"d":"0.20"},{"v":0.22751208445626886,"d":"0.23"},{"v":0.45076939507650016,"d":"0.45"},1.8,11.5,12.8,19.6,null,3359,null,{"v":0.8,"d":"80%"},null,null,0,10,11.8,21.85,null,1,1,1,421,449,640,null,0,0,0,1]
["36018020",null,null,3,60,180,20,21.5,0,26,30,46.4,{"v":3755.2000000000003,"d":"3755"},{"v":4497.827519255519,"d":"4498"},{"v":4882.609466657616,"d":"4883"},{"v":6227.64,"d":"6228"},1.5,1.08,1.08,1.08,3755,4498,4883,6228,323,387,420,536,{"v":0.4717050699872585,"d":"0.47"},{"v":0.6710552050022549,"d":"0.67"},{"v":0.7872433408560319,"d":"0.79"},{"v":1.2676087797406754,"d":"1.27"},0.0001276,1.7219,2,3.76611E-4,{"$f":"AK926*IF($G1122=10,1,IF($G1122=15,1,IF($G1122=20,1,(1-(($E1122-50)*0.005)))))","v":{"v":526.1057925837863,"d":"526"}},{"v":571.1133013295686,"d":"571"},{"v":728.44,"d":"728"},0.95,0.95,0.95,526,571,728,226,246,313,{"v":0.2353603329381103,"d":"0.24"},{"v":0.2775665618325251,"d":"0.28"},{"v":0.44366421223291913,"d":"0.44"},2.4,11.5,12.8,19.6,null,4694,null,{"v":0.8,"d":"80%"},null,null,0,10,11.8,21.85,null,1,1,1,526,571,728,null,0,0,0,1]
["36018021",null,null,3,60,180,21,21.5,0,26,30,46.4,{"v":4150.400000000001,"d":"4150"},{"v":6016.757346282005,"d":"6017"},{"v":6423.892435808023,"d":"6424"},{"v":9156.96,"d":"9157"},1.5,1.05,1.05,1.05,4150,6017,6424,9157,357,517,552,788,{"v":0.8481277309609134,"d":"0.85"},{"v":1.7364585854055543,"d":"1.74"},{"v":1.9715108987105545,"d":"1.97"},{"v":3.93391193270787,"d":"3.93"},0.0001276,1.7219,4,0.000514201,{"$f":"AK927*IF($G1123=10,1,IF($G1123=15,1,IF($G1123=20,1,(1-(($E1123-50)*0.005)))))","v":{"v":712.6172873507518,"d":"713"}},{"v":760.8378630504882,"d":"761"},{"v":1084.539,"d":"1085"},0.85,0.85,0.85,713,761,1085,307,327,467,{"v":0.6337184858364783,"d":"0.63"},{"v":0.7158429991529688,"d":"0.72"},{"v":1.4259468895379601,"d":"1.43"},4.8,11.5,12.8,19.6,null,5188,null,{"v":0.8,"d":"80%"},null,null,0,10,11.8,21.85,null,1,1,1,713,761,1085,null,0,0,0,1]
["36020011",null,null,3,60,200,11,11.5,0,26,30,46.5,{"v":2031.8400000000001,"d":"2032"},{"v":4422.705063408698,"d":"4423"},{"v":4820.649682883678,"d":"4821"},{"v":6269.9,"d":"6270"},1.5,1.1,1.1,1.1,2032,4423,4821,6270,175,380,415,539,{"v":0.3969112250396554,"d":"0.40"},{"v":1.6745484974017948,"d":"1.67"},{"v":1.973465693031688,"d":"1.97"},{"v":3.215429543480531,"d":"3.22"},3.969E-4,1.7346,4,0.000574288,{"$f":"AK929*IF($G1125=10,1,IF($G1125=15,1,IF($G1125=20,1,(1-(($E1125-50)*0.005)))))","v":{"v":703.9499999999999,"d":"704"}},{"v":766.65,"d":"767"},{"v":997.5,"d":"998"},0.95,0.95,0.95,704,767,998,303,330,429,{"v":1.0986127074829894,"d":"1.10"},{"v":1.287667313758209,"d":"1.29"},{"v":2.0994535552116376,"d":"2.10"},2.7,13.4,14.8,24,null,2988,null,{"v":0.68,"d":"68%"},null,null,0,10.7,12.5,21.85,null,1,1,1,704,767,998,null,0,0,0,1]
["36020015",null,null,3,60,200,15,16.5,0,26,30,47.1,{"v":2985.6000000000004,"d":"2986"},{"v":3875.4624109054007,"d":"3875"},{"v":4083.4735576056296,"d":"4083"},{"v":5893.16,"d":"5893"},1.5,1.08,1.08,1.08,2986,3875,4083,5893,257,333,351,507,{"v":0.4071379390121672,"d":"0.41"},{"v":0.6710038545041404,"d":"0.67"},{"v":0.7427948904408519,"d":"0.74"},{"v":1.5124900662854772,"d":"1.51"},0.0002083,1.724,2,0.000461829,{"$f":"AK930*IF($G1126=10,1,IF($G1126=15,1,IF($G1126=20,1,(1-(($E1126-50)*0.005)))))","v":{"v":529.0161783879516,"d":"529"}},{"$f":"AL930*IF($G1126=10,1,IF($G1126=15,1,IF($G1126=20,1,(1-(($E1126-50)*0.005)))))","v":{"v":557.4105350406697,"d":"557"}},{"v":804.44,"d":"804"},1.01,1.01,1.01,529,557,804,227,240,346,{"v":0.3205762003800503,"d":"0.32"},{"v":0.35685612106712633,"d":"0.36"},{"v":0.7224973981588986,"d":"0.72"},{"v":2,"d":"2.0"},13.2,14.7,23.5,null,3732,null,{"v":0.8,"d":"80%"},null,null,0,10,11.4,21.85,null,1,1,1,529,557,804,null,0,0,0,1]
["36020020",null,null,3,60,200,20,21.5,0,26,30,47.1,{"v":4172.8,"d":"4173"},{"v":5214.8121821672385,"d":"5215"},{"v":5684.028740747025,"d":"5684"},{"v":7392.84,"d":"7393"},1.5,1.08,1.08,1.08,4173,5215,5684,7393,359,448,489,636,{"v":0.5921659640198412,"d":"0.59"},{"v":0.9113328187919115,"d":"0.91"},{"v":1.0808827382560606,"d":"1.08"},{"v":1.804767358434455,"d":"1.80"},0.0001276,1.7219,2,3.76611E-4,{"$f":"AK932*IF($G1128=10,1,IF($G1128=15,1,IF($G1128=20,1,(1-(($E1128-50)*0.005)))))","v":{"v":644.4696492978713,"d":"644"}},{"v":702.4575154739061,"d":"702"},{"v":913.64,"d":"914"},0.95,0.95,0.95,644,702,914,277,302,393,{"v":0.3577306705443238,"d":"0.36"},{"v":0.42311312971539766,"d":"0.42"},{"v":0.7061733139065255,"d":"0.71"},2.7,13.2,14.7,23.5,null,5216,null,{"v":0.8,"d":"80%"},null,null,0,10,11.4,21.85,null,1,1,1,644,702,914,null,0,0,0,1]
["36020021",null,null,3,60,200,21,21.5,0,26,30,47.1,{"v":4611.2,"d":"4611"},{"v":7298.508271062735,"d":"7299"},{"v":7690.247607868787,"d":"7690"},{"v":11098.36,"d":"11098"},1.5,1.05,1.05,1.05,4611,7299,7690,11098,397,628,661,954,{"v":1.0712774010557167,"d":"1.07"},{"v":2.597637103013336,"d":"2.60"},{"v":2.8682489622749725,"d":"2.87"},{"v":5.839944747903367,"d":"5.84"},0.0001276,1.7219,4,0.000514201,{"$f":"AK933*IF($G1129=10,1,IF($G1129=15,1,IF($G1129=20,1,(1-(($E1129-50)*0.005)))))","v":{"v":899.3873467186113,"d":"899"}},{"v":947.6609650595276,"d":"948"},{"v":1367.639,"d":"1368"},0.85,0.85,0.85,899,948,1368,387,408,588,{"v":1.019863004581038,"d":"1.02"},{"v":1.1292496135192727,"d":"1.13"},{"v":2.287148574698398,"d":"2.29"},5.3,13.2,14.7,23.5,null,5764,null,{"v":0.8,"d":"80%"},null,null,0,10,11.4,21.85,null,1,1,1,899,948,1368,null,0,0,0,1]
["36022011",null,null,3,60,220,11,11.5,0,26,30,46.9,{"v":2235.1600000000003,"d":"2235"},{"v":4831.282799097083,"d":"4831"},{"v":5278.770565343093,"d":"5279"},{"v":6958.9,"d":"6959"},1.5,1.1,1.1,1.1,2235,4831,5279,6959,192,415,454,598,{"v":0.49962054116848836,"d":"0.50"},{"v":2.0816746946687235,"d":"2.08"},{"v":2.4599536452154176,"d":"2.46"},{"v":4.108916430633029,"d":"4.11"},3.969E-4,1.7346,4,0.000574288,{"$f":"AK935*IF($G1131=10,1,IF($G1131=15,1,IF($G1131=20,1,(1-(($E1131-50)*0.005)))))","v":{"v":768.7279147532847,"d":"769"}},{"v":839.9297780530673,"d":"840"},{"v":1107.263,"d":"1107"},0.95,0.95,0.95,769,840,1107,331,361,476,{"v":1.368033776257126,"d":"1.37"},{"v":1.6069079934858297,"d":"1.61"},{"v":2.6863056857052046,"d":"2.69"},2.9,13.4,14.8,24,null,3287,null,{"v":0.68,"d":"68%"},null,null,0,10.5,12.3,21.85,null,1,1,1,769,840,1107,null,0,0,0,1]
["36022015",null,null,3,60,220,15,16.5,0,26,30,47.8,3284,{"v":4302.556743974503,"d":"4303"},{"v":4481.798860349342,"d":"4482"},{"v":6540.76,"d":"6541"},1.5,1.08,1.08,1.08,3284,4303,4482,6541,282,370,385,563,{"v":0.5005884387456074,"d":"0.50"},{"v":0.8442706466586654,"d":"0.84"},{"v":0.9114590625595987,"d":"0.91"},{"v":1.8978591317759046,"d":"1.90"},0.0002083,1.724,2,0.000461829,{"$f":"AK936*IF($G1132=10,1,IF($G1132=15,1,IF($G1132=20,1,(1-(($E1132-50)*0.005)))))","v":{"v":587.3162695604478,"d":"587"}},{"v":611.7835380711579,"d":"612"},{"v":892.84,"d":"893"},{"$f":"IF($G1132=10,0.98,IF($G1132=11,0.95,IF($G1132=15,1.01,IF($G1132=16,0.95,IF($G1132=20,0.95,IF($G1132=21,0.85))))))","v":1.01},1.01,1.01,587,612,893,252,263,384,{"v":0.4032874859028843,"d":"0.40"},{"v":0.43778400702821296,"d":"0.44"},{"v":0.9069022344024595,"d":"0.91"},2.2,15.5,16.8,27.5,null,4105,null,{"v":0.8,"d":"80%"},null,null,0,10,11.1,21.85,null,1,1,1,587,612,893,null,0,0,0,1]
["36022020",null,null,3,60,220,20,21.5,0,26,30,47.8,{"v":4590.400000000001,"d":"4590"},{"v":5696.566249617518,"d":"5697"},{"v":6224.199139745616,"d":"6224"},{"v":8205.24,"d":"8205"},1.5,1.08,1.08,1.08,4590,5697,6224,8205,395,490,535,706,{"v":0.7279836006113235,"d":"0.73"},{"v":1.1066428651103115,"d":"1.11"},{"v":1.3128927046129348,"d":"1.31"},{"v":2.253132130729565,"d":"2.25"},0.0001276,1.7219,2,3.76611E-4,{"$f":"AK938*IF($G1134=10,1,IF($G1134=15,1,IF($G1134=20,1,(1-(($E1134-50)*0.005)))))","v":{"v":704.0069565012294,"d":"704"}},{"v":769.2141723663956,"d":"769"},{"v":1014.04,"d":"1014"},0.95,0.95,0.95,704,769,1014,303,331,436,{"v":0.4352139999072062,"d":"0.44"},{"v":0.5165738484716168,"d":"0.52"},{"v":0.8819313648082591,"d":"0.88"},2.9,15.5,16.8,27.5,null,5738,null,{"v":0.8,"d":"80%"},null,null,0,10,11.1,21.85,null,1,1,1,704,769,1014,null,0,0,0,1]
["36022021",null,null,3,60,220,21,21.5,0,26,30,47.8,5072,{"v":8102.838488189164,"d":"8103"},{"v":8440.398224339186,"d":"8440"},{"v":12317.96,"d":"12318"},1.5,1.05,1.05,1.05,5072,8103,8440,12318,436,697,726,1059,{"v":1.318580756659718,"d":"1.32"},{"v":3.2570253321888645,"d":"3.26"},{"v":3.523799431798829,"d":"3.52"},{"v":7.31370514880791,"d":"7.31"},0.0001276,1.7219,4,0.000514201,{"$f":"AK939*IF($G1135=10,1,IF($G1135=15,1,IF($G1135=20,1,(1-(($E1135-50)*0.005)))))","v":{"v":998.504096744793,"d":"999"}},{"v":1040.1012210035556,"d":"1040"},{"v":1517.9289999999999,"d":"1518"},0.85,0.85,0.85,999,1040,1518,430,447,653,{"v":1.2838937063558278,"d":"1.28"},{"v":1.3833362790303125,"d":"1.38"},{"v":2.871781585826948,"d":"2.87"},5.9,15.5,16.8,27.5,null,6340,null,{"v":0.8,"d":"80%"},null,null,0,10,11.1,21.85,null,1,1,1,999,1040,1518,null,0,0,0,1]
["36024011",null,null,3,60,240,11,11.5,0,26,30,47.2,{"v":2438.48,"d":"2438"},{"v":5237.945261727575,"d":"5238"},{"v":5738.028861571599,"d":"5738"},{"v":7647.9,"d":"7648"},1.5,1.1,1.1,1.1,2438,5238,5738,7648,210,450,493,658,{"v":0.6226751167902966,"d":"0.62"},{"v":2.5443263605089523,"d":"2.54"},{"v":3.0134634241110767,"d":"3.01"},{"v":5.151925284362496,"d":"5.15"},3.969E-4,1.7346,4,0.000574288,{"$f":"AK941*IF($G1137=10,1,IF($G1137=15,1,IF($G1137=20,1,(1-(($E1137-50)*0.005)))))","v":{"v":833.15,"d":"833"}},{"v":912.9499999999999,"d":"913"},{"v":1216.95,"d":"1217"},0.95,0.95,0.95,833,913,1217,358,393,523,{"v":1.6659616689972905,"d":"1.67"},{"v":1.9797961719084272,"d":"1.98"},{"v":3.362564279102603,"d":"3.36"},3.2,14.8,16.6,28,null,3586,null,{"v":0.68,"d":"68%"},null,null,0,10.4,12.2,21.85,null,1,1,1,833,913,1217,null,0,0,0,1]
["36024015",null,null,3,60,240,15,16.5,0,26,30,48.1,{"v":3582.4,"d":"3582"},{"v":4729.715265656896,"d":"4730"},{"v":4901.774324524634,"d":"4902"},{"v":7188.36,"d":"7188"},1.5,1.08,1.08,1.08,3582,4730,4902,7188,308,407,422,618,{"v":0.6090463608361828,"d":"0.61"},{"v":1.0402677068624975,"d":"1.04"},{"v":1.1152542227427753,"d":"1.12"},{"v":2.3255236596425677,"d":"2.33"},0.0002083,1.724,2,0.000461829,{"$f":"AK942*IF($G1138=10,1,IF($G1138=15,1,IF($G1138=20,1,(1-(($E1138-50)*0.005)))))","v":{"v":645.6251227363645,"d":"646"}},{"v":669.1118750586436,"d":"669"},{"v":981.24,"d":"981"},1.01,1.01,1.01,646,669,981,278,288,422,{"v":0.5003789920207736,"d":"0.50"},{"v":0.5354561461459616,"d":"0.54"},{"v":1.1152542227427753,"d":"1.12"},2.4,16.4,17.7,29.7,null,4478,null,{"v":0.8,"d":"80%"},null,null,0,10,10.9,21.85,null,1,1,1,646,669,981,null,0,0,0,1]
["36024020",null,null,3,60,240,20,21.5,0,26,30,48.1,{"v":5007.200000000001,"d":"5007"},{"v":6176.062018327259,"d":"6176"},{"v":6765.710663484422,"d":"6766"},{"v":9017.64,"d":"9018"},1.5,1.08,1.08,1.08,5007,6176,6766,9018,431,531,582,776,{"v":0.8795823321510984,"d":"0.88"},{"v":1.3184926701217123,"d":"1.32"},{"v":1.575520331332113,"d":"1.58"},{"v":2.756451557337142,"d":"2.76"},0.0001276,1.7219,2,3.76611E-4,{"$f":"AK944*IF($G1140=10,1,IF($G1140=15,1,IF($G1140=20,1,(1-(($E1140-50)*0.005)))))","v":{"v":763.2651731167613,"d":"763"}},{"v":836.1365714104334,"d":"836"},{"v":1114.44,"d":"1114"},0.95,0.95,0.95,763,836,1114,328,359,479,{"v":0.51827708039998,"d":"0.52"},{"v":0.6172723307370914,"d":"0.62"},{"v":1.0794747424565225,"d":"1.08"},3.2,16.4,17.7,29.7,null,6259,null,{"v":0.8,"d":"80%"},null,null,0,10,10.9,21.85,null,1,1,1,763,836,1114,null,0,0,0,1]
["36024021",null,null,3,60,240,21,21.5,0,26,30,48.1,{"v":5533.6,"d":"5534"},{"v":8907.289589245136,"d":"8907"},{"v":9231.32175137468,"d":"9231"},{"v":13537.56,"d":"13538"},1.5,1.05,1.05,1.05,5534,8907,9231,13538,476,766,794,1164,{"v":1.6020615860345597,"d":"1.60"},{"v":4.001072919071332,"d":"4.00"},{"v":4.287778638628886,"d":"4.29"},{"v":8.974097369960258,"d":"8.97"},0.0001276,1.7219,4,0.000514201,{"$f":"AK945*IF($G1141=10,1,IF($G1141=15,1,IF($G1141=20,1,(1-(($E1141-50)*0.005)))))","v":{"v":1097.6357431679662,"d":"1098"}},{"v":1137.5658789882752,"d":"1138"},{"v":1668.2189999999998,"d":"1668"},0.85,0.85,0.85,1098,1138,1668,472,489,717,{"v":1.5763127514075634,"d":"1.58"},{"v":1.6871375198707783,"d":"1.69"},{"v":3.522535321624612,"d":"3.52"},6.4,16.4,17.7,29.7,null,6917,null,{"v":0.8,"d":"80%"},null,null,0,10,10.9,21.85,null,1,1,1,1098,1138,1668,null,0,0,0,1]
["36026011",null,null,3,60,260,11,11.5,0,26,30,47.8,{"v":2641.1200000000003,"d":"2641"},{"v":5669.092000000001,"d":"5669"},{"v":6252.674999999999,"d":"6253"},{"v":8336.9,"d":"8337"},1.5,1.1,1.1,1.1,2641,5669,6253,8337,227,488,538,717,{"v":0.7566205975995675,"d":"0.76"},{"v":3.1003441376081904,"d":"3.10"},{"v":3.713538422378124,"d":"3.71"},{"v":6.323975284639888,"d":"6.32"},3.969E-4,1.7346,4,0.000574288,{"$f":"AK947*IF($G1143=10,1,IF($G1143=15,1,IF($G1143=20,1,(1-(($E1143-50)*0.005)))))","v":{"v":902.03564,"d":"902"}},{"v":994.8922499999999,"d":"995"},{"v":1326.523,"d":"1327"},0.95,0.95,0.95,902,995,1327,388,428,571,{"v":2.029715695732888,"d":"2.03"},{"v":2.4328018547463013,"d":"2.43"},{"v":4.146267128829907,"d":"4.15"},3.5,16.2,18.6,31.4,null,3884,null,{"v":0.68,"d":"68%"},null,null,0,10.2,11.9,21.85,null,1,1,1,902,995,1327,null,0,0,0,1]
["36026015",null,null,3,60,260,15,16.5,0,26,30,48.1,{"v":3881.6000000000004,"d":"3882"},{"v":4942.173331096107,"d":"4942"},{"v":5121.961948440478,"d":"5122"},{"v":7511.259999999999,"d":"7511"},1.5,1.08,1.08,1.08,3882,4942,5122,7511,334,425,440,646,{"v":0.7298577861849058,"d":"0.73"},{"v":1.1583081112063738,"d":"1.16"},{"v":1.2380335504785773,"d":"1.24"},{"v":2.5902194067464457,"d":"2.59"},0.0002083,1.724,2,0.000461829,{"$f":"AK948*IF($G1144=10,1,IF($G1144=15,1,IF($G1144=20,1,(1-(($E1144-50)*0.005)))))","v":{"v":653.9155272719298,"d":"654"}},{"v":677.7039621632169,"d":"678"},{"v":993.84,"d":"994"},1.01,1.01,1.01,654,678,994,281,292,427,{"v":0.5243818558017788,"d":"0.52"},{"v":0.5643390276130934,"d":"0.56"},{"v":1.168789990507164,"d":"1.17"},2.6,16.4,17.7,29.7,null,4852,null,{"v":0.8,"d":"80%"},null,null,0,10,10.9,21.85,null,1,1,1,654,678,994,null,0,0,0,1]
["36026020",null,null,3,60,260,20,21.5,0,26,30,48.1,{"v":5424.8,"d":"5425"},{"v":6444.5232000000005,"d":"6445"},{"v":7107.93,"d":"7108"},{"v":9477.24,"d":"9477"},1.5,1.08,1.08,1.08,5425,6445,7108,9477,467,554,611,815,{"v":1.0473756113762973,"d":"1.05"},{"v":1.4581371213480712,"d":"1.46"},{"v":1.7629893390377123,"d":"1.76"},{"v":3.0840089604891157,"d":"3.08"},0.0001276,1.7219,2,3.76611E-4,{"$f":"AK950*IF($G1146=10,1,IF($G1146=15,1,IF($G1146=20,1,(1-(($E1146-50)*0.005)))))","v":{"v":768.4272000000001,"d":"768"}},{"$f":"AL950*IF($G1146=10,1,IF($G1146=15,1,IF($G1146=20,1,(1-(($E1146-50)*0.005)))))","v":{"v":847.53,"d":"848"}},{"v":1130.04,"d":"1130"},0.95,0.95,0.95,768,848,1130,330,365,486,{"v":0.5352679613494188,"d":"0.54"},{"v":0.6503212769466717,"d":"0.65"},{"v":1.131438641834318,"d":"1.13"},3.5,16.4,17.7,29.7,null,6781,null,{"v":0.8,"d":"80%"},null,null,0,10,10.9,21.85,null,1,1,1,768,848,1130,null,0,0,0,1]
["36026021",null,null,3,60,260,21,21.5,0,26,30,48.1,{"v":5994.400000000001,"d":"5994"},{"v":9234.826365261362,"d":"9235"},{"v":9570.775056736626,"d":"9571"},{"v":14035.359999999999,"d":"14035"},1.5,1.05,1.05,1.05,5994,9235,9571,14035,515,794,823,1207,{"v":1.910400261255277,"d":"1.91"},{"v":4.386263087795206,"d":"4.39"},{"v":4.699623379387812,"d":"4.70"},{"v":9.828773759743742,"d":"9.83"},0.0001276,1.7219,4,0.000514201,{"$f":"AK951*IF($G1147=10,1,IF($G1147=15,1,IF($G1147=20,1,(1-(($E1147-50)*0.005)))))","v":{"v":1109.1370345395283,"d":"1109"}},{"v":1149.4857233705352,"d":"1149"},{"v":1685.699,"d":"1686"},0.85,0.85,0.85,1109,1149,1686,477,494,725,{"v":1.6494853644946779,"d":"1.65"},{"v":1.7639261148960748,"d":"1.76"},{"v":3.682857866211649,"d":"3.68"},6.9,16.4,17.7,29.7,null,7493,null,{"v":0.8,"d":"80%"},null,null,0,10,10.9,21.85,null,1,1,1,1109,1149,1686,null,0,0,0,1]
["36028011",null,null,3,60,280,11,11.5,0,26,30,47.8,{"v":2844.44,"d":"2844"},{"v":5976.860000000001,"d":"5977"},{"v":6598.976072058858,"d":"6599"},{"v":8789.5,"d":"8790"},1.5,1.1,1.1,1.1,2844,5977,6599,8790,245,514,568,756,{"v":0.913848893438726,"d":"0.91"},{"v":3.5696256833176774,"d":"3.57"},{"v":4.292517537717698,"d":"4.29"},{"v":7.283663959314455,"d":"7.28"},3.969E-4,1.7346,4,0.000574288,{"$f":"AK953*IF($G1149=10,1,IF($G1149=15,1,IF($G1149=20,1,(1-(($E1149-50)*0.005)))))","v":{"v":908.1999999999999,"d":"908"}},{"v":1003.1999999999999,"d":"1003"},{"v":1335.7,"d":"1336"},0.95,0.95,0.95,908,1003,1336,390,431,574,{"v":2.1462188393916612,"d":"2.15"},{"v":2.5799409816472285,"d":"2.58"},{"v":4.376639342454751,"d":"4.38"},3.7,16.2,18.6,31.4,null,4183,null,{"v":0.68,"d":"68%"},null,null,0,10.2,11.9,21.85,null,1,1,1,908,1003,1336,null,0,0,0,1]
["36028015",null,null,3,60,280,15,16.5,0,26,30,48.9,4180,{"v":5583.9635634029,"d":"5584"},{"v":5708.947546820164,"d":"5709"},{"v":8483.56,"d":"8484"},1.5,1.08,1.08,1.08,4180,5584,5709,8484,359,480,491,730,{"v":0.8588276108365265,"d":"0.86"},{"v":1.4973769906672623,"d":"1.50"},{"v":1.5638277222676435,"d":"1.56"},{"v":3.3484388456827587,"d":"3.35"},0.0002083,1.724,2,0.000461829,{"$f":"AK954*IF($G1150=10,1,IF($G1150=15,1,IF($G1150=20,1,(1-(($E1150-50)*0.005)))))","v":{"v":762.2334450352322,"d":"762"}},{"v":779.2942605603806,"d":"779"},{"v":1158.04,"d":"1158"},1.01,1.01,1.01,762,779,1158,328,335,498,{"v":0.7227149213034564,"d":"0.72"},{"v":0.7524622664738284,"d":"0.75"},{"v":1.6068391234938044,"d":"1.61"},2.8,19.3,20.4,34.5,null,5225,null,{"v":0.8,"d":"80%"},null,null,0,10,10.6,21.85,null,1,1,1,762,779,1158,null,0,0,0,1]
["36028020",null,null,3,60,280,20,21.5,0,26,30,48.9,{"v":5841.6,"d":"5842"},{"v":7236.859200000001,"d":"7237"},{"v":7990.125366439738,"d":"7990"},{"v":10642.44,"d":"10642"},1.5,1.08,1.08,1.08,5842,7237,7990,10642,502,622,687,915,{"v":1.2270386511507134,"d":"1.23"},{"v":1.8574060664841625,"d":"1.86"},{"v":2.2516092472705127,"d":"2.25"},{"v":3.924864715604983,"d":"3.92"},0.0001276,1.7219,2,3.76611E-4,{"$f":"AK956*IF($G1152=10,1,IF($G1152=15,1,IF($G1152=20,1,(1-(($E1152-50)*0.005)))))","v":{"v":894.3632000000001,"d":"894"}},{"v":987.455178225689,"d":"987"},{"v":1315.24,"d":"1315"},0.95,0.95,0.95,894,{"$f":"ROUND(AL1152*POWER(CF_cool,AO1152),0)","v":987},{"$f":"ROUND(AM1152*POWER(CF_cool,AP1152),0)","v":1315},384,424,565,{"v":0.731424024445645,"d":"0.73"},{"v":0.885537105565082,"d":"0.89"},{"v":1.5421797125957473,"d":"1.54"},3.7,19.3,20.4,34.5,null,7302,null,{"v":0.8,"d":"80%"},null,null,0,10,10.6,21.85,null,1,1,1,894,987,1315,null,0,0,0,1]
["36028021",null,null,3,60,280,21,21.5,0,26,30,48.1,6456,{"v":10516.06232539558,"d":"10516"},{"v":10751.439821034392,"d":"10751"},{"v":15976.76,"d":"15977"},1.5,1.05,1.05,1.05,6456,10516,10751,15977,555,904,925,1374,{"v":2.258122327655359,"d":"2.26"},{"v":5.75336682600242,"d":"5.75"},{"v":6.0128744748590695,"d":"6.01"},{"v":12.875842236012033,"d":"12.88"},0.0001276,1.7219,4,0.000514201,{"$f":"AK957*IF($G1153=10,1,IF($G1153=15,1,IF($G1153=20,1,(1-(($E1153-50)*0.005)))))","v":{"v":1198.6918509080224,"d":"1199"}},{"v":1225.5217685310877,"d":"1226"},{"v":1821.139075,"d":"1821"},0.85,0.85,0.85,1199,1226,1821,516,527,783,{"v":1.9644055632915978,"d":"1.96"},{"v":2.045252915327904,"d":"2.05"},{"v":4.366289902836666,"d":"4.37"},7.5,19.3,20.4,34.5,null,8070,null,{"v":0.8,"d":"80%"},null,null,0,10,10.6,21.85,null,1,1,1,1199,1226,1821,null,0,0,0,1]
["36030011",null,null,3,60,300,11,11.5,0,26,30,47.8,{"v":3047.76,"d":"3048"},6285,6939,9242,1.5,1.1,1.1,1.1,3048,6285,6939,9242,262,541,597,795,{"v":1.0821722105632585,"d":"1.08"},{"v":4.094752670554713,"d":"4.09"},{"v":4.909435421762667,"d":"4.91"},{"v":8.329070145632567,"d":"8.33"},3.969E-4,1.7346,4,0.000574288,{"$f":"AK959*IF($G1155=10,1,IF($G1155=15,1,IF($G1155=20,1,(1-(($E1155-50)*0.005)))))","v":{"v":914.8499999999999,"d":"915"}},{"v":1009.8499999999999,"d":"1010"},{"v":1345.2,"d":"1345"},0.95,0.95,0.95,915,1010,1345,393,434,578,{"v":2.2751562092091793,"d":"2.28"},{"v":2.7300663372021905,"d":"2.73"},{"v":4.62537792131213,"d":"4.63"},{"v":4,"d":"4.0"},16.2,18.6,31.4,null,4482,null,{"v":0.68,"d":"68%"},null,null,0,10.2,11.9,21.85,null,1,1,1,915,1010,1345,null,0,0,0,1]
["36030015",null,null,3,60,300,15,16.5,0,26,30,48.9,{"v":4478.400000000001,"d":"4478"},5796,5926,8806,1.5,1.08,1.08,1.08,4478,5796,5926,8806,385,498,510,757,{"v":1.005079275794851,"d":"1.01"},{"v":1.643314411008639,"d":"1.64"},{"v":1.7198862695364554,"d":"1.72"},{"v":3.6657492733438,"d":"3.67"},0.0002083,1.724,2,0.000461829,{"$f":"AK960*IF($G1156=10,1,IF($G1156=15,1,IF($G1156=20,1,(1-(($E1156-50)*0.005)))))","v":771},788,1171,1.01,1.01,1.01,771,788,1171,332,339,504,{"v":0.7577735470005392,"d":"0.76"},{"v":0.7885146581335815,"d":"0.79"},{"v":1.6813903761483546,"d":"1.68"},{"v":3,"d":"3.0"},19.3,20.4,34.5,null,5598,null,{"v":0.8,"d":"80%"},null,null,0,10,10.6,21.85,null,1,1,1,771,788,1171,null,0,0,0,1]
["36030020",null,null,3,60,300,20,21.5,0,26,30,48.9,{"v":6259.200000000001,"d":"6259"},7549,8335,11102,1.5,1.08,1.08,1.08,6259,7549,8335,11102,538,649,717,955,{"v":1.428024848802034,"d":"1.43"},{"v":2.0514636214383453,"d":"2.05"},{"v":2.4873001829268433,"d":"2.49"},{"v":4.332436968161896,"d":"4.33"},0.0001276,1.7219,2,3.76611E-4,{"$f":"AK962*IF($G1158=10,1,IF($G1158=15,1,IF($G1158=20,1,(1-(($E1158-50)*0.005)))))","v":905},999,1331,0.95,0.95,0.95,905,999,1331,389,430,572,{"v":0.7643191951279811,"d":"0.76"},{"v":0.9270141780135613,"d":"0.93"},{"v":1.6073504963383516,"d":"1.61"},{"v":4,"d":"4.0"},19.3,20.4,34.5,null,7824,null,{"v":0.8,"d":"80%"},null,null,0,10,10.6,21.85,null,1,1,1,905,999,1331,null,0,0,0,1]
["36030021",null,null,3,60,300,21,21.5,0,26,30,48.1,{"v":6916.8,"d":"6917"},10844,11086,16475,1.5,1.05,1.05,1.05,6917,10844,11086,16475,595,933,953,1417,{"v":2.6397200198089856,"d":"2.64"},{"v":6.243209429183868,"d":"6.24"},{"v":6.502347653314121,"d":"6.50"},{"v":13.930846770207117,"d":"13.93"},0.0001276,1.7219,4,0.000514201,{"$f":"AK963*IF($G1159=10,1,IF($G1159=15,1,IF($G1159=20,1,(1-(($E1159-50)*0.005)))))","v":{"v":1394.6,"d":"1395"}},{"$f":"AL963*IF($G1159=10,1,IF($G1159=15,1,IF($G1159=20,1,(1-(($E1159-50)*0.005)))))","v":{"v":1425.95,"d":"1426"}},{"v":2119.45,"d":"2119"},0.85,0.85,0.85,1395,1426,2119,600,613,911,{"v":2.6822487551293954,"d":"2.68"},{"v":2.794352924006812,"d":"2.79"},{"v":5.9640387294956385,"d":"5.96"},{"v":8,"d":"8.0"},19.3,20.4,34.5,null,8646,null,{"v":0.8,"d":"80%"},null,null,0,10,10.6,21.85,null,1,1,1,1395,1426,2119,null,0,0,0,1]
["3706010",null,null,3,70,60,10,11.5,0,26,30,40,{"v":674.1,"d":"674"},{"v":841.6922568781392,"d":"842"},{"v":901.3595094153106,"d":"901"},{"v":1066.38,"d":"1066"},1.5,1.08,1.08,1.08,674,842,901,1066,58,72,77,92,{"v":0.016172442157369488,"d":"0.02"},{"v":0.024572994832794695,"d":"0.02"},{"v":0.027985026550444856,"d":"0.03"},{"v":0.03951290218026669,"d":"0.04"},3.969E-4,1.7346,2,0.000367347,{"$f":"AK868*IF($G1162=10,1,IF($G1162=15,1,IF($G1162=20,1,(1-(($E1162-50)*0.005)))))","v":{"v":116.68990721587436,"d":"117"}},{"v":124.9620115455649,"d":"125"},{"v":147.84,"d":"148"},0.98,0.98,0.98,117,125,148,50,54,64,{"v":0.01214004296048507,"d":"0.01"},{"v":0.014086095785072505,"d":"0.01"},{"v":0.019563990759703984,"d":"0.02"},0.4,4.8,5.4,6.8,null,749,null,{"v":0.9,"d":"90%"},null,null,0,13.6,15.6,21.85,null,1,1,1,117,125,148,null,0,0,0,1]
["3706011",null,null,3,70,60,11,11.5,0,26,30,40,{"v":648.72,"d":"649"},{"v":1142.036165791725,"d":"1142"},{"v":1222.9946868592929,"d":"1223"},{"v":1446.9,"d":"1447"},1.5,1.1,1.1,1.1,649,1142,1223,1447,56,98,105,124,{"v":0.025293800031362657,"d":"0.03"},{"v":0.07423113670546667,"d":"0.07"},{"v":0.08479400067271489,"d":"0.08"},{"v":0.11688804961164248,"d":"0.12"},3.969E-4,1.7346,4,0.000574288,{"$f":"AK869*IF($G1163=10,1,IF($G1163=15,1,IF($G1163=20,1,(1-(($E1163-50)*0.005)))))","v":{"v":171.9,"d":"172"}},{"v":184.5,"d":"185"},{"v":217.8,"d":"218"},0.95,0.95,0.95,172,185,218,74,80,94,{"v":0.043215615311818466,"d":"0.04"},{"v":0.05021096094881882,"d":"0.05"},{"v":0.06850159658604921,"d":"0.07"},0.8,4.8,5.4,6.8,null,954,null,{"v":0.68,"d":"68%"},null,null,0,13.6,15.6,21.85,null,1,1,1,172,185,218,null,0,0,0,1]
["3706016",null,null,3,70,60,16,16.5,0,26,30,41.1,{"v":922.08,"d":"922"},{"v":1399.7241764138612,"d":"1400"},{"v":1502.5729206967153,"d":"1503"},{"v":1988.7,"d":"1989"},1.5,1.1,1.1,1.1,922,1400,1503,1989,79,120,129,171,{"v":0.0921433474337389,"d":"0.09"},{"v":0.21085507991814395,"d":"0.21"},{"v":0.24334273125065864,"d":"0.24"},{"v":0.4254627173067976,"d":"0.43"},0.0002083,1.724,4,1.392796E-3,{"$f":"AK871*IF($G1165=10,1,IF($G1165=15,1,IF($G1165=20,1,(1-(($E1165-50)*0.005)))))","v":{"v":192.6,"d":"193"}},207,{"v":274.5,"d":"275"},0.95,0.95,0.95,193,207,275,83,89,118,{"v":0.10160656240768863,"d":"0.10"},{"v":0.11666144105878498,"d":"0.12"},{"v":0.20394945539765266,"d":"0.20"},1.2,4.8,5.5,7.2,null,1356,null,{"v":0.68,"d":"68%"},null,null,0,12.3,14.4,21.85,null,1,1,1,193,207,275,null,0,0,0,1]
["3706020",null,null,3,70,60,20,21.5,0,26,30,41.1,{"v":1251.575008837732,"d":"1252"},{"v":1346.575008837732,"d":"1347"},{"v":1442.0332127786496,"d":"1442"},{"v":1706.04,"d":"1706"},1.5,1.08,1.08,1.08,1252,1347,1442,1706,{"$f":"ROUND(U1166*3600/(4186*ABS($O$1-$O$2)),0)","v":108},{"$f":"ROUND(V1166*3600/(4186*ABS($O$1-$O$2)),0)","v":116},{"$f":"ROUND(W1166*3600/(4186*ABS($O$1-$O$2)),0)","v":124},{"$f":"ROUND(X1166*3600/(4186*ABS($O$1-$O$2)),0)","v":147},{"v":0.04666697728719293,"d":"0.05"},{"v":0.053754545103760785,"d":"0.05"},{"v":0.06133872577216264,"d":"0.06"},{"v":0.08590565253315716,"d":"0.09"},0.0001276,1.7219,2,3.76611E-4,{"$f":"AK872*IF($G1166=10,1,IF($G1166=15,1,IF($G1166=20,1,(1-(($E1166-50)*0.005)))))","v":{"v":166.41571994991173,"d":"166"}},{"v":178.21286873827722,"d":"178"},{"v":210.84,"d":"211"},0.95,0.95,0.95,166,178,211,{"$f":"ROUND(AQ1166*3600/(4186*ABS($AM$1-$AM$2)),0)","v":71},{"$f":"ROUND(AR1166*3600/(4186*ABS($AM$1-$AM$2)),0)","v":77},{"$f":"ROUND(AS1166*3600/(4186*ABS($AM$1-$AM$2)),0)","v":91},{"v":0.020362186770824586,"d":"0.02"},{"v":0.02390299995886795,"d":"0.02"},{"v":0.033257087321880145,"d":"0.03"},0.8,4.8,5.5,7.2,null,1652,null,{"v":0.8,"d":"80%"},null,null,0,12.3,14.4,21.85,null,1,1,1,166,178,211,null,0,0,0,1]
["3707010",null,null,3,70,70,10,11.5,0,26,30,41,{"v":786.6,"d":"787"},{"v":1029.7403904507714,"d":"1030"},{"v":1104.285963590294,"d":"1104"},{"v":1320.28,"d":"1320"},1.5,1.08,1.08,1.08,787,1030,1104,1320,68,89,95,114,{"v":0.023172926510549818,"d":"0.02"},{"v":0.038924960889446435,"d":"0.04"},{"v":0.0441465902182657,"d":"0.04"},{"v":0.06277820934346216,"d":"0.06"},3.969E-4,1.7346,2,0.000367347,{"$f":"AK874*IF($G1168=10,1,IF($G1168=15,1,IF($G1168=20,1,(1-(($E1168-50)*0.005)))))","v":{"v":142.7603849699376,"d":"143"}},{"v":153.09517888293954,"d":"153"},{"v":183.04,"d":"183"},0.98,0.98,0.98,143,153,183,61,66,79,{"v":0.018801217016227327,"d":"0.02"},{"v":0.02187876494532763,"d":"0.02"},{"v":0.03093277823234393,"d":"0.03"},0.5,5.5,5.9,7.9,null,874,null,{"v":0.9,"d":"90%"},null,null,0,13.2,15.1,21.85,null,1,1,1,143,153,183,null,0,0,0,1]
["3707011",null,null,3,70,70,11,11.5,0,26,30,41,{"v":756.84,"d":"757"},{"v":1397.1861540381678,"d":"1397"},{"v":1498.3320774196782,"d":"1498"},{"v":1791.4,"d":"1791"},1.5,1.1,1.1,1.1,757,1397,1498,1791,65,120,129,154,{"v":0.03584878918024171,"d":"0.04"},{"v":0.11600499755813,"d":"0.12"},{"v":0.1332901912514781,"d":"0.13"},{"v":0.1873650746869771,"d":"0.19"},3.969E-4,1.7346,4,0.000574288,{"$f":"AK875*IF($G1169=10,1,IF($G1169=15,1,IF($G1169=20,1,(1-(($E1169-50)*0.005)))))","v":{"v":210.61212475820625,"d":"211"}},{"v":225.8588818008821,"d":"226"},{"v":270.036,"d":"270"},0.95,0.95,0.95,211,226,270,91,97,116,{"v":0.06824255941018738,"d":"0.07"},{"v":0.0771251512212989,"d":"0.08"},{"v":0.10869549525474707,"d":"0.11"},0.9,5.5,5.9,7.9,null,1113,null,{"v":0.68,"d":"68%"},null,null,0,13.2,15.1,21.85,null,1,1,1,211,226,270,null,0,0,0,1]
["3707016",null,null,3,70,70,16,16.5,0,26,30,41.1,{"v":1075.76,"d":"1076"},{"v":1627.62717250317,"d":"1628"},{"v":1747.2217424001376,"d":"1747"},{"v":2312.5,"d":"2313"},1.5,1.1,1.1,1.1,1076,1628,1747,2313,93,140,150,199,{"v":0.12929233266973245,"d":"0.13"},{"v":0.2902779131483183,"d":"0.29"},{"v":0.33273460547085354,"d":"0.33"},{"v":0.5822430562049591,"d":"0.58"},0.0002083,1.724,4,1.392796E-3,{"$f":"AK877*IF($G1171=10,1,IF($G1171=15,1,IF($G1171=20,1,(1-(($E1171-50)*0.005)))))","v":{"v":197.63792866546598,"d":"198"}},{"v":212.15994173663077,"d":"212"},{"v":280.8,"d":"281"},0.95,0.95,0.95,198,212,281,85,91,121,{"v":0.10824120315119022,"d":"0.11"},{"v":0.12385592691043998,"d":"0.12"},{"v":0.21753268060832034,"d":"0.22"},1.4,5.1,5.6,7.2,null,1582,null,{"v":0.68,"d":"68%"},null,null,0,12.3,14.4,21.85,null,1,1,1,198,212,281,null,0,0,0,1]
["3707020",null,null,3,70,70,20,21.5,0,26,30,41.1,{"v":1414.840819712653,"d":"1415"},{"v":1509.840819712653,"d":"1510"},{"v":1619.1421060355642,"d":"1619"},{"v":1935.84,"d":"1936"},1.5,1.08,1.08,1.08,1415,1510,1619,1936,122,130,139,166,{"v":0.060374758328522876,"d":"0.06"},{"v":0.06844420067394426,"d":"0.07"},{"v":0.07812114773499958,"d":"0.08"},{"v":0.11095002490928764,"d":"0.11"},0.0001276,1.7219,2,3.76611E-4,{"$f":"AK878*IF($G1172=10,1,IF($G1172=15,1,IF($G1172=20,1,(1-(($E1172-50)*0.005)))))","v":{"v":170.52628152222005,"d":"171"}},{"v":182.87112058001478,"d":"183"},{"v":218.64000000000001,"d":"219"},0.95,0.95,0.95,171,183,219,74,79,94,{"v":0.02251119783327968,"d":"0.02"},{"v":0.025608782122359248,"d":"0.03"},{"v":0.036084845824600094,"d":"0.04"},0.9,5.1,5.6,7.2,null,1927,null,{"v":0.8,"d":"80%"},null,null,0,12.3,14.4,21.85,null,1,1,1,171,183,219,null,0,0,0,{"$f":"IF(SUM(BV1172:BX1172)=0,1,0)","v":1}]
["3708010",null,null,3,70,80,10,11.5,0,26,30,41.8,{"v":898.2,"d":"898"},{"v":1214.2269940407766,"d":"1214"},{"v":1304.143370405705,"d":"1304"},{"v":1574.18,"d":"1574"},1.5,1.08,1.08,1.08,898,1214,1304,1574,77,104,112,135,{"v":0.030897580494762777,"d":"0.03"},{"v":0.05502875488465266,"d":"0.06"},{"v":0.06345686966495562,"d":"0.06"},{"v":0.09090986199355394,"d":"0.09"},3.969E-4,1.7346,2,0.000367347,{"$f":"AK880*IF($G1174=10,1,IF($G1174=15,1,IF($G1174=20,1,(1-(($E1174-50)*0.005)))))","v":{"v":168.33710197020613,"d":"168"}},{"v":180.80286190736828,"d":"181"},{"v":218.24,"d":"218"},0.98,0.98,0.98,168,181,218,72,78,94,{"v":0.027165359623318678,"d":"0.03"},{"v":0.03167181300086596,"d":"0.03"},{"v":0.045312552969066985,"d":"0.05"},0.5,6.3,6.8,9.1,null,998,null,{"v":0.9,"d":"90%"},null,null,0,12.8,14.7,21.85,null,1,1,1,168,181,218,null,0,0,0,1]
["3708011",null,null,3,70,80,11,11.5,0,26,30,41.8,{"v":864.96,"d":"865"},{"v":1647.5037394527276,"d":"1648"},{"v":1769.505282019556,"d":"1770"},{"v":2135.9,"d":"2136"},1.5,1.1,1.1,1.1,865,1648,1770,2136,74,142,152,184,{"v":0.04865270507033534,"d":"0.05"},{"v":0.1687204798043572,"d":"0.17"},{"v":0.19218780961004492,"d":"0.19"},{"v":0.2771236061849882,"d":"0.28"},3.969E-4,1.7346,4,0.000574288,{"$f":"AK881*IF($G1175=10,1,IF($G1175=15,1,IF($G1175=20,1,(1-(($E1175-50)*0.005)))))","v":{"v":248.4,"d":"248"}},{"v":266.40000000000003,"d":"266"},{"v":322.2,"d":"322"},0.95,0.95,0.95,248,266,322,107,114,138,{"v":0.09824483417176809,"d":"0.10"},{"v":0.11087971657113949,"d":"0.11"},{"v":0.15974609947904747,"d":"0.16"},1.1,6.3,6.8,9.1,null,1272,null,{"v":0.68,"d":"68%"},null,null,0,12.8,14.7,21.85,null,1,1,1,248,266,322,null,0,0,0,1]
["3708016",null,null,3,70,80,16,16.5,0,26,30,42.4,{"v":1229.44,"d":"1229"},{"v":2040.4331716148024,"d":"2040"},{"v":2188.0092071816284,"d":"2188"},{"v":2935.7,"d":"2936"},1.5,1.1,1.1,1.1,1229,2040,2188,2936,106,175,188,252,{"v":0.16997990238477523,"d":"0.17"},{"v":0.4574474388725192,"d":"0.46"},{"v":0.5270441899399481,"d":"0.53"},{"v":0.9407339766638919,"d":"0.94"},0.0002083,1.724,4,1.392796E-3,{"$f":"AK883*IF($G1177=10,1,IF($G1177=15,1,IF($G1177=20,1,(1-(($E1177-50)*0.005)))))","v":{"v":280.8,"d":"281"}},{"v":301.5,"d":"302"},405,0.95,0.95,0.95,281,302,405,121,130,174,{"v":0.22071465965427722,"d":"0.22"},{"v":0.2542969197827116,"d":"0.25"},{"v":0.4522961154808594,"d":"0.45"},1.6,6,6.7,9,null,1808,null,{"v":0.68,"d":"68%"},null,null,0,11.8,13.7,21.85,null,1,1,1,281,302,405,null,0,0,0,1]
["3708020",null,null,3,70,80,20,21.5,0,26,30,42.4,{"v":1761.6000000000001,"d":"1762"},{"v":1942.5718983039128,"d":"1943"},{"v":2086.4239348515057,"d":"2086"},{"v":2518.44,"d":"2518"},1.5,1.08,1.08,1.08,1762,1943,2086,2518,152,167,179,217,{"v":0.09464600687479145,"d":"0.09"},{"v":0.11395554008077592,"d":"0.11"},{"v":0.1306787233750386,"d":"0.13"},{"v":0.19110006829963533,"d":"0.19"},0.0001276,1.7219,2,3.76611E-4,{"$f":"AK884*IF($G1178=10,1,IF($G1178=15,1,IF($G1178=20,1,(1-(($E1178-50)*0.005)))))","v":{"v":240.0716624688735,"d":"240"}},{"v":257.8495360156218,"d":"258"},{"v":311.24,"d":"311"},0.95,0.95,0.95,240,258,311,103,111,134,{"v":0.0439519634412318,"d":"0.04"},{"v":0.05092991835624913,"d":"0.05"},{"v":0.07381701321036345,"d":"0.07"},1.1,6,6.7,9,null,2202,null,{"v":0.8,"d":"80%"},null,null,0,11.8,13.7,21.85,null,1,1,1,240,258,311,null,0,0,0,1]
["3709010",null,null,3,70,90,10,11.5,0,26,30,42.4,{"$f":"IF($N1180-($BE1180*$BG1180)>100,$BE1180*$BG1180,$N1180-95)","v":{"v":1010.7,"d":"1011"}},{"v":1395.6272192501513,"d":"1396"},{"v":1501.3000140389001,"d":"1501"},{"v":1828.08,"d":"1828"},1.5,1.08,1.08,1.08,{"$f":"ROUND(M1180*POWER(CF_heat,Q1180),0)","v":1011},{"$f":"ROUND(N1180*POWER(CF_heat,R1180),0)","v":1396},{"$f":"ROUND(O1180*POWER(CF_heat,S1180),0)","v":1501},{"$f":"ROUND(P1180*POWER(CF_heat,T1180),0)","v":1828},87,120,129,157,{"v":0.040854987107741395,"d":"0.04"},{"v":0.07560878121067112,"d":"0.08"},{"v":0.08685321114716028,"d":"0.09"},{"v":0.12662134598395483,"d":"0.13"},{"$f":"IF($G1180=$CO$103,CP$103,IF($G1180=$CO$104,CP$104,IF($G1180=$CO$105,CP$105,IF($G1180=$CO$107,CP$107,IF($G1180=$CO$108,CP$108,IF($G1180=$CO$109,CP$109,IF($G1180=$CO$111,CP$111,IF($G1180=$CO$112,CP$112,IF($G1180=$CO$113,CP$113,IF($G1180=$CO$115,CP$115,IF($G1180=$CO$116,CP$116,IF($G1180=$CO$117,CP$117,IF($G1180=$CO$119,CP$119,IF($G1180=$CO$120,CP$120,))))))))))))))","v":3.969E-4},{"$f":"IF($G1180=$CO$103,CQ$103,IF($G1180=$CO$104,CQ$104,IF($G1180=$CO$105,CQ$105,IF($G1180=$CO$107,CQ$107,IF($G1180=$CO$108,CQ$108,IF($G1180=$CO$109,CQ$109,IF($G1180=$CO$111,CQ$111,IF($G1180=$CO$112,CQ$112,IF($G1180=$CO$113,CQ$113,IF($G1180=$CO$115,CQ$115,IF($G1180=$CO$116,CQ$116,IF($G1180=$CO$117,CQ$117,IF($G1180=$CO$119,CQ$119,IF($G1180=$CO$120,CQ$120,))))))))))))))","v":1.7346},{"$f":"IF($G1180=$CO$103,CR$103,IF($G1180=$CO$104,CR$104,IF($G1180=$CO$105,CR$105,IF($G1180=$CO$107,CR$107,IF($G1180=$CO$108,CR$108,IF($G1180=$CO$109,CR$109,IF($G1180=$CO$111,CR$111,IF($G1180=$CO$112,CR$112,IF($G1180=$CO$113,CR$113,IF($G1180=$CO$115,CR$115,IF($G1180=$CO$116,CR$116,IF($G1180=$CO$117,CR$117,IF($G1180=$CO$119,CR$119,IF($G1180=$CO$120,CR$120,))))))))))))))","v":2},{"$f":"IF($G1180=$CO$103,CS$103,IF($G1180=$CO$104,CS$104,IF($G1180=$CO$105,CS$105,IF($G1180=$CO$107,CS$107,IF($G1180=$CO$108,CS$108,IF($G1180=$CO$109,CS$109,IF($G1180=$CO$111,CS$111,IF($G1180=$CO$112,CS$112,IF($G1180=$CO$113,CS$113,IF($G1180=$CO$115,CS$115,IF($G1180=$CO$116,CS$116,IF($G1180=$CO$117,CS$117,IF($G1180=$CO$119,CS$119,IF($G1180=$CO$120,CS$120,))))))))))))))","v":0.000367347},{"$f":"AK886*IF($G1180=10,1,IF($G1180=15,1,IF($G1180=20,1,(1-(($E1180-50)*0.005)))))","v":{"v":193.48593193227777,"d":"193"}},{"v":208.1361185276459,"d":"208"},{"v":253.44,"d":"253"},0.98,0.98,0.98,{"$f":"ROUND(AK1180*POWER(CF_cool,AN1180),0)","v":193},208,253,83,89,109,{"v":0.03734023921264072,"d":"0.04"},{"v":0.04266933360054228,"d":"0.04"},{"v":0.06288933684631558,"d":"0.06"},{"$f":"ROUND(IF(G1180=10,$CO$92*F1180,IF(G1180=11,$CO$93*F1180,IF(G1180=15,$CO$94*F1180,IF(G1180=16,$CO$95*F1180,IF(G1180=20,$CO$96*F1180,IF(G1180=21,$CO$97*F1180,)))))),1)","v":0.6},6.7,7.4,10.3,null,1123,null,{"$f":"IF(G1180=10,0.9,IF(G1180=11,0.68,IF(G1180=15,0.8,IF(G1180=16,0.68,IF(G1180=20,0.8,IF(G1180=21,0.8))))))","v":{"v":0.9,"d":"90%"}},null,null,0,12.5,14.7,21.85,null,1,1,1,{"$f":"AQ1180/BO1180","v":193},208,253,null,{"$f":"BR1180-AQ1180","v":0},{"$f":"BS1180-AR1180","v":0},{"$f":"BT1180-AS1180","v":0},1]
[{"$f":"CONCATENATE(D1181,E1181,F1181,G1181)","v":"3709011"},null,null,3,70,90,11,11.5,0,26,30,42.4,{"v":973.08,"d":"973"},{"v":1893.633623598571,"d":"1894"},{"v":2037.0140009310799,"d":"2037"},{"v":2480.4,"d":"2480"},1.5,{"$f":"IF($G1181=10,1.08,IF($G1181=11,1.1,IF($G1181=15,1.08,IF($G1181=16,1.1,IF($G1181=20,1.08,IF($G1181=21,1.05))))))","v":1.1},1.1,1.1,973,1894,2037,2480,84,163,175,213,{"$f":"(($AG1181*(Y1181^$AH1181)*((($F1181-14.4)*$AI1181)/100))+($AJ1181*(Y1181^2)))*0.0098","v":{"v":0.0653174480946327,"d":"0.07"}},{"$f":"(($AG1181*(Z1181^$AH1181)*((($F1181-14.4)*$AI1181)/100))+($AJ1181*(Z1181^2)))*0.0098","v":{"v":0.23039387696616745,"d":"0.23"}},{"$f":"(($AG1181*(AA1181^$AH1181)*((($F1181-14.4)*$AI1181)/100))+($AJ1181*(AA1181^2)))*0.0098","v":{"v":0.26382483336744583,"d":"0.26"}},{"$f":"(($AG1181*(AB1181^$AH1181)*((($F1181-14.4)*$AI1181)/100))+($AJ1181*(AB1181^2)))*0.0098","v":{"v":0.38395411039699373,"d":"0.38"}},3.969E-4,1.7346,4,0.000574288,{"$f":"AK887*IF($G1181=10,1,IF($G1181=15,1,IF($G1181=20,1,(1-(($E1181-50)*0.005)))))","v":{"v":285.4467171944087,"d":"285"}},{"v":307.0599044074049,"d":"307"},{"v":373.896,"d":"374"},0.95,0.95,0.95,285,307,374,123,132,161,{"$f":"(($AG1181*(AT1181^$AH1181)*((($F1181-14.4)*$AI1181)/100))+($AJ1181*(AT1181^2)))*0.0098","v":{"v":0.13476424954614483,"d":"0.13"}},{"$f":"(($AG1181*(AU1181^$AH1181)*((($F1181-14.4)*$AI1181)/100))+($AJ1181*(AU1181^2)))*0.0098","v":{"v":0.1541463422763663,"d":"0.15"}},{"$f":"(($AG1181*(AV1181^$AH1181)*((($F1181-14.4)*$AI1181)/100))+($AJ1181*(AV1181^2)))*0.0098","v":{"v":0.22503364182021707,"d":"0.23"}},1.2,6.7,7.4,10.3,null,1431,null,{"v":0.68,"d":"68%"},null,null,0,12.5,14.7,21.85,null,1,1,1,285,{"$f":"AR1181/BP1181","v":307},{"$f":"AS1181/BQ1181","v":374},null,0,0,0,1]
["3709016",null,null,3,70,90,16,16.5,0,26,30,43.3,{"v":1383.1200000000001,"d":"1383"},{"v":2336.669516687492,"d":"2337"},{"v":2503.3688418217644,"d":"2503"},{"v":3409.2,"d":"3409"},1.5,1.1,1.1,1.1,1383,2337,2503,3409,119,201,215,293,{"v":0.2166635443936565,"d":"0.22"},{"v":0.6091536033262105,"d":"0.61"},{"v":0.6957504205886854,"d":"0.70"},{"v":1.2822911322288062,"d":"1.28"},0.0002083,1.724,4,1.392796E-3,{"$f":"AK889*IF($G1183=10,1,IF($G1183=15,1,IF($G1183=20,1,(1-(($E1183-50)*0.005)))))","v":{"v":322.00144870931126,"d":"322"}},{"v":344.97321421091897,"d":"345"},{"v":469.8,"d":"470"},0.95,0.95,0.95,322,345,470,138,148,202,{"v":0.2901142860146649,"d":"0.29"},{"v":0.3330195147095848,"d":"0.33"},{"v":0.6151501380141445,"d":"0.62"},1.8,7,7.7,10.7,null,2034,null,{"v":0.68,"d":"68%"},null,null,0,11.3,13.2,21.85,null,1,1,1,322,345,470,null,0,0,0,1]
["3709020",null,null,3,70,90,20,21.5,0,26,30,43.3,{"v":1982.4,"d":"1982"},{"v":2232.7836804230465,"d":"2233"},{"v":2401.8435041457315,"d":"2402"},{"v":2924.64,"d":"2925"},1.5,1.08,1.08,1.08,1982,2233,2402,2925,170,192,207,252,{"v":0.11976277938884493,"d":"0.12"},{"v":0.15220989401469975,"d":"0.15"},{"v":0.17653301618879313,"d":"0.18"},{"v":0.26017862567755984,"d":"0.26"},0.0001276,1.7219,2,3.76611E-4,{"$f":"AK890*IF($G1184=10,1,IF($G1184=15,1,IF($G1184=20,1,(1-(($E1184-50)*0.005)))))","v":{"v":275.9373233806916,"d":"276"}},{"v":296.8304872184041,"d":"297"},{"v":361.44,"d":"361"},0.95,0.95,0.95,276,297,361,119,128,155,{"v":0.05935306887959389,"d":"0.06"},{"v":0.0685057463009488,"d":"0.07"},{"v":0.0998439426179513,"d":"0.10"},1.2,7,7.7,10.7,null,2478,null,{"v":0.8,"d":"80%"},null,null,0,11.3,13.2,21.85,null,1,1,1,276,297,361,null,0,0,0,1]
["37010010",null,null,3,70,100,10,11.5,0,26,30,43,{"v":1123.2,"d":"1123"},{"v":1574.3905475253332,"d":"1574"},{"v":1696.1265760133244,"d":"1696"},{"v":2081.98,"d":"2082"},1.5,1.08,1.08,1.08,1123,1574,1696,2082,97,135,146,179,{"v":0.05247892697768621,"d":"0.05"},{"v":0.09862323121872285,"d":"0.10"},{"v":0.11455551187153463,"d":"0.11"},{"v":0.16920060692862343,"d":"0.17"},3.969E-4,1.7346,2,0.000367347,{"$f":"AK892*IF($G1186=10,1,IF($G1186=15,1,IF($G1186=20,1,(1-(($E1186-50)*0.005)))))","v":{"v":218.26918973175157,"d":"218"}},{"v":235.14633901405676,"d":"235"},{"v":288.64,"d":"289"},0.98,0.98,0.98,218,235,289,94,101,124,{"v":0.04942930530670935,"d":"0.05"},{"v":0.05668113608073874,"d":"0.06"},{"v":0.08384149307866094,"d":"0.08"},0.7,7.8,8.7,12.2,null,1248,null,{"v":0.9,"d":"90%"},null,null,0,12.3,14.1,21.85,null,1,1,1,218,235,289,null,0,0,0,1]
["37010011",null,null,3,70,100,11,11.5,0,26,30,43,{"v":1081.2,"d":"1081"},{"v":2136.1856779144437,"d":"2136"},{"v":2301.361187225641,"d":"2301"},{"v":2824.9,"d":"2825"},1.5,1.1,1.1,1.1,1081,2136,2301,2825,93,184,198,243,{"v":0.08326842968305838,"d":"0.08"},{"v":0.3035203378345578,"d":"0.30"},{"v":0.3489438597084153,"d":"0.35"},{"v":0.5153554252697664,"d":"0.52"},3.969E-4,1.7346,4,0.000574288,{"$f":"AK893*IF($G1187=10,1,IF($G1187=15,1,IF($G1187=20,1,(1-(($E1187-50)*0.005)))))","v":{"v":322.2,"d":"322"}},{"v":346.5,"d":"347"},{"v":425.7,"d":"426"},0.95,0.95,0.95,322,347,426,138,149,183,{"v":0.17577233145875712,"d":"0.18"},{"v":0.20329967931870585,"d":"0.20"},{"v":0.300391917350199,"d":"0.30"},1.3,7.8,8.7,12.2,null,1590,null,{"v":0.68,"d":"68%"},null,null,0,12.3,14.1,21.85,null,1,1,1,322,347,426,null,0,0,0,1]
["37010016",null,null,3,70,100,16,16.5,0,26,30,44.1,{"v":1536.8000000000002,"d":"1537"},{"v":2630.387144811864,"d":"2630"},{"v":2816.5633812075234,"d":"2817"},{"v":3882.7,"d":"3883"},1.5,1.1,1.1,1.1,1537,2630,2817,3883,132,226,242,334,{"v":0.2694731402509937,"d":"0.27"},{"v":0.7771277076165684,"d":"0.78"},{"v":0.8893436749809193,"d":"0.89"},{"v":1.6794877029795134,"d":"1.68"},0.0002083,1.724,4,1.392796E-3,{"$f":"AK895*IF($G1189=10,1,IF($G1189=15,1,IF($G1189=20,1,(1-(($E1189-50)*0.005)))))","v":{"v":362.7,"d":"363"}},{"v":387.90000000000003,"d":"388"},{"v":535.5,"d":"536"},0.95,0.95,0.95,363,388,536,156,167,230,{"v":0.3743799282100252,"d":"0.37"},{"v":0.42813738102556287,"d":"0.43"},{"v":0.804479998139872,"d":"0.80"},{"v":2,"d":"2.0"},7,7.7,10.7,null,2260,null,{"v":0.68,"d":"68%"},null,null,0,10.9,12.8,21.85,null,1,1,1,363,388,536,null,0,0,0,1]
["37010020",null,null,3,70,100,20,21.5,0,26,30,44.1,{"v":2202.4,"d":"2202"},{"v":2518.7768428703835,"d":"2519"},{"v":2713.5353098724395,"d":"2714"},{"v":3330.84,"d":"3331"},1.5,1.08,1.08,1.08,2202,2519,2714,3331,189,217,233,286,{"v":0.14963863463990695,"d":"0.15"},{"v":0.1963758492708046,"d":"0.20"},{"v":0.22589211718801094,"d":"0.23"},{"v":0.3382159729533156,"d":"0.34"},0.0001276,1.7219,2,3.76611E-4,{"$f":"AK896*IF($G1190=10,1,IF($G1190=15,1,IF($G1190=20,1,(1-(($E1190-50)*0.005)))))","v":{"v":311.2816285378957,"d":"311"}},{"v":335.3507448439105,"d":"335"},{"v":411.64,"d":"412"},0.95,0.95,0.95,311,335,412,134,144,177,{"v":0.0761173874401084,"d":"0.08"},{"v":0.08767678608746131,"d":"0.09"},{"v":0.13152753973488002,"d":"0.13"},1.3,7,7.7,10.7,null,2753,null,{"v":0.8,"d":"80%"},null,null,0,10.9,12.8,21.85,null,1,1,1,311,335,412,null,0,0,0,1]
["37011010",null,null,3,70,110,10,11.5,0,26,30,43.5,{"v":1235.7,"d":"1236"},{"v":1766.3893947845202,"d":"1766"},{"v":1902.9712804051933,"d":"1903"},{"v":2335.88,"d":"2336"},1.5,1.08,1.08,1.08,1236,1766,1903,2336,106,152,164,201,{"v":0.06468726269123026,"d":"0.06"},{"v":0.12846635666491932,"d":"0.13"},{"v":0.14849855963064404,"d":"0.15"},{"v":0.2189828314672463,"d":"0.22"},3.969E-4,1.7346,2,0.000367347,{"$f":"AK898*IF($G1192=10,1,IF($G1192=15,1,IF($G1192=20,1,(1-(($E1192-50)*0.005)))))","v":{"v":244.88738360147738,"d":"245"}},{"v":263.82272182064906,"d":"264"},{"v":323.84,"d":"324"},0.98,0.98,0.98,245,264,324,105,114,139,{"v":0.0635324094103459,"d":"0.06"},{"v":0.0742836780814925,"d":"0.07"},{"v":0.10834103483995079,"d":"0.11"},0.7,8.4,9.3,14,null,1373,null,{"v":0.9,"d":"90%"},null,null,0,12,13.9,21.85,null,1,1,1,245,264,324,null,0,0,0,1]
["37011011",null,null,3,70,110,11,11.5,0,26,30,43.5,{"v":1189.3200000000002,"d":"1189"},{"v":2396.6961264405954,"d":"2397"},{"v":2582.014990545841,"d":"2582"},{"v":3169.4,"d":"3169"},1.5,1.1,1.1,1.1,1189,2397,2582,3169,102,206,222,273,{"v":0.10390035565082206,"d":"0.10"},{"v":0.39231335542301654,"d":"0.39"},{"v":0.4521181336762668,"d":"0.45"},{"v":0.6695964339932501,"d":"0.67"},3.969E-4,1.7346,4,0.000574288,{"$f":"AK899*IF($G1193=10,1,IF($G1193=15,1,IF($G1193=20,1,(1-(($E1193-50)*0.005)))))","v":{"v":361.2784610916114,"d":"361"}},{"v":389.2134643223383,"d":"389"},{"v":477.75600000000003,"d":"478"},0.95,0.95,0.95,361,389,478,155,167,206,{"v":0.2289207533188748,"d":"0.23"},{"v":0.263607016384016,"d":"0.26"},{"v":0.39231335542301654,"d":"0.39"},1.5,8.4,9.3,14,null,1749,null,{"v":0.68,"d":"68%"},null,null,0,12,13.9,21.85,null,1,1,1,361,389,478,null,0,0,0,1]
["37011016",null,null,3,70,110,16,16.5,0,26,30,44.1,{"v":1690.48,"d":"1690"},{"v":2849.7497938679544,"d":"2850"},{"v":3051.4523045945984,"d":"3051"},{"v":4206.5,"d":"4207"},1.5,1.1,1.1,1.1,1690,2850,3051,4207,145,245,262,362,{"v":0.3285344535107995,"d":"0.33"},{"v":0.9219544805754951,"d":"0.92"},{"v":1.0521845346704815,"d":"1.05"},{"v":1.9898808014753209,"d":"1.99"},0.0002083,1.724,4,1.392796E-3,{"$f":"AK901*IF($G1195=10,1,IF($G1195=15,1,IF($G1195=20,1,(1-(($E1195-50)*0.005)))))","v":{"v":367.04967034771374,"d":"367"}},{"v":393.02908798986175,"d":"393"},{"v":541.8000000000001,"d":"542"},0.95,0.95,0.95,367,393,542,158,169,233,{"v":0.38892932767283483,"d":"0.39"},{"v":0.44395456997720545,"d":"0.44"},{"v":0.8351481242241908,"d":"0.84"},2.2,7.9,8.8,12.5,null,2486,null,{"v":0.68,"d":"68%"},null,null,0,10.9,12.8,21.85,null,1,1,1,367,393,542,null,0,0,0,1]
["37011020",null,null,3,70,110,20,21.5,0,26,30,44.1,{"v":2422.4,"d":"2422"},{"v":2692.551301713082,"d":"2693"},{"v":2900.746468081386,"d":"2901"},{"v":3560.6400000000003,"d":"3561"},1.5,1.08,1.08,1.08,2422,2693,2901,3561,208,232,249,306,{"v":0.1831225770852449,"d":"0.18"},{"v":0.2269472264037772,"d":"0.23"},{"v":0.26079058599865457,"d":"0.26"},{"v":0.3911657832602583,"d":"0.39"},0.0001276,1.7219,2,3.76611E-4,{"$f":"AK902*IF($G1196=10,1,IF($G1196=15,1,IF($G1196=20,1,(1-(($E1196-50)*0.005)))))","v":{"v":317.1799783158463,"d":"317"}},{"v":341.7051705794622,"d":"342"},{"v":419.44,"d":"419"},{"$f":"IF($G1196=10,0.98,IF($G1196=11,0.95,IF($G1196=15,1.01,IF($G1196=16,0.95,IF($G1196=20,0.95,IF($G1196=21,0.85))))))","v":0.95},0.95,0.95,317,342,419,136,147,180,{"v":0.07954471205365862,"d":"0.08"},{"v":0.09265062946622422,"d":"0.09"},{"v":0.13785909087762688,"d":"0.14"},1.5,7.9,8.8,12.5,null,3028,null,{"v":0.8,"d":"80%"},null,null,0,10.9,12.8,21.85,null,1,1,1,317,342,419,null,0,0,0,1]
["37012010",null,null,3,70,120,10,11.5,0,26,30,44,{"v":1348.2,"d":"1348"},{"v":1924.9914127028867,"d":"1925"},{"v":2079.6202422788024,"d":"2080"},{"v":2589.78,"d":"2590"},1.5,1.08,1.08,1.08,1348,1925,2080,2590,116,166,179,223,{"v":0.07974633477090802,"d":"0.08"},{"v":0.15749249199599902,"d":"0.16"},{"v":0.1817830806912457,"d":"0.18"},{"v":0.2762925905995734,"d":"0.28"},3.969E-4,1.7346,2,0.000367347,{"$f":"AK904*IF($G1198=10,1,IF($G1198=15,1,IF($G1198=20,1,(1-(($E1198-50)*0.005)))))","v":{"v":266.87553260000635,"d":"267"}},{"v":288.31284965818764,"d":"288"},{"v":359.04,"d":"359"},0.98,0.98,0.98,267,288,359,115,124,154,{"v":0.07844810437960871,"d":"0.08"},{"v":0.0904975407078808,"d":"0.09"},{"v":0.13655457969155813,"d":"0.14"},0.8,8.9,9.9,14.8,null,1498,null,{"v":0.9,"d":"90%"},null,null,0,11.8,13.7,21.85,null,1,1,1,267,288,359,null,0,0,0,1]
["37012011",null,null,3,70,120,11,11.5,0,26,30,44,{"v":1297.44,"d":"1297"},{"v":2611.892641497221,"d":"2612"},{"v":2821.6982019103875,"d":"2822"},{"v":3513.9,"d":"3514"},1.5,1.1,1.1,1.1,1297,2612,2822,3514,112,225,243,302,{"v":0.1295100349926571,"d":"0.13"},{"v":0.4824913090455165,"d":"0.48"},{"v":0.5581185866184035,"d":"0.56"},{"v":0.8424915609755409,"d":"0.84"},3.969E-4,1.7346,4,0.000574288,{"$f":"AK905*IF($G1199=10,1,IF($G1199=15,1,IF($G1199=20,1,(1-(($E1199-50)*0.005)))))","v":{"v":393.3,"d":"393"}},{"v":425.7,"d":"426"},{"v":530.1,"d":"530"},0.95,0.95,0.95,393,426,530,169,183,228,{"v":0.28100254656640733,"d":"0.28"},{"v":0.32654029940547913,"d":"0.33"},{"v":0.4947316042027733,"d":"0.49"},1.6,8.9,9.9,14.8,null,1908,null,{"v":0.68,"d":"68%"},null,null,0,11.8,13.7,21.85,null,1,1,1,393,426,530,null,0,0,0,1]
["37012016",null,null,3,70,120,16,16.5,0,26,30,44.8,{"v":1844.16,"d":"1844"},{"v":3241.8333772189817,"d":"3242"},{"v":3471.5459677567114,"d":"3472"},{"v":4829.7,"d":"4830"},1.5,1.1,1.1,1.1,1844,3242,3472,4830,159,279,299,415,{"v":0.3988786314105469,"d":"0.40"},{"v":1.204343316710782,"d":"1.20"},{"v":1.3801140974321322,"d":"1.38"},{"v":2.632057975603213,"d":"2.63"},0.0002083,1.724,4,1.392796E-3,{"$f":"AK907*IF($G1201=10,1,IF($G1201=15,1,IF($G1201=20,1,(1-(($E1201-50)*0.005)))))","v":{"v":446.40000000000003,"d":"446"}},{"v":478.8,"d":"479"},666,0.95,0.95,0.95,446,479,666,192,206,286,{"v":0.5776533813663376,"d":"0.58"},{"v":0.6633163577788531,"d":"0.66"},{"v":1.2645183938818414,"d":"1.26"},2.4,8.7,9.8,14.3,null,2712,null,{"v":0.68,"d":"68%"},null,null,0,10.6,12.5,21.85,null,1,1,1,446,479,666,null,0,0,0,1]
["37012020",null,null,3,70,120,20,21.5,0,26,30,44.8,{"v":2643.2000000000003,"d":"2643"},{"v":3079.6829926739365,"d":"3080"},{"v":3327.0647594078355,"d":"3327"},{"v":4143.24,"d":"4143"},1.5,1.08,1.08,1.08,2643,3080,3327,4143,227,265,286,356,{"v":0.22028572992562978,"d":"0.22"},{"v":0.2984824228165089,"d":"0.30"},{"v":0.34670295754782865,"d":"0.35"},{"v":0.5330856461058093,"d":"0.53"},0.0001276,1.7219,2,3.76611E-4,{"$f":"AK908*IF($G1202=10,1,IF($G1202=15,1,IF($G1202=20,1,(1-(($E1202-50)*0.005)))))","v":{"v":380.6009016056908,"d":"381"}},{"v":411.1734390011653,"d":"411"},{"v":512.04,"d":"512"},0.95,0.95,0.95,381,411,512,164,177,220,{"v":0.11646670942658871,"d":"0.12"},{"v":0.13524222402195477,"d":"0.14"},{"v":0.20715667478646135,"d":"0.21"},1.6,8.7,9.8,14.3,null,3304,null,{"v":0.8,"d":"80%"},null,null,0,10.6,12.5,21.85,null,1,1,1,381,411,512,null,0,0,0,1]
["37014011",null,null,3,70,140,11,11.5,0,26,30,44.8,{"v":1513.68,"d":"1514"},{"v":3077.015307780141,"d":"3077"},{"v":3332.5766142436496,"d":"3333"},{"v":4202.9,"d":"4203"},1.5,1.1,1.1,1.1,1514,3077,3333,4203,130,265,287,361,{"v":0.18585444968556758,"d":"0.19"},{"v":0.7073460763495847,"d":"0.71"},{"v":0.8219999480326121,"d":"0.82"},{"v":1.2670408781957792,"d":"1.27"},3.969E-4,1.7346,4,0.000574288,{"$f":"AK911*IF($G1205=10,1,IF($G1205=15,1,IF($G1205=20,1,(1-(($E1205-50)*0.005)))))","v":{"v":463.5,"d":"464"}},{"v":502.2,"d":"502"},{"v":633.6,"d":"634"},0.95,0.95,0.95,464,502,634,200,216,273,{"v":0.41668910360367667,"d":"0.42"},{"v":0.4815084951110732,"d":"0.48"},{"v":0.7480939923228472,"d":"0.75"},1.9,10.1,11.2,17.5,null,2226,null,{"v":0.68,"d":"68%"},null,null,0,11.5,13.3,21.85,null,1,1,1,464,502,634,null,0,0,0,1]
["37014015",null,null,3,70,140,15,16.5,0,26,30,45.4,{"v":2208.8,"d":"2209"},{"v":2628.9846104428207,"d":"2629"},{"v":2815.458457495267,"d":"2815"},{"v":3950.36,"d":"3950"},1.5,1.08,1.08,1.08,2209,2629,2815,3950,190,226,242,340,{"v":0.20688755958299987,"d":"0.21"},{"v":0.28983635322357215,"d":"0.29"},{"v":0.3310697115084538,"d":"0.33"},{"v":0.6418295973215244,"d":"0.64"},0.0002083,1.724,2,0.000461829,{"$f":"AK912*IF($G1206=10,1,IF($G1206=15,1,IF($G1206=20,1,(1-(($E1206-50)*0.005)))))","v":{"v":358.86695423586366,"d":"359"}},{"v":384.32138301819265,"d":"384"},{"v":539.24,"d":"539"},1.01,1.01,1.01,359,384,539,154,165,232,{"v":0.137621338941047,"d":"0.14"},{"v":0.1573279392829452,"d":"0.16"},{"v":0.30498467021762166,"d":"0.30"},1.4,9.6,10.5,16.1,null,2761,null,{"v":0.8,"d":"80%"},null,null,0,10.4,12.2,21.85,null,1,1,1,359,384,539,null,0,0,0,1]
["37014020",null,null,3,70,140,20,21.5,0,26,30,45.4,{"v":3083.2000000000003,"d":"3083"},{"v":3628.109195995047,"d":"3628"},{"v":3929.4415695377957,"d":"3929"},{"v":4955.64,"d":"4956"},1.5,1.08,1.08,1.08,3083,3628,3929,4956,265,312,338,426,{"v":0.305925007960734,"d":"0.31"},{"v":0.4211889524134416,"d":"0.42"},{"v":0.4927124636981848,"d":"0.49"},{"v":0.7756359730733573,"d":"0.78"},0.0001276,1.7219,2,3.76611E-4,{"$f":"AK914*IF($G1208=10,1,IF($G1208=15,1,IF($G1208=20,1,(1-(($E1208-50)*0.005)))))","v":{"v":448.3778474617217,"d":"448"}},{"v":485.6178404500181,"d":"486"},{"v":612.44,"d":"612"},0.95,0.95,0.95,448,486,612,193,209,263,{"v":0.16455496588623258,"d":"0.16"},{"v":0.1922740711354792,"d":"0.19"},{"v":0.30142179085547277,"d":"0.30"},1.9,9.6,10.5,16.1,null,3854,null,{"v":0.8,"d":"80%"},null,null,0,10.4,12.2,21.85,null,1,1,1,448,486,612,null,0,0,0,1]
["37014021",null,null,3,70,140,21,21.5,0,26,30,45.4,{"v":3558.4,"d":"3558"},{"v":4951.064902557233,"d":"4951"},{"v":5302.243877024749,"d":"5302"},{"v":7439.56,"d":"7440"},1.5,1.05,1.05,1.05,3558,4951,5302,7440,306,426,456,640,{"v":0.5916017244916278,"d":"0.59"},{"v":1.1261815111859146,"d":"1.13"},{"v":1.285836312641885,"d":"1.29"},{"v":2.4907095980414304,"d":"2.49"},0.0001276,1.7219,4,0.000514201,{"$f":"AK915*IF($G1209=10,1,IF($G1209=15,1,IF($G1209=20,1,(1-(($E1209-50)*0.005)))))","v":{"v":578.0031328518356,"d":"578"}},{"v":619.0008881688944,"d":"619"},{"v":868.518,"d":"869"},0.85,0.85,0.85,578,619,869,249,266,374,{"v":0.396407024558991,"d":"0.40"},{"v":0.45063859581811744,"d":"0.45"},{"v":0.8740408518099118,"d":"0.87"},3.7,9.6,10.5,16.1,null,4448,null,{"v":0.8,"d":"80%"},null,null,0,10.4,12.2,21.85,null,1,1,1,578,619,869,null,0,0,0,1]
["37016011",null,null,3,70,160,11,11.5,0,26,30,45.5,{"v":1729.92,"d":"1730"},{"v":3533.107636511756,"d":"3533"},{"v":3835.359341571188,"d":"3835"},{"v":4891.9,"d":"4892"},1.5,1.1,1.1,1.1,1730,3533,3835,4892,149,304,330,421,{"v":0.25821927325536886,"d":"0.26"},{"v":0.9792338709007133,"d":"0.98"},{"v":1.1422415218620434,"d":"1.14"},{"v":1.8051385479062783,"d":"1.81"},3.969E-4,1.7346,4,0.000574288,{"$f":"AK917*IF($G1211=10,1,IF($G1211=15,1,IF($G1211=20,1,(1-(($E1211-50)*0.005)))))","v":{"v":532.8000000000001,"d":"533"}},{"v":577.8000000000001,"d":"578"},{"v":737.1,"d":"737"},0.95,0.95,0.95,533,578,737,229,249,317,{"v":0.5760051222549546,"d":"0.58"},{"v":0.6737130340721369,"d":"0.67"},{"v":1.059257537251498,"d":"1.06"},2.1,11,12.4,19.2,null,2544,null,{"v":0.68,"d":"68%"},null,null,0,11.2,13,21.85,null,1,1,1,533,578,737,null,0,0,0,1]
["37016015",null,null,3,70,160,15,16.5,0,26,30,46.4,2524,{"v":3021.1783832091446,"d":"3021"},{"v":3225.612044188012,"d":"3226"},{"v":4597.96,"d":"4598"},1.5,1.08,1.08,1.08,2524,3021,3226,4598,217,260,277,395,{"v":0.27653205415771237,"d":"0.28"},{"v":0.39255304944044445,"d":"0.39"},{"v":0.4438617891013007,"d":"0.44"},{"v":0.884247559188075,"d":"0.88"},0.0002083,1.724,2,0.000461829,{"$f":"AK918*IF($G1212=10,1,IF($G1212=15,1,IF($G1212=20,1,(1-(($E1212-50)*0.005)))))","v":{"v":412.4029788074249,"d":"412"}},{"v":440.3089942962018,"d":"440"},{"v":627.64,"d":"628"},1.01,1.01,1.01,412,440,628,177,189,270,{"v":0.18642121393254038,"d":"0.19"},{"v":0.2116425539248176,"d":"0.21"},{"v":0.4223624026580168,"d":"0.42"},1.6,11.5,12.8,19.6,null,3155,null,{"v":0.8,"d":"80%"},null,null,0,10,11.8,21.85,null,1,1,1,412,440,628,null,0,0,0,1]
["37016020",null,null,3,70,160,20,21.5,0,26,30,46.4,3524,{"v":4165.887726998767,"d":"4166"},{"v":4522.2727563025155,"d":"4522"},{"v":5768.04,"d":"5768"},1.5,1.08,1.08,1.08,3524,4166,4522,5768,303,358,389,496,{"v":0.4070914913146947,"d":"0.41"},{"v":0.5639754157614939,"d":"0.56"},{"v":0.6634243449102452,"d":"0.66"},{"v":1.067440463456265,"d":"1.07"},0.0001276,1.7219,2,3.76611E-4,{"$f":"AK920*IF($G1214=10,1,IF($G1214=15,1,IF($G1214=20,1,(1-(($E1214-50)*0.005)))))","v":{"v":514.838906684732,"d":"515"}},{"v":558.8825513697349,"d":"559"},{"v":712.84,"d":"713"},0.95,0.95,0.95,515,559,713,221,240,307,{"v":0.2198966130933455,"d":"0.22"},{"v":0.2582722974998709,"d":"0.26"},{"v":0.4176556738231726,"d":"0.42"},2.1,11.5,12.8,19.6,null,4405,null,{"v":0.8,"d":"80%"},null,null,0,10,11.8,21.85,null,{"$f":"IF((237.3*LN(($AQ$1*EXP(17.27*($AM$3/($AM$3+237.3))))))/(17.27-LN(($AQ$1*EXP(17.27*($AM$3/($AM$3+237.3))))))<(($AM$1+$AM$2)/2),1,IF(1/(1+((2258*((0.622/((101325/(1*611*EXP(17.27*((($AM$1+$AM$2)/2)/((($AM$1+$AM$2)/2)+237.3))))))-1)*1000-(0.622/((101325/($AQ$1*611*EXP(17.27*($AM$3/($AM$3+237.3))))))-1)*1000))/(1005*((($AM$1+$AM$2)/2)-$AM$3))))>1,1,1/(1+((2258*((0.622/((101325/(1*611*EXP(17.27*((($AM$1+$AM$2)/2)/((($AM$1+$AM$2)/2)+237.3))))))-1)*1000-(0.622/((101325/($AQ$1*611*EXP(17.27*($AM$3/($AM$3+237.3))))))-1)*1000))/(1005*((($AM$1+$AM$2)/2)-$AM$3))))))","v":1},1,1,515,559,713,null,0,0,0,1]
["37016021",null,null,3,70,160,21,21.5,0,26,30,46.4,{"v":4066.4,"d":"4066"},{"v":5689.668246080718,"d":"5690"},{"v":6074.6702425752,"d":"6075"},{"v":8659.16,"d":"8659"},1.5,1.05,1.05,1.05,4066,5690,6075,8659,350,489,522,745,{"v":0.7922543170305034,"d":"0.79"},{"v":1.516156598549864,"d":"1.52"},{"v":1.721314141488552,"d":"1.72"},{"v":3.439351711993359,"d":"3.44"},0.0001276,1.7219,4,0.000514201,{"$f":"AK921*IF($G1215=10,1,IF($G1215=15,1,IF($G1215=20,1,(1-(($E1215-50)*0.005)))))","v":{"v":664.2300466357598,"d":"664"}},{"v":709.1764095915522,"d":"709"},{"v":1010.898,"d":"1011"},0.85,0.85,0.85,664,709,1011,286,305,435,{"v":0.5357544286569094,"d":"0.54"},{"v":0.6068116501104489,"d":"0.61"},{"v":1.2079343637029634,"d":"1.21"},4.3,11.5,12.8,19.6,null,5083,null,{"v":0.8,"d":"80%"},null,null,0,10,11.8,21.85,null,1,1,1,664,709,1011,null,0,0,0,1]
["37018011",null,null,3,70,180,11,11.5,0,26,30,46,{"v":1946.16,"d":"1946"},{"v":4030.7284303866513,"d":"4031"},{"v":4375.55079813051,"d":"4376"},{"v":5580.9,"d":"5581"},1.5,1.1,1.1,1.1,1946,4031,4376,5581,167,347,376,480,{"v":0.34169589689582697,"d":"0.34"},{"v":1.334539960528933,"d":"1.33"},{"v":1.55066969833801,"d":"1.55"},{"v":2.449906756699255,"d":"2.45"},3.969E-4,1.7346,4,0.000574288,{"$f":"AK923*IF($G1217=10,1,IF($G1217=15,1,IF($G1217=20,1,(1-(($E1217-50)*0.005)))))","v":{"v":607.5928226124204,"d":"608"}},{"v":659.5714163916325,"d":"660"},{"v":841.2660000000001,"d":"841"},0.95,0.95,0.95,608,660,841,261,284,362,{"v":0.7841905833959517,"d":"0.78"},{"v":0.9179717156103097,"d":"0.92"},{"v":1.4444273621530805,"d":"1.44"},2.4,12.2,13.7,22,null,2862,null,{"v":0.68,"d":"68%"},null,null,0,10.9,12.7,21.85,null,1,1,1,608,660,841,null,0,0,0,1]
["37018015",null,null,3,70,180,15,16.5,0,26,30,46.4,2840,{"v":3233.3460619053994,"d":"3233"},{"v":3452.1364439366635,"d":"3452"},{"v":4920.86,"d":"4921"},1.5,1.08,1.08,1.08,2840,3233,3452,4921,244,278,297,423,{"v":0.35773611630603047,"d":"0.36"},{"v":0.46032647442822744,"d":"0.46"},{"v":0.523117686907794,"d":"0.52"},{"v":1.0377569514621654,"d":"1.04"},0.0002083,1.724,2,0.000461829,{"$f":"AK924*IF($G1218=10,1,IF($G1218=15,1,IF($G1218=20,1,(1-(($E1218-50)*0.005)))))","v":{"v":420.6820520547858,"d":"421"}},{"v":449.14828645115074,"d":"449"},{"v":640.24,"d":"640"},1.01,1.01,1.01,421,449,640,181,193,275,{"v":0.2010263623163458,"d":"0.20"},{"v":0.22751208445626886,"d":"0.23"},{"v":0.45076939507650016,"d":"0.45"},1.8,11.5,12.8,19.6,null,3550,null,{"v":0.8,"d":"80%"},null,null,0,10,11.8,21.85,null,1,1,1,421,449,640,null,0,0,0,1]
["37018020",null,null,3,70,180,20,21.5,0,26,30,46.4,3964,{"v":4497.827519255519,"d":"4498"},{"v":4882.609466657616,"d":"4883"},{"v":6227.64,"d":"6228"},1.5,1.08,1.08,1.08,3964,4498,4883,6228,341,387,420,536,{"v":0.524298353054728,"d":"0.52"},{"v":0.6710552050022549,"d":"0.67"},{"v":0.7872433408560319,"d":"0.79"},{"v":1.2676087797406754,"d":"1.27"},0.0001276,1.7219,2,3.76611E-4,{"$f":"AK926*IF($G1220=10,1,IF($G1220=15,1,IF($G1220=20,1,(1-(($E1220-50)*0.005)))))","v":{"v":526.1057925837863,"d":"526"}},{"v":571.1133013295686,"d":"571"},{"v":728.44,"d":"728"},0.95,0.95,0.95,526,571,728,226,246,313,{"v":0.2353603329381103,"d":"0.24"},{"v":0.2775665618325251,"d":"0.28"},{"v":0.44366421223291913,"d":"0.44"},2.4,11.5,12.8,19.6,null,4955,null,{"v":0.8,"d":"80%"},null,null,0,10,11.8,21.85,null,1,1,1,526,571,728,null,0,0,0,1]
["37018021",null,null,3,70,180,21,21.5,0,26,30,46.4,{"v":4575.2,"d":"4575"},{"v":6016.757346282005,"d":"6017"},{"v":6423.892435808023,"d":"6424"},{"v":9156.96,"d":"9157"},1.5,1.05,1.05,1.05,4575,6017,6424,9157,393,517,552,788,{"v":1.0212249916105052,"d":"1.02"},{"v":1.7364585854055543,"d":"1.74"},{"v":1.9715108987105545,"d":"1.97"},{"v":3.93391193270787,"d":"3.93"},0.0001276,1.7219,4,0.000514201,{"$f":"AK927*IF($G1221=10,1,IF($G1221=15,1,IF($G1221=20,1,(1-(($E1221-50)*0.005)))))","v":{"v":675.1111143322912,"d":"675"}},{"v":720.7937649951995,"d":"721"},{"v":1027.458,"d":"1027"},0.85,0.85,0.85,675,721,1027,290,310,442,{"v":0.5677403741819329,"d":"0.57"},{"v":0.6457271274394911,"d":"0.65"},{"v":1.281878336980077,"d":"1.28"},4.8,11.5,12.8,19.6,null,5719,null,{"v":0.8,"d":"80%"},null,null,0,10,11.8,21.85,null,1,1,1,675,721,1027,null,0,0,0,1]
["37020011",null,null,3,70,200,11,11.5,0,26,30,46.5,{"v":2162.4,"d":"2162"},{"v":4422.705063408698,"d":"4423"},{"v":4820.649682883678,"d":"4821"},{"v":6269.9,"d":"6270"},1.5,1.1,1.1,1.1,2162,4423,4821,6270,186,380,415,539,{"v":0.44430574674138956,"d":"0.44"},{"v":1.6745484974017948,"d":"1.67"},{"v":1.973465693031688,"d":"1.97"},{"v":3.215429543480531,"d":"3.22"},3.969E-4,1.7346,4,0.000574288,{"$f":"AK929*IF($G1223=10,1,IF($G1223=15,1,IF($G1223=20,1,(1-(($E1223-50)*0.005)))))","v":{"v":666.9,"d":"667"}},{"v":726.3000000000001,"d":"726"},945,0.95,0.95,0.95,667,726,945,287,312,406,{"v":0.9932222590041148,"d":"0.99"},{"v":1.1600716519126888,"d":"1.16"},{"v":1.894406659238021,"d":"1.89"},2.7,13.4,14.8,24,null,3180,null,{"v":0.68,"d":"68%"},null,null,0,10.7,12.5,21.85,null,1,1,1,667,726,945,null,0,0,0,1]
["37020015",null,null,3,70,200,15,16.5,0,26,30,47.1,{"v":3155.2000000000003,"d":"3155"},{"v":3875.4624109054007,"d":"3875"},{"v":4083.4735576056296,"d":"4083"},{"v":5893.16,"d":"5893"},1.5,1.08,1.08,1.08,3155,3875,4083,5893,271,333,351,507,{"v":0.4509550003679646,"d":"0.45"},{"v":0.6710038545041404,"d":"0.67"},{"v":0.7427948904408519,"d":"0.74"},{"v":1.5124900662854772,"d":"1.51"},0.0002083,1.724,2,0.000461829,{"$f":"AK930*IF($G1224=10,1,IF($G1224=15,1,IF($G1224=20,1,(1-(($E1224-50)*0.005)))))","v":{"v":529.0161783879516,"d":"529"}},{"v":557.4105350406697,"d":"557"},{"v":804.44,"d":"804"},1.01,1.01,1.01,529,557,804,227,240,346,{"v":0.3205762003800503,"d":"0.32"},{"v":0.35685612106712633,"d":"0.36"},{"v":0.7224973981588986,"d":"0.72"},{"v":2,"d":"2.0"},13.2,14.7,23.5,null,3944,null,{"v":0.8,"d":"80%"},null,null,0,10,11.4,21.85,null,1,1,1,529,557,804,null,0,0,0,1]
["37020020",null,null,3,70,200,20,21.5,0,26,30,47.1,{"v":4404.8,"d":"4405"},{"v":5214.8121821672385,"d":"5215"},{"v":5684.028740747025,"d":"5684"},{"v":7392.84,"d":"7393"},1.5,1.08,1.08,1.08,4405,5215,5684,7393,379,448,489,636,{"v":0.6580405075879625,"d":"0.66"},{"v":0.9113328187919115,"d":"0.91"},{"v":1.0808827382560606,"d":"1.08"},{"v":1.804767358434455,"d":"1.80"},0.0001276,1.7219,2,3.76611E-4,{"$f":"AK932*IF($G1226=10,1,IF($G1226=15,1,IF($G1226=20,1,(1-(($E1226-50)*0.005)))))","v":{"v":644.4696492978713,"d":"644"}},{"v":702.4575154739061,"d":"702"},{"v":913.64,"d":"914"},0.95,0.95,0.95,644,702,914,277,302,393,{"v":0.3577306705443238,"d":"0.36"},{"v":0.42311312971539766,"d":"0.42"},{"v":0.7061733139065255,"d":"0.71"},2.7,13.2,14.7,23.5,null,5506,null,{"v":0.8,"d":"80%"},null,null,0,10,11.4,21.85,null,1,1,1,644,702,914,null,0,0,0,1]
["37020021",null,null,3,70,200,21,21.5,0,26,30,47.1,{"v":5083.200000000001,"d":"5083"},{"v":7298.508271062735,"d":"7299"},{"v":7690.247607868787,"d":"7690"},{"v":11098.36,"d":"11098"},1.5,1.05,1.05,1.05,5083,7299,7690,11098,437,628,661,954,{"v":1.289183654520594,"d":"1.29"},{"v":2.597637103013336,"d":"2.60"},{"v":2.8682489622749725,"d":"2.87"},{"v":5.839944747903367,"d":"5.84"},0.0001276,1.7219,4,0.000514201,{"$f":"AK933*IF($G1227=10,1,IF($G1227=15,1,IF($G1227=20,1,(1-(($E1227-50)*0.005)))))","v":{"v":852.0511705755265,"d":"852"}},{"v":897.7840721616577,"d":"898"},{"v":1295.658,"d":"1296"},0.85,0.85,0.85,852,898,1296,366,386,557,{"v":0.9158915288088058,"d":"0.92"},{"v":1.0147890736734222,"d":"1.01"},{"v":2.059764246471719,"d":"2.06"},5.3,13.2,14.7,23.5,null,6354,null,{"v":0.8,"d":"80%"},null,null,0,10,11.4,21.85,null,1,1,1,852,898,1296,null,0,0,0,1]
["37022011",null,null,3,70,220,11,11.5,0,26,30,46.9,{"v":2378.6400000000003,"d":"2379"},{"v":4831.282799097083,"d":"4831"},{"v":5278.770565343093,"d":"5279"},{"v":6958.9,"d":"6959"},1.5,1.1,1.1,1.1,2379,4831,5279,6959,205,415,454,598,{"v":0.5638270757615068,"d":"0.56"},{"v":2.0816746946687235,"d":"2.08"},{"v":2.4599536452154176,"d":"2.46"},{"v":4.108916430633029,"d":"4.11"},3.969E-4,1.7346,4,0.000574288,{"$f":"AK935*IF($G1229=10,1,IF($G1229=15,1,IF($G1229=20,1,(1-(($E1229-50)*0.005)))))","v":{"v":728.2685508189013,"d":"728"}},{"v":795.7229476292216,"d":"796"},{"v":1048.986,"d":"1049"},0.95,0.95,0.95,728,796,1049,313,342,451,{"v":1.2333357810617314,"d":"1.23"},{"v":1.4535411776301579,"d":"1.45"},{"v":2.429809823390217,"d":"2.43"},2.9,13.4,14.8,24,null,3498,null,{"v":0.68,"d":"68%"},null,null,0,10.5,12.3,21.85,null,1,1,1,728,796,1049,null,0,0,0,1]
["37022015",null,null,3,70,220,15,16.5,0,26,30,47.8,{"v":3470.4,"d":"3470"},{"v":4302.556743974503,"d":"4303"},{"v":4481.798860349342,"d":"4482"},{"v":6540.76,"d":"6541"},1.5,1.08,1.08,1.08,3470,4303,4482,6541,{"$f":"ROUND(U1230*3600/(4186*ABS($O$1-$O$2)),0)","v":298},{"$f":"ROUND(V1230*3600/(4186*ABS($O$1-$O$2)),0)","v":370},{"$f":"ROUND(W1230*3600/(4186*ABS($O$1-$O$2)),0)","v":385},{"$f":"ROUND(X1230*3600/(4186*ABS($O$1-$O$2)),0)","v":563},{"v":0.5566297824997718,"d":"0.56"},{"v":0.8442706466586654,"d":"0.84"},{"v":0.9114590625595987,"d":"0.91"},{"v":1.8978591317759046,"d":"1.90"},0.0002083,1.724,2,0.000461829,{"$f":"AK936*IF($G1230=10,1,IF($G1230=15,1,IF($G1230=20,1,(1-(($E1230-50)*0.005)))))","v":{"v":587.3162695604478,"d":"587"}},{"v":611.7835380711579,"d":"612"},{"v":892.84,"d":"893"},1.01,1.01,1.01,587,612,893,{"$f":"ROUND(AQ1230*3600/(4186*ABS($AM$1-$AM$2)),0)","v":252},{"$f":"ROUND(AR1230*3600/(4186*ABS($AM$1-$AM$2)),0)","v":263},{"$f":"ROUND(AS1230*3600/(4186*ABS($AM$1-$AM$2)),0)","v":384},{"v":0.4032874859028843,"d":"0.40"},{"v":0.43778400702821296,"d":"0.44"},{"v":0.9069022344024595,"d":"0.91"},2.2,15.5,16.8,27.5,null,4338,null,{"v":0.8,"d":"80%"},null,null,0,10,11.1,21.85,null,1,1,1,587,612,893,null,0,0,0,1]
["37022020",null,null,3,70,220,20,21.5,0,26,30,47.8,{"v":4845.6,"d":"4846"},{"v":5696.566249617518,"d":"5697"},{"v":6224.199139745616,"d":"6224"},{"v":8205.24,"d":"8205"},1.5,1.08,1.08,1.08,4846,5697,6224,8205,417,490,535,706,{"v":0.8087972663512807,"d":"0.81"},{"v":1.1066428651103115,"d":"1.11"},{"v":1.3128927046129348,"d":"1.31"},{"v":2.253132130729565,"d":"2.25"},0.0001276,1.7219,2,3.76611E-4,{"$f":"AK938*IF($G1232=10,1,IF($G1232=15,1,IF($G1232=20,1,(1-(($E1232-50)*0.005)))))","v":{"v":704.0069565012294,"d":"704"}},{"v":769.2141723663956,"d":"769"},{"v":1014.04,"d":"1014"},0.95,0.95,0.95,704,769,1014,303,331,436,{"v":0.4352139999072062,"d":"0.44"},{"v":0.5165738484716168,"d":"0.52"},{"v":0.8819313648082591,"d":"0.88"},2.9,15.5,16.8,27.5,null,6057,null,{"v":0.8,"d":"80%"},null,null,0,10,11.1,21.85,null,1,1,1,704,769,1014,null,0,0,0,1]
["37022021",null,null,3,70,220,21,21.5,0,26,30,47.8,{"v":5591.200000000001,"d":"5591"},{"v":8102.838488189164,"d":"8103"},{"v":8440.398224339186,"d":"8440"},{"v":12317.96,"d":"12318"},1.5,1.05,1.05,1.05,5591,8103,8440,12318,481,697,726,1059,{"v":1.5929829885060007,"d":"1.59"},{"v":3.2570253321888645,"d":"3.26"},{"v":3.523799431798829,"d":"3.52"},{"v":7.31370514880791,"d":"7.31"},0.0001276,1.7219,4,0.000514201,{"$f":"AK939*IF($G1233=10,1,IF($G1233=15,1,IF($G1233=20,1,(1-(($E1233-50)*0.005)))))","v":{"v":945.9512495476986,"d":"946"}},{"v":985.3590514770527,"d":"985"},{"v":1438.038,"d":"1438"},0.85,0.85,0.85,946,985,1438,407,424,618,{"v":1.1550802934243622,"d":"1.16"},{"v":1.249654704267791,"d":"1.25"},{"v":2.5821815560084596,"d":"2.58"},5.9,15.5,16.8,27.5,null,6989,null,{"v":0.8,"d":"80%"},null,null,0,10,11.1,21.85,null,1,1,1,946,985,1438,null,0,0,0,1]
["37024011",null,null,3,70,240,11,11.5,0,26,30,47.2,{"v":2594.88,"d":"2595"},{"v":5237.945261727575,"d":"5238"},{"v":5738.028861571599,"d":"5738"},{"v":7647.9,"d":"7648"},1.5,1.1,1.1,1.1,2595,5238,5738,7648,223,450,493,658,{"v":0.695476249186159,"d":"0.70"},{"v":2.5443263605089523,"d":"2.54"},{"v":3.0134634241110767,"d":"3.01"},{"v":5.151925284362496,"d":"5.15"},3.969E-4,1.7346,4,0.000574288,{"$f":"AK941*IF($G1235=10,1,IF($G1235=15,1,IF($G1235=20,1,(1-(($E1235-50)*0.005)))))","v":{"v":789.3000000000001,"d":"789"}},{"v":864.9,"d":"865"},{"v":1152.9,"d":"1153"},0.95,0.95,0.95,789,865,1153,339,372,496,{"v":1.506168678335498,"d":"1.51"},{"v":1.788476380673854,"d":"1.79"},{"v":3.0475702640596607,"d":"3.05"},3.2,14.8,16.6,28,null,3816,null,{"v":0.68,"d":"68%"},null,null,0,10.4,12.2,21.85,null,1,1,1,789,865,1153,null,0,0,0,1]
["37024015",null,null,3,70,240,15,16.5,0,26,30,48.1,{"v":3786.4,"d":"3786"},{"v":4729.715265656896,"d":"4730"},{"v":4901.774324524634,"d":"4902"},{"v":7188.36,"d":"7188"},1.5,1.08,1.08,1.08,3786,4730,4902,7188,326,407,422,618,{"v":0.6791824844938965,"d":"0.68"},{"v":1.0402677068624975,"d":"1.04"},{"v":1.1152542227427753,"d":"1.12"},{"v":2.3255236596425677,"d":"2.33"},0.0002083,1.724,2,0.000461829,{"$f":"AK942*IF($G1236=10,1,IF($G1236=15,1,IF($G1236=20,1,(1-(($E1236-50)*0.005)))))","v":{"v":645.6251227363645,"d":"646"}},{"v":669.1118750586436,"d":"669"},{"v":981.24,"d":"981"},1.01,1.01,1.01,646,669,981,278,288,422,{"v":0.5003789920207736,"d":"0.50"},{"v":0.5354561461459616,"d":"0.54"},{"v":1.1152542227427753,"d":"1.12"},2.4,16.4,17.7,29.7,null,4733,null,{"v":0.8,"d":"80%"},null,null,0,10,10.9,21.85,null,1,1,1,646,669,981,null,0,0,0,{"$f":"IF(SUM(BV1236:BX1236)=0,1,0)","v":1}]
["37024020",null,null,3,70,240,20,21.5,0,26,30,48.1,{"v":5285.6,"d":"5286"},{"v":6176.062018327259,"d":"6176"},{"v":6765.710663484422,"d":"6766"},{"v":9017.64,"d":"9018"},1.5,1.08,1.08,1.08,5286,6176,6766,9018,455,531,582,776,{"v":0.977034373701163,"d":"0.98"},{"v":1.3184926701217123,"d":"1.32"},{"v":1.575520331332113,"d":"1.58"},{"v":2.756451557337142,"d":"2.76"},0.0001276,1.7219,2,3.76611E-4,{"$f":"AK944*IF($G1238=10,1,IF($G1238=15,1,IF($G1238=20,1,(1-(($E1238-50)*0.005)))))","v":{"v":763.2651731167613,"d":"763"}},{"v":836.1365714104334,"d":"836"},{"v":1114.44,"d":"1114"},0.95,0.95,0.95,763,836,1114,328,359,479,{"v":0.51827708039998,"d":"0.52"},{"v":0.6172723307370914,"d":"0.62"},{"v":1.0794747424565225,"d":"1.08"},3.2,16.4,17.7,29.7,null,6607,null,{"v":0.8,"d":"80%"},null,null,0,10,10.9,21.85,null,1,1,1,763,836,1114,null,0,0,0,1]
["37024021",null,null,3,70,240,21,21.5,0,26,30,48.1,6100,{"v":8907.289589245136,"d":"8907"},{"v":9231.32175137468,"d":"9231"},{"v":13537.56,"d":"13538"},1.5,1.05,1.05,1.05,6100,8907,9231,13538,525,766,794,1164,{"v":1.9338228490501828,"d":"1.93"},{"v":4.001072919071332,"d":"4.00"},{"v":4.287778638628886,"d":"4.29"},{"v":8.974097369960258,"d":"8.97"},0.0001276,1.7219,4,0.000514201,{"$f":"AK945*IF($G1239=10,1,IF($G1239=15,1,IF($G1239=20,1,(1-(($E1239-50)*0.005)))))","v":{"v":1039.865440895968,"d":"1040"}},{"v":1077.6939906204714,"d":"1078"},{"v":1580.4180000000001,"d":"1580"},0.85,0.85,0.85,1040,1078,1580,447,464,679,{"v":1.4199573685694282,"d":"1.42"},{"v":1.5254204393827127,"d":"1.53"},{"v":3.171804042730278,"d":"3.17"},6.4,16.4,17.7,29.7,null,7625,null,{"v":0.8,"d":"80%"},null,null,0,10,10.9,21.85,null,1,1,1,1040,1078,1580,null,0,0,0,1]
["37026011",null,null,3,70,260,11,11.5,0,26,30,47.8,{"v":2811.1200000000003,"d":"2811"},{"v":5669.092000000001,"d":"5669"},{"v":6252.674999999999,"d":"6253"},{"v":8336.9,"d":"8337"},1.5,1.1,1.1,1.1,2811,5669,6253,8337,242,488,538,717,{"v":0.8509882611098739,"d":"0.85"},{"v":3.1003441376081904,"d":"3.10"},{"v":3.713538422378124,"d":"3.71"},{"v":6.323975284639888,"d":"6.32"},3.969E-4,1.7346,4,0.000574288,{"$f":"AK947*IF($G1241=10,1,IF($G1241=15,1,IF($G1241=20,1,(1-(($E1241-50)*0.005)))))","v":{"v":854.5600800000001,"d":"855"}},{"v":942.5294999999999,"d":"943"},{"v":1256.706,"d":"1257"},0.95,0.95,0.95,855,943,1257,368,405,541,{"v":1.8409052614034471,"d":"1.84"},{"v":2.1968946293249942,"d":"2.20"},{"v":3.751960311100887,"d":"3.75"},3.5,16.2,18.6,31.4,null,4134,null,{"v":0.68,"d":"68%"},null,null,0,10.2,11.9,21.85,null,1,1,1,855,943,1257,null,0,0,0,1]
["37026015",null,null,3,70,260,15,16.5,0,26,30,48.1,{"v":4101.6,"d":"4102"},{"v":4942.173331096107,"d":"4942"},{"v":5121.961948440478,"d":"5122"},{"v":7511.259999999999,"d":"7511"},1.5,1.08,1.08,1.08,4102,4942,5122,7511,353,425,440,646,{"v":0.8114492865352327,"d":"0.81"},{"v":1.1583081112063738,"d":"1.16"},{"v":1.2380335504785773,"d":"1.24"},{"v":2.5902194067464457,"d":"2.59"},0.0002083,1.724,2,0.000461829,{"$f":"AK948*IF($G1242=10,1,IF($G1242=15,1,IF($G1242=20,1,(1-(($E1242-50)*0.005)))))","v":{"v":653.9155272719298,"d":"654"}},{"v":677.7039621632169,"d":"678"},{"v":993.84,"d":"994"},1.01,1.01,1.01,654,678,994,281,292,427,{"v":0.5243818558017788,"d":"0.52"},{"v":0.5643390276130934,"d":"0.56"},{"v":1.168789990507164,"d":"1.17"},2.6,16.4,17.7,29.7,null,5127,null,{"v":0.8,"d":"80%"},null,null,0,10,10.9,21.85,null,1,1,1,654,678,994,null,0,0,0,1]
["37026020",null,null,3,70,260,20,21.5,0,26,30,48.1,{"$f":"IF($N1244-($BE1244*$BG1244)>100,$BE1244*$BG1244,$N1244-95)","v":{"v":5726.400000000001,"d":"5726"}},{"v":6444.5232000000005,"d":"6445"},{"v":7107.93,"d":"7108"},{"v":9477.24,"d":"9477"},1.5,1.08,1.08,1.08,{"$f":"ROUND(M1244*POWER(CF_heat,Q1244),0)","v":5726},{"$f":"ROUND(N1244*POWER(CF_heat,R1244),0)","v":6445},{"$f":"ROUND(O1244*POWER(CF_heat,S1244),0)","v":7108},{"$f":"ROUND(P1244*POWER(CF_heat,T1244),0)","v":9477},492,554,611,815,{"v":1.1586412389415293,"d":"1.16"},{"v":1.4581371213480712,"d":"1.46"},{"v":1.7629893390377123,"d":"1.76"},{"v":3.0840089604891157,"d":"3.08"},{"$f":"IF($G1244=$CO$103,CP$103,IF($G1244=$CO$104,CP$104,IF($G1244=$CO$105,CP$105,IF($G1244=$CO$107,CP$107,IF($G1244=$CO$108,CP$108,IF($G1244=$CO$109,CP$109,IF($G1244=$CO$111,CP$111,IF($G1244=$CO$112,CP$112,IF($G1244=$CO$113,CP$113,IF($G1244=$CO$115,CP$115,IF($G1244=$CO$116,CP$116,IF($G1244=$CO$117,CP$117,IF($G1244=$CO$119,CP$119,IF($G1244=$CO$120,CP$120,))))))))))))))","v":0.0001276},{"$f":"IF($G1244=$CO$103,CQ$103,IF($G1244=$CO$104,CQ$104,IF($G1244=$CO$105,CQ$105,IF($G1244=$CO$107,CQ$107,IF($G1244=$CO$108,CQ$108,IF($G1244=$CO$109,CQ$109,IF($G1244=$CO$111,CQ$111,IF($G1244=$CO$112,CQ$112,IF($G1244=$CO$113,CQ$113,IF($G1244=$CO$115,CQ$115,IF($G1244=$CO$116,CQ$116,IF($G1244=$CO$117,CQ$117,IF($G1244=$CO$119,CQ$119,IF($G1244=$CO$120,CQ$120,))))))))))))))","v":1.7219},{"$f":"IF($G1244=$CO$103,CR$103,IF($G1244=$CO$104,CR$104,IF($G1244=$CO$105,CR$105,IF($G1244=$CO$107,CR$107,IF($G1244=$CO$108,CR$108,IF($G1244=$CO$109,CR$109,IF($G1244=$CO$111,CR$111,IF($G1244=$CO$112,CR$112,IF($G1244=$CO$113,CR$113,IF($G1244=$CO$115,CR$115,IF($G1244=$CO$116,CR$116,IF($G1244=$CO$117,CR$117,IF($G1244=$CO$119,CR$119,IF($G1244=$CO$120,CR$120,))))))))))))))","v":2},{"$f":"IF($G1244=$CO$103,CS$103,IF($G1244=$CO$104,CS$104,IF($G1244=$CO$105,CS$105,IF($G1244=$CO$107,CS$107,IF($G1244=$CO$108,CS$108,IF($G1244=$CO$109,CS$109,IF($G1244=$CO$111,CS$111,IF($G1244=$CO$112,CS$112,IF($G1244=$CO$113,CS$113,IF($G1244=$CO$115,CS$115,IF($G1244=$CO$116,CS$116,IF($G1244=$CO$117,CS$117,IF($G1244=$CO$119,CS$119,IF($G1244=$CO$120,CS$120,))))))))))))))","v":3.76611E-4},{"$f":"AK950*IF($G1244=10,1,IF($G1244=15,1,IF($G1244=20,1,(1-(($E1244-50)*0.005)))))","v":{"v":768.4272000000001,"d":"768"}},{"v":847.53,"d":"848"},{"v":1130.04,"d":"1130"},0.95,0.95,0.95,{"$f":"ROUND(AK1244*POWER(CF_cool,AN1244),0)","v":768},848,1130,330,365,486,{"v":0.5352679613494188,"d":"0.54"},{"v":0.6503212769466717,"d":"0.65"},{"v":1.131438641834318,"d":"1.13"},{"$f":"ROUND(IF(G1244=10,$CO$92*F1244,IF(G1244=11,$CO$93*F1244,IF(G1244=15,$CO$94*F1244,IF(G1244=16,$CO$95*F1244,IF(G1244=20,$CO$96*F1244,IF(G1244=21,$CO$97*F1244,)))))),1)","v":3.5},16.4,17.7,29.7,null,7158,null,{"$f":"IF(G1244=10,0.9,IF(G1244=11,0.68,IF(G1244=15,0.8,IF(G1244=16,0.68,IF(G1244=20,0.8,IF(G1244=21,0.8))))))","v":{"v":0.8,"d":"80%"}},null,null,0,10,10.9,21.85,null,1,1,1,{"$f":"AQ1244/BO1244","v":768},848,1130,null,{"$f":"BR1244-AQ1244","v":0},{"$f":"BS1244-AR1244","v":0},{"$f":"BT1244-AS1244","v":0},1]
[{"$f":"CONCATENATE(D1245,E1245,F1245,G1245)","v":"37026021"},null,null,3,70,260,21,21.5,0,26,30,48.1,6608,{"v":9234.826365261362,"d":"9235"},{"v":9570.775056736626,"d":"9571"},{"v":14035.359999999999,"d":"14035"},1.5,{"$f":"IF($G1245=10,1.08,IF($G1245=11,1.1,IF($G1245=15,1.08,IF($G1245=16,1.1,IF($G1245=20,1.08,IF($G1245=21,1.05))))))","v":1.05},1.05,1.05,6608,9235,9571,14035,568,794,823,1207,{"$f":"(($AG1245*(Y1245^$AH1245)*((($F1245-14.4)*$AI1245)/100))+($AJ1245*(Y1245^2)))*0.0098","v":{"v":2.305081970014467,"d":"2.31"}},{"$f":"(($AG1245*(Z1245^$AH1245)*((($F1245-14.4)*$AI1245)/100))+($AJ1245*(Z1245^2)))*0.0098","v":{"v":4.386263087795206,"d":"4.39"}},{"$f":"(($AG1245*(AA1245^$AH1245)*((($F1245-14.4)*$AI1245)/100))+($AJ1245*(AA1245^2)))*0.0098","v":{"v":4.699623379387812,"d":"4.70"}},{"$f":"(($AG1245*(AB1245^$AH1245)*((($F1245-14.4)*$AI1245)/100))+($AJ1245*(AB1245^2)))*0.0098","v":{"v":9.828773759743742,"d":"9.83"}},0.0001276,1.7219,4,0.000514201,{"$f":"AK951*IF($G1245=10,1,IF($G1245=15,1,IF($G1245=20,1,(1-(($E1245-50)*0.005)))))","v":{"v":1050.761401142711,"d":"1051"}},{"v":1088.986474772086,"d":"1089"},{"v":1596.978,"d":"1597"},0.85,0.85,0.85,1051,1089,1597,452,468,687,{"$f":"(($AG1245*(AT1245^$AH1245)*((($F1245-14.4)*$AI1245)/100))+($AJ1245*(AT1245^2)))*0.0098","v":{"v":1.487926099469785,"d":"1.49"}},{"$f":"(($AG1245*(AU1245^$AH1245)*((($F1245-14.4)*$AI1245)/100))+($AJ1245*(AU1245^2)))*0.0098","v":{"v":1.5903992294210147,"d":"1.59"}},{"$f":"(($AG1245*(AV1245^$AH1245)*((($F1245-14.4)*$AI1245)/100))+($AJ1245*(AV1245^2)))*0.0098","v":{"v":3.320917767290055,"d":"3.32"}},6.9,16.4,17.7,29.7,null,8260,null,{"v":0.8,"d":"80%"},null,null,0,10,10.9,21.85,null,1,1,1,1051,{"$f":"AR1245/BP1245","v":1089},{"$f":"AS1245/BQ1245","v":1597},null,0,0,0,1]
["37028015",null,null,3,70,280,15,16.5,0,26,30,48.9,{"v":4417.6,"d":"4418"},{"v":5583.9635634029,"d":"5584"},{"v":5708.947546820164,"d":"5709"},{"v":8483.56,"d":"8484"},1.5,1.08,1.08,1.08,4418,5584,5709,8484,380,480,491,730,{"v":0.9574361998416587,"d":"0.96"},{"v":1.4973769906672623,"d":"1.50"},{"v":1.5638277222676435,"d":"1.56"},{"v":3.3484388456827587,"d":"3.35"},0.0002083,1.724,2,0.000461829,{"$f":"AK954*IF($G1248=10,1,IF($G1248=15,1,IF($G1248=20,1,(1-(($E1248-50)*0.005)))))","v":{"v":762.2334450352322,"d":"762"}},{"v":779.2942605603806,"d":"779"},{"v":1158.04,"d":"1158"},1.01,1.01,1.01,762,779,1158,328,335,498,{"v":0.7227149213034564,"d":"0.72"},{"v":0.7524622664738284,"d":"0.75"},{"v":1.6068391234938044,"d":"1.61"},2.8,19.3,20.4,34.5,null,5522,null,{"v":0.8,"d":"80%"},null,null,0,10,10.6,21.85,null,1,1,1,762,779,1158,null,0,0,0,1]
["37028016",null,null,3,70,280,16,16.5,0,26,30,48.9,{"v":4303.04,"d":"4303"},{"v":8165.555118194174,"d":"8166"},{"v":8348.321999442087,"d":"8348"},{"v":12405.7,"d":"12406"},1.5,1.1,1.1,1.1,4303,8166,8348,12406,370,702,718,1067,{"v":2.4490775147442556,"d":"2.45"},{"v":8.477489161189698,"d":"8.48"},{"v":8.856973254331871,"d":"8.86"},{"v":19.143477613141926,"d":"19.14"},0.0002083,1.724,4,1.392796E-3,{"$f":"AK955*IF($G1249=10,1,IF($G1249=15,1,IF($G1249=20,1,(1-(($E1249-50)*0.005)))))","v":1125},{"v":1150.2,"d":"1150"},1710,0.95,0.95,0.95,1125,1150,1710,484,495,735,{"v":4.119763808070162,"d":"4.12"},{"v":4.303188677291093,"d":"4.30"},{"v":9.269068571904873,"d":"9.27"},5.6,19.3,20.4,34.5,null,6328,null,{"v":0.68,"d":"68%"},null,null,0,10,10.6,21.85,null,1,1,1,1125,1150,1710,null,0,0,0,1]
["37028021",null,null,3,70,280,21,21.5,0,26,30,48.1,{"v":7116.8,"d":"7117"},{"v":10516.06232539558,"d":"10516"},{"v":10751.439821034392,"d":"10751"},{"v":15976.76,"d":"15977"},1.5,1.05,1.05,1.05,7117,10516,10751,15977,612,904,925,1374,{"v":2.7227477552843693,"d":"2.72"},{"v":5.75336682600242,"d":"5.75"},{"v":6.0128744748590695,"d":"6.01"},{"v":12.875842236012033,"d":"12.88"},0.0001276,1.7219,4,0.000514201,{"$f":"AK957*IF($G1251=10,1,IF($G1251=15,1,IF($G1251=20,1,(1-(($E1251-50)*0.005)))))","v":{"v":1135.6028061233897,"d":"1136"}},{"v":1161.0206228189252,"d":"1161"},{"v":1725.2896500000002,"d":"1725"},0.85,0.85,0.85,1136,1161,1725,488,499,742,{"v":1.765707316194199,"d":"1.77"},{"v":1.8425509564254707,"d":"1.84"},{"v":3.9382791259815497,"d":"3.94"},7.5,19.3,20.4,34.5,null,8896,null,{"v":0.8,"d":"80%"},null,null,0,10,10.6,21.85,null,1,1,1,1136,1161,1725,null,0,0,0,1]
["37030010",null,null,3,70,300,10,11.5,0,26,30,47.8,{"v":3369.6,"d":"3370"},4485,4951,6595,1.5,1.08,1.08,1.08,3370,4485,4951,6595,290,386,426,567,{"v":0.7176863286524481,"d":"0.72"},{"v":1.2177662073499145,"d":"1.22"},{"v":1.4617936773822127,"d":"1.46"},{"v":2.4849401227056913,"d":"2.48"},3.969E-4,1.7346,2,0.000367347,{"$f":"AK958*IF($G1252=10,1,IF($G1252=15,1,IF($G1252=20,1,(1-(($E1252-50)*0.005)))))","v":595},658,877,0.98,0.98,0.98,595,658,877,256,283,377,{"v":0.5701465474524998,"d":"0.57"},{"v":0.6860282625282739,"d":"0.69"},{"v":1.1657237163109904,"d":"1.17"},{"v":2,"d":"2.0"},16.2,18.6,31.4,null,3744,null,{"v":0.9,"d":"90%"},null,null,0,10.2,11.9,21.85,null,1,1,1,595,658,877,null,0,0,0,1]
["37030015",null,null,3,70,300,15,16.5,0,26,30,48.9,{"v":4732.8,"d":"4733"},5796,5926,8806,1.5,1.08,1.08,1.08,4733,5796,5926,8806,407,498,510,757,{"v":1.117542411398853,"d":"1.12"},{"v":1.643314411008639,"d":"1.64"},{"v":1.7198862695364554,"d":"1.72"},{"v":3.6657492733438,"d":"3.67"},0.0002083,1.724,2,0.000461829,{"$f":"AK960*IF($G1254=10,1,IF($G1254=15,1,IF($G1254=20,1,(1-(($E1254-50)*0.005)))))","v":771},788,1171,1.01,1.01,1.01,771,788,1171,332,339,504,{"v":0.7577735470005392,"d":"0.76"},{"v":0.7885146581335815,"d":"0.79"},{"v":1.6813903761483546,"d":"1.68"},{"v":3,"d":"3.0"},19.3,20.4,34.5,null,5916,null,{"v":0.8,"d":"80%"},null,null,0,10,10.6,21.85,null,1,1,1,771,788,1171,null,0,0,0,1]
["37030016",null,null,3,70,300,16,16.5,0,26,30,48.9,{"v":4610.400000000001,"d":"4610"},8592,8784,13053,1.5,1.1,1.1,1.1,4610,8592,8784,13053,396,739,755,1123,{"v":2.84215827317704,"d":"2.84"},{"v":9.511424585847427,"d":"9.51"},{"v":9.915087794504403,"d":"9.92"},{"v":21.446070132548112,"d":"21.45"},0.0002083,1.724,4,1.392796E-3,{"$f":"AK961*IF($G1255=10,1,IF($G1255=15,1,IF($G1255=20,1,(1-(($E1255-50)*0.005)))))","v":1134},{"v":1159.2,"d":"1159"},{"v":1723.5,"d":"1724"},0.95,0.95,0.95,1134,1159,1724,488,498,741,{"v":4.256456500858037,"d":"4.26"},{"v":4.426840207426878,"d":"4.43"},{"v":9.561434625087898,"d":"9.56"},{"v":6,"d":"6.0"},19.3,20.4,34.5,null,6780,null,{"v":0.68,"d":"68%"},null,null,0,10,10.6,21.85,null,1,1,1,1134,1159,1724,null,0,0,0,1]
["37030021",null,null,3,70,300,21,21.5,0,26,30,48.1,{"v":7624.8,"d":"7625"},10844,11086,16475,1.5,1.05,1.05,1.05,7625,10844,11086,16475,656,933,953,1417,{"v":3.1808651455682373,"d":"3.18"},{"v":6.243209429183868,"d":"6.24"},{"v":6.502347653314121,"d":"6.50"},{"v":13.930846770207117,"d":"13.93"},0.0001276,1.7219,4,0.000514201,{"$f":"AK963*IF($G1257=10,1,IF($G1257=15,1,IF($G1257=20,1,(1-(($E1257-50)*0.005)))))","v":{"v":1321.2,"d":"1321"}},{"v":1350.9,"d":"1351"},{"v":2007.9,"d":"2008"},0.85,0.85,0.85,1321,1351,2008,568,581,863,{"v":2.415721196799364,"d":"2.42"},{"v":2.52238015738329,"d":"2.52"},{"v":5.376366586719941,"d":"5.38"},{"v":8,"d":"8.0"},19.3,20.4,34.5,null,9531,null,{"v":0.8,"d":"80%"},null,null,0,10,10.6,21.85,null,1,1,1,1321,1351,2008,null,0,0,0,1]
["3905010",null,null,3,90,50,10,11.5,0,26,30,38.8,554,649,695,812,1.5,1.08,1.08,1.08,554,649,695,812,48,56,60,70,{"v":0.01057825475809384,"d":"0.01"},{"v":0.014273569595905599,"d":"0.01"},{"v":0.016323323223458832,"d":"0.02"},{"v":0.022034348729889495,"d":"0.02"},3.969E-4,1.7346,2,0.000367347,{"$f":"AK866*IF($G1258=10,1,IF($G1258=15,1,IF($G1258=20,1,(1-(($E1258-50)*0.005)))))","v":{"v":90.02011923475614,"d":"90"}},{"v":96.3282593249777,"d":"96"},{"v":112.64,"d":"113"},0.98,0.98,0.98,90,96,113,39,41,49,{"v":7.0687185128054265E-3,"d":"0.01"},{"v":0.00778908993794481,"d":"0.01"},{"v":0.011010617958771767,"d":"0.01"},0.3,3.6,4.1,5.1,null,685,null,{"v":0.9,"d":"90%"},null,null,0,14.2,16.2,21.85,null,1,1,1,90,96,113,null,0,0,0,{"$f":"IF(SUM(BV1258:BX1258)=0,1,0)","v":1}]
["3906010",null,null,3,90,60,10,11.5,0,26,30,40,{"v":738.9,"d":"739"},{"v":841.6922568781392,"d":"842"},{"v":901.3595094153106,"d":"901"},{"v":1066.38,"d":"1066"},1.5,1.08,1.08,1.08,739,842,901,1066,64,72,77,92,{"v":0.019563990759703984,"d":"0.02"},{"v":0.024572994832794695,"d":"0.02"},{"v":0.027985026550444856,"d":"0.03"},{"v":0.03951290218026669,"d":"0.04"},3.969E-4,1.7346,2,0.000367347,{"$f":"AK868*IF($G1260=10,1,IF($G1260=15,1,IF($G1260=20,1,(1-(($E1260-50)*0.005)))))","v":{"v":116.68990721587436,"d":"117"}},{"v":124.9620115455649,"d":"125"},{"v":147.84,"d":"148"},{"$f":"IF($G1260=10,0.98,IF($G1260=11,0.95,IF($G1260=15,1.01,IF($G1260=16,0.95,IF($G1260=20,0.95,IF($G1260=21,0.85))))))","v":0.98},0.98,0.98,117,125,148,50,54,64,{"v":0.01214004296048507,"d":"0.01"},{"v":0.014086095785072505,"d":"0.01"},{"v":0.019563990759703984,"d":"0.02"},0.4,4.8,5.4,6.8,null,821,null,{"v":0.9,"d":"90%"},null,null,0,13.6,15.6,21.85,null,1,1,1,117,125,148,null,0,0,0,1]
["3906011",null,null,3,90,60,11,11.5,0,26,30,40,{"v":717.4000000000001,"d":"717"},{"v":1142.036165791725,"d":"1142"},{"v":1222.9946868592929,"d":"1223"},{"v":1446.9,"d":"1447"},1.5,1.1,1.1,1.1,717,1142,1223,1447,62,98,105,124,{"v":0.030754533798894892,"d":"0.03"},{"v":0.07423113670546667,"d":"0.07"},{"v":0.08479400067271489,"d":"0.08"},{"v":0.11688804961164248,"d":"0.12"},3.969E-4,1.7346,4,0.000574288,{"$f":"AK869*IF($G1261=10,1,IF($G1261=15,1,IF($G1261=20,1,(1-(($E1261-50)*0.005)))))","v":{"v":152.8,"d":"153"}},164,{"v":193.60000000000002,"d":"194"},0.95,0.95,0.95,153,164,194,66,71,83,{"v":0.034680795154499997,"d":"0.03"},{"v":0.0399087069798299,"d":"0.04"},{"v":0.053898866409191976,"d":"0.05"},0.8,4.8,5.4,6.8,null,1055,null,{"v":0.68,"d":"68%"},null,null,0,13.6,15.6,21.85,null,1,1,1,153,164,194,null,0,0,0,1]
["3906016",null,null,3,90,60,16,16.5,0,26,30,41.1,{"v":1059.44,"d":"1059"},{"v":1399.7241764138612,"d":"1400"},{"v":1502.5729206967153,"d":"1503"},{"v":1988.7,"d":"1989"},1.5,1.1,1.1,1.1,1059,1400,1503,1989,91,120,129,171,{"v":0.12190894149935365,"d":"0.12"},{"v":0.21085507991814395,"d":"0.21"},{"v":0.24334273125065864,"d":"0.24"},{"v":0.4254627173067976,"d":"0.43"},0.0002083,1.724,4,1.392796E-3,{"$f":"AK871*IF($G1263=10,1,IF($G1263=15,1,IF($G1263=20,1,(1-(($E1263-50)*0.005)))))","v":{"v":171.20000000000002,"d":"171"}},184,244,0.95,0.95,0.95,171,184,244,74,79,105,{"v":0.08095989920603198,"d":"0.08"},{"v":0.0921433474337389,"d":"0.09"},{"v":0.1618470557814105,"d":"0.16"},1.2,4.8,5.5,7.2,null,1558,null,{"v":0.68,"d":"68%"},null,null,0,12.3,14.4,21.85,null,1,1,1,171,184,244,null,0,0,0,1]
["3906020",null,null,3,90,60,20,21.5,0,26,30,41.1,{"v":1251.575008837732,"d":"1252"},{"v":1346.575008837732,"d":"1347"},{"v":1442.0332127786496,"d":"1442"},{"v":1706.04,"d":"1706"},1.5,1.08,1.08,1.08,1252,1347,1442,1706,108,116,124,147,{"v":0.04666697728719293,"d":"0.05"},{"v":0.053754545103760785,"d":"0.05"},{"v":0.06133872577216264,"d":"0.06"},{"v":0.08590565253315716,"d":"0.09"},0.0001276,1.7219,2,3.76611E-4,{"$f":"AK872*IF($G1264=10,1,IF($G1264=15,1,IF($G1264=20,1,(1-(($E1264-50)*0.005)))))","v":{"v":166.41571994991173,"d":"166"}},{"v":178.21286873827722,"d":"178"},{"v":210.84,"d":"211"},0.95,0.95,0.95,166,178,211,71,77,91,{"v":0.020362186770824586,"d":"0.02"},{"v":0.02390299995886795,"d":"0.02"},{"v":0.033257087321880145,"d":"0.03"},0.8,4.8,5.5,7.2,null,1774,null,{"v":0.8,"d":"80%"},null,null,0,12.3,14.4,21.85,null,1,1,1,166,178,211,null,0,0,0,1]
["3907010",null,null,3,90,70,10,11.5,0,26,30,41,{"v":862.2,"d":"862"},{"v":1029.7403904507714,"d":"1030"},{"v":1104.285963590294,"d":"1104"},{"v":1320.28,"d":"1320"},1.5,1.08,1.08,1.08,862,1030,1104,1320,74,89,95,114,{"v":0.027271158049938453,"d":"0.03"},{"v":0.038924960889446435,"d":"0.04"},{"v":0.0441465902182657,"d":"0.04"},{"v":0.06277820934346216,"d":"0.06"},3.969E-4,1.7346,2,0.000367347,{"$f":"AK874*IF($G1266=10,1,IF($G1266=15,1,IF($G1266=20,1,(1-(($E1266-50)*0.005)))))","v":{"v":142.7603849699376,"d":"143"}},{"v":153.09517888293954,"d":"153"},{"v":183.04,"d":"183"},0.98,0.98,0.98,143,153,183,61,66,79,{"v":0.018801217016227327,"d":"0.02"},{"v":0.02187876494532763,"d":"0.02"},{"v":0.03093277823234393,"d":"0.03"},0.5,5.5,5.9,7.9,null,958,null,{"v":0.9,"d":"90%"},null,null,0,13.2,15.1,21.85,null,1,1,1,143,153,183,null,0,0,0,{"$f":"IF(SUM(BV1266:BX1266)=0,1,0)","v":1}]
["3907011",null,null,3,90,70,11,11.5,0,26,30,41,{"v":837.08,"d":"837"},{"v":1397.1861540381678,"d":"1397"},{"v":1498.3320774196782,"d":"1498"},{"v":1791.4,"d":"1791"},1.5,1.1,1.1,1.1,837,1397,1498,1791,72,120,129,154,{"v":0.04358921635691337,"d":"0.04"},{"v":0.11600499755813,"d":"0.12"},{"v":0.1332901912514781,"d":"0.13"},{"v":0.1873650746869771,"d":"0.19"},3.969E-4,1.7346,4,0.000574288,{"$f":"AK875*IF($G1267=10,1,IF($G1267=15,1,IF($G1267=20,1,(1-(($E1267-50)*0.005)))))","v":{"v":187.21077756285,"d":"187"}},{"v":200.763450489673,"d":"201"},{"v":240.03200000000004,"d":"240"},0.95,0.95,0.95,187,201,240,80,86,103,{"v":0.05332315778847207,"d":"0.05"},{"v":0.06124141909439233,"d":"0.06"},{"v":0.08653081674138417,"d":"0.09"},0.9,5.5,5.9,7.9,null,1231,null,{"v":0.68,"d":"68%"},null,null,0,13.2,15.1,21.85,null,1,1,1,187,201,240,null,0,0,0,1]
["3907016",null,null,3,90,70,16,16.5,0,26,30,41.1,{"v":1235.5600000000002,"d":"1236"},{"v":1627.62717250317,"d":"1628"},{"v":1747.2217424001376,"d":"1747"},{"v":2312.5,"d":"2313"},1.5,1.1,1.1,1.1,1236,1628,1747,2313,106,140,150,199,{"v":0.16744709217197412,"d":"0.17"},{"v":0.2902779131483183,"d":"0.29"},{"v":0.33273460547085354,"d":"0.33"},{"v":0.5822430562049591,"d":"0.58"},0.0002083,1.724,4,1.392796E-3,{"$f":"AK877*IF($G1269=10,1,IF($G1269=15,1,IF($G1269=20,1,(1-(($E1269-50)*0.005)))))","v":{"v":175.67815881374756,"d":"176"}},{"v":188.58661487700513,"d":"189"},{"v":249.60000000000002,"d":"250"},0.95,0.95,0.95,176,189,250,76,81,108,{"v":0.08677441098516982,"d":"0.09"},{"v":0.09841054849148075,"d":"0.10"},{"v":0.1737502364352142,"d":"0.17"},1.4,5.1,5.6,7.2,null,1817,null,{"v":0.68,"d":"68%"},null,null,0,12.3,14.4,21.85,null,1,1,1,176,189,250,null,0,0,0,1]
["3907020",null,null,3,90,70,20,21.5,0,26,30,41.1,{"v":1414.840819712653,"d":"1415"},{"v":1509.840819712653,"d":"1510"},{"v":1619.1421060355642,"d":"1619"},{"v":1935.84,"d":"1936"},1.5,1.08,1.08,1.08,1415,1510,1619,1936,122,130,139,166,{"v":0.060374758328522876,"d":"0.06"},{"v":0.06844420067394426,"d":"0.07"},{"v":0.07812114773499958,"d":"0.08"},{"v":0.11095002490928764,"d":"0.11"},0.0001276,1.7219,2,3.76611E-4,{"$f":"AK878*IF($G1270=10,1,IF($G1270=15,1,IF($G1270=20,1,(1-(($E1270-50)*0.005)))))","v":{"v":170.52628152222005,"d":"171"}},{"v":182.87112058001478,"d":"183"},{"v":218.64000000000001,"d":"219"},0.95,0.95,0.95,171,183,219,74,79,94,{"v":0.02251119783327968,"d":"0.02"},{"v":0.025608782122359248,"d":"0.03"},{"v":0.036084845824600094,"d":"0.04"},0.9,5.1,5.6,7.2,null,2070,null,{"v":0.8,"d":"80%"},null,null,0,12.3,14.4,21.85,null,1,1,1,171,183,219,null,0,0,0,1]
["3907021",null,null,3,90,70,21,21.5,0,26,30,41.1,{"v":1882.829194535895,"d":"1883"},{"v":1977.829194535895,"d":"1978"},{"v":2123.1558613833213,"d":"2123"},{"v":2810.06,"d":"2810"},1.5,1.05,1.05,1.05,1883,1978,2123,2810,162,170,183,242,{"v":0.14998069549460102,"d":"0.15"},{"v":0.16489933699427986,"d":"0.16"},{"v":0.1906306494771868,"d":"0.19"},{"v":0.3305057858506517,"d":"0.33"},0.0001276,1.7219,4,0.000514201,{"$f":"AK879*IF($G1271=10,1,IF($G1271=15,1,IF($G1271=20,1,(1-(($E1271-50)*0.005)))))","v":{"v":192.243708276249,"d":"192"}},{"v":206.3693655490612,"d":"206"},{"v":273.136,"d":"273"},0.85,0.85,0.85,192,206,273,83,89,117,{"v":0.04032108610322624,"d":"0.04"},{"v":0.04623743421590516,"d":"0.05"},{"v":0.07910679542099147,"d":"0.08"},1.9,5.1,5.6,7.2,null,2639,null,{"v":0.8,"d":"80%"},null,null,0,12.3,14.4,21.85,null,1,1,1,192,206,273,null,0,0,0,1]
["3908010",null,null,3,90,80,10,11.5,0,26,30,41.8,{"v":985.5,"d":"986"},{"v":1214.2269940407766,"d":"1214"},{"v":1304.143370405705,"d":"1304"},{"v":1574.18,"d":"1574"},1.5,1.08,1.08,1.08,986,1214,1304,1574,85,104,112,135,{"v":0.03734995272940452,"d":"0.04"},{"v":0.05502875488465266,"d":"0.06"},{"v":0.06345686966495562,"d":"0.06"},{"v":0.09090986199355394,"d":"0.09"},3.969E-4,1.7346,2,0.000367347,{"$f":"AK880*IF($G1272=10,1,IF($G1272=15,1,IF($G1272=20,1,(1-(($E1272-50)*0.005)))))","v":{"v":168.33710197020613,"d":"168"}},{"v":180.80286190736828,"d":"181"},{"v":218.24,"d":"218"},0.98,0.98,0.98,168,181,218,72,78,94,{"v":0.027165359623318678,"d":"0.03"},{"v":0.03167181300086596,"d":"0.03"},{"v":0.045312552969066985,"d":"0.05"},0.5,6.3,6.8,9.1,null,1095,null,{"v":0.9,"d":"90%"},null,null,0,12.8,14.7,21.85,null,1,1,1,168,181,218,null,0,0,0,1]
["3908011",null,null,3,90,80,11,11.5,0,26,30,41.8,{"v":956.08,"d":"956"},{"v":1647.5037394527276,"d":"1648"},{"v":1769.505282019556,"d":"1770"},{"v":2135.9,"d":"2136"},1.5,1.1,1.1,1.1,956,1648,1770,2136,82,142,152,184,{"v":0.05915228601249752,"d":"0.06"},{"v":0.1687204798043572,"d":"0.17"},{"v":0.19218780961004492,"d":"0.19"},{"v":0.2771236061849882,"d":"0.28"},3.969E-4,1.7346,4,0.000574288,{"$f":"AK881*IF($G1273=10,1,IF($G1273=15,1,IF($G1273=20,1,(1-(($E1273-50)*0.005)))))","v":{"v":220.8,"d":"221"}},{"v":236.8,"d":"237"},{"v":286.40000000000003,"d":"286"},0.95,0.95,0.95,221,237,286,95,102,123,{"v":0.07829908788281399,"d":"0.08"},{"v":0.08967031048307454,"d":"0.09"},{"v":0.12820103543813627,"d":"0.13"},1.1,6.3,6.8,9.1,null,1406,null,{"v":0.68,"d":"68%"},null,null,0,12.8,14.7,21.85,null,1,1,1,221,237,286,null,0,0,0,1]
["3908015",null,null,3,90,80,15,16.5,0,26,30,42.4,{"v":1300.33740436932,"d":"1300"},{"v":1395.33740436932,"d":"1395"},{"v":1496.2563490716184,"d":"1496"},{"v":2007.56,"d":"2008"},1.5,1.08,1.08,1.08,1300,1395,1496,2008,112,120,129,173,{"v":0.06590803541187258,"d":"0.07"},{"v":0.0754619408365597,"d":"0.08"},{"v":0.08697073187627373,"d":"0.09"},{"v":0.1547867774406054,"d":"0.15"},0.0002083,1.724,2,0.000461829,{"$f":"AK882*IF($G1274=10,1,IF($G1274=15,1,IF($G1274=20,1,(1-(($E1274-50)*0.005)))))","v":{"v":190.4691577304631,"d":"190"}},{"v":204.24499885412456,"d":"204"},{"v":274.04,"d":"274"},1.01,1.01,1.01,190,204,274,82,88,118,{"v":0.035768909532348576,"d":"0.04"},{"v":0.041076258231928696,"d":"0.04"},{"v":0.07301376057828349,"d":"0.07"},0.8,6,6.7,9,null,1696,null,{"v":0.8,"d":"80%"},null,null,0,11.8,13.7,21.85,null,1,1,1,190,204,274,null,0,0,0,1]
["3908016",null,null,3,90,80,16,16.5,0,26,30,42.4,{"v":1412.3600000000001,"d":"1412"},{"v":2040.4331716148024,"d":"2040"},{"v":2188.0092071816284,"d":"2188"},{"v":2935.7,"d":"2936"},1.5,1.1,1.1,1.1,1412,2040,2188,2936,121,175,188,252,{"v":0.22071465965427722,"d":"0.22"},{"v":0.4574474388725192,"d":"0.46"},{"v":0.5270441899399481,"d":"0.53"},{"v":0.9407339766638919,"d":"0.94"},0.0002083,1.724,4,1.392796E-3,{"$f":"AK883*IF($G1275=10,1,IF($G1275=15,1,IF($G1275=20,1,(1-(($E1275-50)*0.005)))))","v":{"v":249.60000000000002,"d":"250"}},268,360,0.95,0.95,0.95,250,268,360,108,115,155,{"v":0.1763659964179506,"d":"0.18"},{"v":0.1996348385812926,"d":"0.20"},{"v":0.35991661732431846,"d":"0.36"},1.6,6,6.7,9,null,2077,null,{"v":0.68,"d":"68%"},null,null,0,11.8,13.7,21.85,null,1,1,1,250,268,360,null,0,0,0,1]
["3908020",null,null,3,90,80,20,21.5,0,26,30,42.4,{"v":1847.5718983039128,"d":"1848"},{"v":1942.5718983039128,"d":"1943"},{"v":2086.4239348515057,"d":"2086"},{"v":2518.44,"d":"2518"},1.5,1.08,1.08,1.08,1848,1943,2086,2518,159,167,179,217,{"v":0.10343649960648692,"d":"0.10"},{"v":0.11395554008077592,"d":"0.11"},{"v":0.1306787233750386,"d":"0.13"},{"v":0.19110006829963533,"d":"0.19"},0.0001276,1.7219,2,3.76611E-4,{"$f":"AK884*IF($G1276=10,1,IF($G1276=15,1,IF($G1276=20,1,(1-(($E1276-50)*0.005)))))","v":{"v":240.0716624688735,"d":"240"}},{"v":257.8495360156218,"d":"258"},{"v":311.24,"d":"311"},0.95,0.95,0.95,240,258,311,103,111,134,{"v":0.0439519634412318,"d":"0.04"},{"v":0.05092991835624913,"d":"0.05"},{"v":0.07381701321036345,"d":"0.07"},1.1,6,6.7,9,null,2366,null,{"v":0.8,"d":"80%"},null,null,0,11.8,13.7,21.85,null,1,1,1,240,258,311,null,0,0,0,1]
["3908021",null,null,3,90,80,21,21.5,0,26,30,42.4,{"v":2412.8,"d":"2413"},{"v":2627.7848955664344,"d":"2628"},{"v":2817.8416357747774,"d":"2818"},{"v":3780.76,"d":"3781"},1.5,{"$f":"IF($G1277=10,1.08,IF($G1277=11,1.1,IF($G1277=15,1.08,IF($G1277=16,1.1,IF($G1277=20,1.08,IF($G1277=21,1.05))))))","v":1.05},1.05,1.05,2413,2628,2818,3781,208,226,242,325,{"v":0.2501892926689688,"d":"0.25"},{"v":0.29449823797779945,"d":"0.29"},{"v":0.3368712257217761,"d":"0.34"},{"v":0.6016452248134326,"d":"0.60"},0.0001276,1.7219,4,0.000514201,{"v":272.6897805697671,"d":"273"},{"v":292.41229700201364,"d":"292"},{"v":392.336,"d":"392"},0.85,0.85,0.85,273,292,392,117,126,169,{"v":0.08092794650530648,"d":"0.08"},{"v":0.09357463389153435,"d":"0.09"},{"v":0.16642663939476923,"d":"0.17"},2.1,6,6.7,9,null,3016,null,{"v":0.8,"d":"80%"},null,null,0,11.8,13.7,21.85,null,1,1,1,273,292,392,null,0,0,0,1]
["3909010",null,null,3,90,90,10,11.5,0,26,30,42.4,{"v":1108.8,"d":"1109"},{"v":1395.6272192501513,"d":"1396"},{"v":1501.3000140389001,"d":"1501"},{"v":1828.08,"d":"1828"},1.5,1.08,1.08,1.08,1109,1396,1501,1828,95,120,129,157,{"v":0.04833960633454831,"d":"0.05"},{"v":0.07560878121067112,"d":"0.08"},{"v":0.08685321114716028,"d":"0.09"},{"v":0.12662134598395483,"d":"0.13"},3.969E-4,1.7346,2,0.000367347,{"$f":"AK886*IF($G1278=10,1,IF($G1278=15,1,IF($G1278=20,1,(1-(($E1278-50)*0.005)))))","v":{"v":193.48593193227777,"d":"193"}},{"v":208.1361185276459,"d":"208"},{"v":253.44,"d":"253"},0.98,0.98,0.98,193,208,253,83,89,109,{"v":0.03734023921264072,"d":"0.04"},{"v":0.04266933360054228,"d":"0.04"},{"v":0.06288933684631558,"d":"0.06"},0.6,6.7,7.4,10.3,null,1232,null,{"v":0.9,"d":"90%"},null,null,0,12.5,14.7,21.85,null,{"$f":"IF((237.3*LN(($AQ$1*EXP(17.27*($AM$3/($AM$3+237.3))))))/(17.27-LN(($AQ$1*EXP(17.27*($AM$3/($AM$3+237.3))))))<(($AM$1+$AM$2)/2),1,IF(1/(1+((2258*((0.622/((101325/(1*611*EXP(17.27*((($AM$1+$AM$2)/2)/((($AM$1+$AM$2)/2)+237.3))))))-1)*1000-(0.622/((101325/($AQ$1*611*EXP(17.27*($AM$3/($AM$3+237.3))))))-1)*1000))/(1005*((($AM$1+$AM$2)/2)-$AM$3))))>1,1,1/(1+((2258*((0.622/((101325/(1*611*EXP(17.27*((($AM$1+$AM$2)/2)/((($AM$1+$AM$2)/2)+237.3))))))-1)*1000-(0.622/((101325/($AQ$1*611*EXP(17.27*($AM$3/($AM$3+237.3))))))-1)*1000))/(1005*((($AM$1+$AM$2)/2)-$AM$3))))))","v":1},1,1,193,208,253,null,0,0,0,1]
["3909011",null,null,3,90,90,11,11.5,0,26,30,42.4,{"v":1075.76,"d":"1076"},{"v":1893.633623598571,"d":"1894"},{"v":2037.0140009310799,"d":"2037"},{"v":2480.4,"d":"2480"},1.5,1.1,1.1,1.1,1076,1894,2037,2480,93,163,175,213,{"v":0.0792273474464394,"d":"0.08"},{"v":0.23039387696616745,"d":"0.23"},{"v":0.26382483336744583,"d":"0.26"},{"v":0.38395411039699373,"d":"0.38"},3.969E-4,1.7346,4,0.000574288,{"$f":"AK887*IF($G1279=10,1,IF($G1279=15,1,IF($G1279=20,1,(1-(($E1279-50)*0.005)))))","v":{"v":253.73041528391883,"d":"254"}},{"v":272.94213725102657,"d":"273"},{"v":332.35200000000003,"d":"332"},0.95,0.95,0.95,254,273,332,109,117,143,{"v":0.10710199356983116,"d":"0.11"},{"v":0.12253704973862133,"d":"0.12"},{"v":0.1795243617013947,"d":"0.18"},1.2,6.7,7.4,10.3,null,1582,null,{"v":0.68,"d":"68%"},null,null,0,12.5,14.7,21.85,null,1,1,1,254,273,332,null,0,0,0,1]
["3909015",null,null,3,90,90,15,16.5,0,26,30,43.3,{"v":1502.9167676946356,"d":"1503"},{"v":1597.9167676946356,"d":"1598"},{"v":1711.9130538160239,"d":"1712"},{"v":2331.36,"d":"2331"},1.5,1.08,1.08,1.08,1503,1598,1712,2331,129,137,147,200,{"v":0.08874738237384597,"d":"0.09"},{"v":0.09984662963434696,"d":"0.10"},{"v":0.11462442340612437,"d":"0.11"},{"v":0.20964202709641322,"d":"0.21"},0.0002083,1.724,2,0.000461829,{"$f":"AK888*IF($G1280=10,1,IF($G1280=15,1,IF($G1280=20,1,(1-(($E1280-50)*0.005)))))","v":{"v":218.12205414485143,"d":"218"}},{"v":233.68300487544244,"d":"234"},{"v":318.24,"d":"318"},1.01,1.01,1.01,218,{"$f":"ROUND(AL1280*POWER(CF_cool,AO1280),0)","v":234},{"$f":"ROUND(AM1280*POWER(CF_cool,AP1280),0)","v":318},94,101,137,{"v":0.04777393228997936,"d":"0.05"},{"v":0.05497776159902216,"d":"0.05"},{"v":0.09984662963434696,"d":"0.10"},0.9,7,7.7,10.7,null,1908,null,{"v":0.8,"d":"80%"},null,null,0,11.3,13.2,21.85,null,1,1,1,218,234,318,null,0,0,0,1]
["3909016",null,null,3,90,90,16,16.5,0,26,30,43.3,{"v":1588.48,"d":"1588"},{"v":2336.669516687492,"d":"2337"},{"v":2503.3688418217644,"d":"2503"},{"v":3409.2,"d":"3409"},1.5,1.1,1.1,1.1,1588,2337,2503,3409,137,201,215,293,{"v":0.2859847202642939,"d":"0.29"},{"v":0.6091536033262105,"d":"0.61"},{"v":0.6957504205886854,"d":"0.70"},{"v":1.2822911322288062,"d":"1.28"},0.0002083,1.724,4,1.392796E-3,{"$f":"AK889*IF($G1281=10,1,IF($G1281=15,1,IF($G1281=20,1,(1-(($E1281-50)*0.005)))))","v":{"v":286.2235099638322,"d":"286"}},{"v":306.6428570763724,"d":"307"},{"v":417.6,"d":"418"},0.95,0.95,0.95,286,307,418,123,132,180,{"v":0.23124713149578516,"d":"0.23"},{"v":0.26577617988746643,"d":"0.27"},{"v":0.48994811583224235,"d":"0.49"},1.8,7,7.7,10.7,null,2336,null,{"v":0.68,"d":"68%"},null,null,0,11.3,13.2,21.85,null,1,1,1,286,307,418,null,0,0,0,1]
["3909020",null,null,3,90,90,20,21.5,0,26,30,43.3,{"v":2128.8,"d":"2129"},{"v":2232.7836804230465,"d":"2233"},{"v":2401.8435041457315,"d":"2402"},{"v":2924.64,"d":"2925"},1.5,1.08,1.08,1.08,2129,2233,2402,2925,183,192,207,252,{"v":0.1384718919021946,"d":"0.14"},{"v":0.15220989401469975,"d":"0.15"},{"v":0.17653301618879313,"d":"0.18"},{"v":0.26017862567755984,"d":"0.26"},0.0001276,1.7219,2,3.76611E-4,{"$f":"AK890*IF($G1282=10,1,IF($G1282=15,1,IF($G1282=20,1,(1-(($E1282-50)*0.005)))))","v":{"v":275.9373233806916,"d":"276"}},{"v":296.8304872184041,"d":"297"},{"v":361.44,"d":"361"},0.95,0.95,0.95,276,297,361,119,128,155,{"v":0.05935306887959389,"d":"0.06"},{"v":0.0685057463009488,"d":"0.07"},{"v":0.0998439426179513,"d":"0.10"},1.2,7,7.7,10.7,null,2661,null,{"v":0.8,"d":"80%"},null,null,0,11.3,13.2,21.85,null,1,1,1,276,297,361,null,0,0,0,1]
["3909021",null,null,3,90,90,21,21.5,0,26,30,43.3,{"v":2714.4,"d":"2714"},{"v":3009.294765102498,"d":"3009"},{"v":3223.97955595124,"d":"3224"},{"v":4390.56,"d":"4391"},1.5,1.05,1.05,1.05,2714,3009,3224,4391,233,259,277,378,{"v":0.3186540625554735,"d":"0.32"},{"v":0.3921228506628396,"d":"0.39"},{"v":0.4473750300143957,"d":"0.45"},{"v":0.8237317604768891,"d":"0.82"},0.0001276,1.7219,4,0.000514201,{"$f":"AK891*IF($G1283=10,1,IF($G1283=15,1,IF($G1283=20,1,(1-(($E1283-50)*0.005)))))","v":{"v":312.2797191467466,"d":"312"}},{"v":334.55793096194566,"d":"335"},{"v":455.616,"d":"456"},0.85,0.85,0.85,312,335,456,134,144,196,{"v":0.10787416210567184,"d":"0.11"},{"v":0.1241775646026971,"d":"0.12"},{"v":0.22705771841592612,"d":"0.23"},2.4,7,7.7,10.7,null,3393,null,{"v":0.8,"d":"80%"},null,null,0,11.3,13.2,21.85,null,1,1,1,312,335,456,null,0,0,0,1]
["39010010",null,null,3,90,100,10,11.5,0,26,30,43,{"v":1232.1000000000001,"d":"1232"},{"v":1574.3905475253332,"d":"1574"},{"v":1696.1265760133244,"d":"1696"},{"v":2081.98,"d":"2082"},1.5,1.08,1.08,1.08,1232,1574,1696,2082,106,135,146,179,{"v":0.0621519430312271,"d":"0.06"},{"v":0.09862323121872285,"d":"0.10"},{"v":0.11455551187153463,"d":"0.11"},{"v":0.16920060692862343,"d":"0.17"},3.969E-4,1.7346,2,0.000367347,{"$f":"AK892*IF($G1284=10,1,IF($G1284=15,1,IF($G1284=20,1,(1-(($E1284-50)*0.005)))))","v":{"v":218.26918973175157,"d":"218"}},{"v":235.14633901405676,"d":"235"},{"v":288.64,"d":"289"},0.98,0.98,0.98,218,235,289,94,101,124,{"v":0.04942930530670935,"d":"0.05"},{"v":0.05668113608073874,"d":"0.06"},{"v":0.08384149307866094,"d":"0.08"},0.7,7.8,8.7,12.2,null,1369,null,{"v":0.9,"d":"90%"},null,null,0,12.3,14.1,21.85,null,1,1,1,218,235,289,null,0,0,0,1]
["39010011",null,null,3,90,100,11,11.5,0,26,30,43,{"v":1195.44,"d":"1195"},{"v":2136.1856779144437,"d":"2136"},{"v":2301.361187225641,"d":"2301"},{"v":2824.9,"d":"2825"},1.5,1.1,1.1,1.1,1195,2136,2301,2825,103,184,198,243,{"v":0.10100372704702308,"d":"0.10"},{"v":0.3035203378345578,"d":"0.30"},{"v":0.3489438597084153,"d":"0.35"},{"v":0.5153554252697664,"d":"0.52"},3.969E-4,1.7346,4,0.000574288,{"$f":"AK893*IF($G1285=10,1,IF($G1285=15,1,IF($G1285=20,1,(1-(($E1285-50)*0.005)))))","v":{"v":286.40000000000003,"d":"286"}},308,{"v":378.40000000000003,"d":"378"},0.95,0.95,0.95,286,308,378,123,132,163,{"v":0.1413274636541534,"d":"0.14"},{"v":0.1615648184640338,"d":"0.16"},{"v":0.24109003434984042,"d":"0.24"},1.3,7.8,8.7,12.2,null,1758,null,{"v":0.68,"d":"68%"},null,null,0,12.3,14.1,21.85,null,1,1,1,286,308,378,null,0,0,0,1]
["39010015",null,null,3,90,100,15,16.5,0,26,30,44.1,1696,{"v":1798.7737222599399,"d":"1799"},{"v":1926.0891717740149,"d":"1926"},{"v":2655.16,"d":"2655"},1.5,1.08,1.08,1.08,1696,1799,1926,2655,146,155,166,228,{"v":0.115300833246727,"d":"0.12"},{"v":0.12960669873525657,"d":"0.13"},{"v":0.14820649885017992,"d":"0.15"},{"v":0.2758730960999123,"d":"0.28"},0.0002083,1.724,2,0.000461829,{"$f":"AK894*IF($G1286=10,1,IF($G1286=15,1,IF($G1286=20,1,(1-(($E1286-50)*0.005)))))","v":{"v":245.5398348483303,"d":"246"}},{"v":262.9189048561194,"d":"263"},{"v":362.44,"d":"362"},1.01,1.01,1.01,246,263,362,106,113,156,{"v":0.061693712021988735,"d":"0.06"},{"v":0.06989545441405931,"d":"0.07"},{"v":0.1312469465018126,"d":"0.13"},{"v":1,"d":"1.0"},7,7.7,10.7,null,2120,null,{"v":0.8,"d":"80%"},null,null,0,10.9,12.8,21.85,null,1,1,1,246,263,362,null,0,0,0,1]
["39010016",null,null,3,90,100,16,16.5,0,26,30,44.1,{"v":1765.2800000000002,"d":"1765"},{"v":2630.387144811864,"d":"2630"},{"v":2816.5633812075234,"d":"2817"},{"v":3882.7,"d":"3883"},1.5,1.1,1.1,1.1,1765,2630,2817,3883,152,226,242,334,{"v":0.35571541127757916,"d":"0.36"},{"v":0.7771277076165684,"d":"0.78"},{"v":0.8893436749809193,"d":"0.89"},{"v":1.6794877029795134,"d":"1.68"},0.0002083,1.724,4,1.392796E-3,{"$f":"AK895*IF($G1287=10,1,IF($G1287=15,1,IF($G1287=20,1,(1-(($E1287-50)*0.005)))))","v":{"v":322.40000000000003,"d":"322"}},{"v":344.8,"d":"345"},476,0.95,0.95,0.95,322,345,476,138,148,205,{"v":0.2941057009854936,"d":"0.29"},{"v":0.33752256227392147,"d":"0.34"},{"v":0.6412107862409173,"d":"0.64"},{"v":2,"d":"2.0"},7,7.7,10.7,null,2596,null,{"v":0.68,"d":"68%"},null,null,0,10.9,12.8,21.85,null,1,1,1,322,345,476,null,0,0,0,1]
["39010020",null,null,3,90,100,20,21.5,0,26,30,44.1,{"v":2365.6,"d":"2366"},{"v":2518.7768428703835,"d":"2519"},{"v":2713.5353098724395,"d":"2714"},{"v":3330.84,"d":"3331"},1.5,1.08,1.08,1.08,2366,2519,2714,3331,203,217,233,286,{"v":0.17222433094052195,"d":"0.17"},{"v":0.1963758492708046,"d":"0.20"},{"v":0.22589211718801094,"d":"0.23"},{"v":0.3382159729533156,"d":"0.34"},0.0001276,1.7219,2,3.76611E-4,{"$f":"AK896*IF($G1288=10,1,IF($G1288=15,1,IF($G1288=20,1,(1-(($E1288-50)*0.005)))))","v":{"v":311.2816285378957,"d":"311"}},{"v":335.3507448439105,"d":"335"},{"v":411.64,"d":"412"},0.95,0.95,0.95,311,335,412,134,144,177,{"v":0.0761173874401084,"d":"0.08"},{"v":0.08767678608746131,"d":"0.09"},{"v":0.13152753973488002,"d":"0.13"},1.3,7,7.7,10.7,null,2957,null,{"v":0.8,"d":"80%"},null,null,0,10.9,12.8,21.85,null,1,1,1,311,335,412,null,0,0,0,1]
["39010021",null,null,3,90,100,21,21.5,0,26,30,44.1,3016,{"v":3387.5608889256064,"d":"3388"},{"v":3627.3291443724347,"d":"3627"},{"v":5000.36,"d":"5000"},1.5,1.05,1.05,1.05,3016,3388,3627,5000,259,291,312,430,{"v":0.39927765242329455,"d":"0.40"},{"v":0.5015712551884005,"d":"0.50"},{"v":0.5749237834149689,"d":"0.57"},{"v":1.0783579804788856,"d":"1.08"},0.0001276,1.7219,4,0.000514201,{"$f":"AK897*IF($G1289=10,1,IF($G1289=15,1,IF($G1289=20,1,(1-(($E1289-50)*0.005)))))","v":{"v":351.5330486244874,"d":"352"}},{"v":376.41421491618183,"d":"376"},{"v":518.8960000000001,"d":"519"},0.85,0.85,0.85,352,376,519,151,162,223,{"v":0.13908560667023842,"d":"0.14"},{"v":0.1595487116439181,"d":"0.16"},{"v":0.29792507049687533,"d":"0.30"},2.7,7,7.7,10.7,null,3770,null,{"v":0.8,"d":"80%"},null,null,0,10.9,12.8,21.85,null,1,1,1,352,376,519,null,0,0,0,1]
["39011010",null,null,3,90,110,10,11.5,0,26,30,43.5,{"v":1355.4,"d":"1355"},{"v":1766.3893947845202,"d":"1766"},{"v":1902.9712804051933,"d":"1903"},{"v":2335.88,"d":"2336"},1.5,1.08,1.08,1.08,1355,1766,1903,2336,117,152,164,201,{"v":0.07804579766869128,"d":"0.08"},{"v":0.12846635666491932,"d":"0.13"},{"v":0.14849855963064404,"d":"0.15"},{"v":0.2189828314672463,"d":"0.22"},3.969E-4,1.7346,2,0.000367347,{"v":244.88738360147738,"d":"245"},{"v":263.82272182064906,"d":"264"},{"v":323.84,"d":"324"},0.98,0.98,0.98,245,264,324,105,114,139,{"v":0.0635324094103459,"d":"0.06"},{"v":0.0742836780814925,"d":"0.07"},{"v":0.10834103483995079,"d":"0.11"},0.7,8.4,9.3,14,null,1506,null,{"v":0.9,"d":"90%"},null,null,0,12,13.9,21.85,null,1,1,1,245,264,324,null,0,0,0,1]
["39011011",null,null,3,90,110,11,11.5,0,26,30,43.5,{"v":1315.1200000000001,"d":"1315"},{"v":2396.6961264405954,"d":"2397"},{"v":2582.014990545841,"d":"2582"},{"v":3169.4,"d":"3169"},1.5,1.1,1.1,1.1,1315,2397,2582,3169,113,206,222,273,{"v":0.12602624713685845,"d":"0.13"},{"v":0.39231335542301654,"d":"0.39"},{"v":0.4521181336762668,"d":"0.45"},{"v":0.6695964339932501,"d":"0.67"},3.969E-4,1.7346,4,0.000574288,{"$f":"AK899*IF($G1291=10,1,IF($G1291=15,1,IF($G1291=20,1,(1-(($E1291-50)*0.005)))))","v":{"v":321.1364098592102,"d":"321"}},{"v":345.9675238420785,"d":"346"},{"v":424.672,"d":"425"},0.95,0.95,0.95,321,346,425,138,149,183,{"v":0.18378544744861192,"d":"0.18"},{"v":0.21245294497481637,"d":"0.21"},{"v":0.31346610837783906,"d":"0.31"},1.5,8.4,9.3,14,null,1934,null,{"v":0.68,"d":"68%"},null,null,0,12,13.9,21.85,null,1,1,1,321,346,425,null,0,0,0,1]
["39011015",null,null,3,90,110,15,16.5,0,26,30,44.1,{"v":1813.150188257796,"d":"1813"},{"v":1908.150188257796,"d":"1908"},{"v":2043.2071973479594,"d":"2043"},{"v":2816.6099999999997,"d":"2817"},1.5,1.08,1.08,1.08,1813,1908,2043,2817,156,164,176,242,{"v":0.13371237350772527,"d":"0.13"},{"v":0.14742102741229732,"d":"0.15"},{"v":0.1692130010603492,"d":"0.17"},{"v":0.31530215896235814,"d":"0.32"},0.0002083,1.724,2,0.000461829,{"$f":"AK900*IF($G1292=10,1,IF($G1292=15,1,IF($G1292=20,1,(1-(($E1292-50)*0.005)))))","v":{"v":249.80785427097814,"d":"250"}},{"v":267.48901053042016,"d":"267"},{"v":368.74,"d":"369"},1.01,1.01,1.01,250,267,369,108,115,159,{"v":0.06529371258627988,"d":"0.07"},{"v":0.07378840122581994,"d":"0.07"},{"v":0.1387762211751877,"d":"0.14"},1.1,7.9,8.8,12.5,null,2332,null,{"v":0.8,"d":"80%"},null,null,0,10.9,12.8,21.85,null,1,1,1,250,267,369,null,0,0,0,1]
["39011016",null,null,3,90,110,16,16.5,0,26,30,44.1,{"v":1942.0800000000002,"d":"1942"},{"v":2849.7497938679544,"d":"2850"},{"v":3051.4523045945984,"d":"3051"},{"v":4206.5,"d":"4207"},1.5,1.1,1.1,1.1,1942,2850,3051,4207,167,245,262,362,{"v":0.4336828532351847,"d":"0.43"},{"v":0.9219544805754951,"d":"0.92"},{"v":1.0521845346704815,"d":"1.05"},{"v":1.9898808014753209,"d":"1.99"},0.0002083,1.724,4,1.392796E-3,{"$f":"AK901*IF($G1293=10,1,IF($G1293=15,1,IF($G1293=20,1,(1-(($E1293-50)*0.005)))))","v":{"v":326.2663736424122,"d":"326"}},{"v":349.35918932432156,"d":"349"},{"v":481.6,"d":"482"},0.95,0.95,0.95,326,349,482,140,150,207,{"v":0.30664457319746813,"d":"0.31"},{"v":0.3511684813491655,"d":"0.35"},{"v":0.6616286787392129,"d":"0.66"},2.2,7.9,8.8,12.5,null,2856,null,{"v":0.68,"d":"68%"},null,null,0,10.9,12.8,21.85,null,1,1,1,326,349,482,null,0,0,0,1]
["39011020",null,null,3,90,110,20,21.5,0,26,30,44.1,{"v":2597.551301713082,"d":"2598"},{"v":2692.551301713082,"d":"2693"},{"v":2900.746468081386,"d":"2901"},{"v":3560.6400000000003,"d":"3561"},1.5,1.08,1.08,1.08,2598,2693,2901,3561,{"$f":"ROUND(U1294*3600/(4186*ABS($O$1-$O$2)),0)","v":223},{"$f":"ROUND(V1294*3600/(4186*ABS($O$1-$O$2)),0)","v":232},{"$f":"ROUND(W1294*3600/(4186*ABS($O$1-$O$2)),0)","v":249},{"$f":"ROUND(X1294*3600/(4186*ABS($O$1-$O$2)),0)","v":306},{"v":0.20997001530883877,"d":"0.21"},{"v":0.2269472264037772,"d":"0.23"},{"v":0.26079058599865457,"d":"0.26"},{"v":0.3911657832602583,"d":"0.39"},0.0001276,1.7219,2,3.76611E-4,{"$f":"AK902*IF($G1294=10,1,IF($G1294=15,1,IF($G1294=20,1,(1-(($E1294-50)*0.005)))))","v":{"v":317.1799783158463,"d":"317"}},{"v":341.7051705794622,"d":"342"},{"v":419.44,"d":"419"},0.95,0.95,0.95,317,342,419,{"$f":"ROUND(AQ1294*3600/(4186*ABS($AM$1-$AM$2)),0)","v":136},{"$f":"ROUND(AR1294*3600/(4186*ABS($AM$1-$AM$2)),0)","v":147},{"$f":"ROUND(AS1294*3600/(4186*ABS($AM$1-$AM$2)),0)","v":180},{"v":0.07954471205365862,"d":"0.08"},{"v":0.09265062946622422,"d":"0.09"},{"v":0.13785909087762688,"d":"0.14"},1.5,7.9,8.8,12.5,null,3253,null,{"v":0.8,"d":"80%"},null,null,0,10.9,12.8,21.85,null,1,1,1,317,342,419,null,0,0,0,1]
["39011021",null,null,3,90,110,21,21.5,0,26,30,44.1,{"v":3317.6000000000004,"d":"3318"},{"v":3556.1815292902165,"d":"3556"},{"v":3807.8845891872675,"d":"3808"},{"v":5249.259999999999,"d":"5249"},1.5,1.05,1.05,1.05,3318,3556,3808,5249,285,306,327,451,{"v":0.4899542692180556,"d":"0.49"},{"v":0.5629980570317168,"d":"0.56"},{"v":0.6410200956951558,"d":"0.64"},{"v":1.2027269290583564,"d":"1.20"},0.0001276,1.7219,4,0.000514201,{"$f":"AK903*IF($G1295=10,1,IF($G1295=15,1,IF($G1295=20,1,(1-(($E1295-50)*0.005)))))","v":{"v":356.51917925158074,"d":"357"}},{"v":381.75325900552366,"d":"382"},{"v":526.2560000000001,"d":"526"},0.85,0.85,0.85,357,382,526,154,164,226,{"v":0.14745282166354523,"d":"0.15"},{"v":0.16667463291891743,"d":"0.17"},{"v":0.31147275075508585,"d":"0.31"},2.9,7.9,8.8,12.5,null,4147,null,{"v":0.8,"d":"80%"},null,null,0,10.9,12.8,21.85,null,1,1,1,357,382,526,null,0,0,0,1]
["39012010",null,null,3,90,120,10,11.5,0,26,30,44,{"v":1478.7,"d":"1479"},{"v":1924.9914127028867,"d":"1925"},{"v":2079.6202422788024,"d":"2080"},{"v":2589.78,"d":"2590"},1.5,1.08,1.08,1.08,1479,1925,2080,2590,127,166,179,223,{"v":0.0946962740719054,"d":"0.09"},{"v":0.15749249199599902,"d":"0.16"},{"v":0.1817830806912457,"d":"0.18"},{"v":0.2762925905995734,"d":"0.28"},3.969E-4,1.7346,2,0.000367347,{"$f":"AK904*IF($G1296=10,1,IF($G1296=15,1,IF($G1296=20,1,(1-(($E1296-50)*0.005)))))","v":{"v":266.87553260000635,"d":"267"}},{"v":288.31284965818764,"d":"288"},{"v":359.04,"d":"359"},0.98,0.98,0.98,267,288,359,115,124,154,{"v":0.07844810437960871,"d":"0.08"},{"v":0.0904975407078808,"d":"0.09"},{"v":0.13655457969155813,"d":"0.14"},0.8,8.9,9.9,14.8,null,1643,null,{"v":0.9,"d":"90%"},null,null,0,11.8,13.7,21.85,null,1,1,1,267,288,359,null,0,0,0,1]
["39012011",null,null,3,90,120,11,11.5,0,26,30,44,{"v":1434.8000000000002,"d":"1435"},{"v":2611.892641497221,"d":"2612"},{"v":2821.6982019103875,"d":"2822"},{"v":3513.9,"d":"3514"},1.5,1.1,1.1,1.1,1435,2612,2822,3514,123,225,243,302,{"v":0.15445389187017058,"d":"0.15"},{"v":0.4824913090455165,"d":"0.48"},{"v":0.5581185866184035,"d":"0.56"},{"v":0.8424915609755409,"d":"0.84"},3.969E-4,1.7346,4,0.000574288,{"$f":"AK905*IF($G1297=10,1,IF($G1297=15,1,IF($G1297=20,1,(1-(($E1297-50)*0.005)))))","v":{"v":349.6,"d":"350"}},{"v":378.40000000000003,"d":"378"},{"v":471.20000000000005,"d":"471"},0.95,0.95,0.95,350,378,471,151,163,203,{"v":0.22724462739367163,"d":"0.23"},{"v":0.26248234911718626,"d":"0.26"},{"v":0.3972026661138466,"d":"0.40"},1.6,8.9,9.9,14.8,null,2110,null,{"v":0.68,"d":"68%"},null,null,0,11.8,13.7,21.85,null,1,1,1,350,378,471,null,0,0,0,1]
["39012015",null,null,3,90,120,15,16.5,0,26,30,44.8,{"v":2035.2,"d":"2035"},{"v":2216.907386575515,"d":"2217"},{"v":2373.994898330778,"d":"2374"},{"v":3302.76,"d":"3303"},1.5,1.08,1.08,1.08,2035,2217,2374,3303,175,191,204,284,{"v":0.17034642372971062,"d":"0.17"},{"v":0.2020174140862614,"d":"0.20"},{"v":0.22969478307979363,"d":"0.23"},{"v":0.4381787526209058,"d":"0.44"},0.0002083,1.724,2,0.000461829,{"$f":"AK906*IF($G1298=10,1,IF($G1298=15,1,IF($G1298=20,1,(1-(($E1298-50)*0.005)))))","v":{"v":302.61675876046246,"d":"303"}},{"v":324.0598347937627,"d":"324"},{"v":450.84,"d":"451"},1.01,1.01,1.01,303,324,451,130,139,194,{"v":0.09550098548413372,"d":"0.10"},{"v":0.10878402336268925,"d":"0.11"},{"v":0.20824992292405745,"d":"0.21"},1.2,8.7,9.8,14.3,null,2544,null,{"v":0.8,"d":"80%"},null,null,0,10.6,12.5,21.85,null,1,1,1,303,324,451,null,0,0,0,1]
["39012016",null,null,3,90,120,16,16.5,0,26,30,44.8,{"v":2118.2000000000003,"d":"2118"},{"v":3241.8333772189817,"d":"3242"},{"v":3471.5459677567114,"d":"3472"},{"v":4829.7,"d":"4830"},1.5,1.1,1.1,1.1,2118,3242,3472,4830,182,279,299,415,{"v":0.5200434794516124,"d":"0.52"},{"v":1.204343316710782,"d":"1.20"},{"v":1.3801140974321322,"d":"1.38"},{"v":2.632057975603213,"d":"2.63"},0.0002083,1.724,4,1.392796E-3,{"$f":"AK907*IF($G1299=10,1,IF($G1299=15,1,IF($G1299=20,1,(1-(($E1299-50)*0.005)))))","v":{"v":396.8,"d":"397"}},{"v":425.6,"d":"426"},592,0.95,0.95,0.95,397,426,592,171,183,255,{"v":0.4601213864041627,"d":"0.46"},{"v":0.5256701707454574,"d":"0.53"},{"v":1.009035012340023,"d":"1.01"},2.4,8.7,9.8,14.3,null,3115,null,{"v":0.68,"d":"68%"},null,null,0,10.6,12.5,21.85,null,1,1,1,397,426,592,null,0,0,0,1]
["39012020",null,null,3,90,120,20,21.5,0,26,30,44.8,{"v":2838.4,"d":"2838"},{"v":3079.6829926739365,"d":"3080"},{"v":3327.0647594078355,"d":"3327"},{"v":4143.24,"d":"4143"},1.5,1.08,1.08,1.08,2838,3080,3327,4143,244,265,286,356,{"v":0.2538239735848446,"d":"0.25"},{"v":0.2984824228165089,"d":"0.30"},{"v":0.34670295754782865,"d":"0.35"},{"v":0.5330856461058093,"d":"0.53"},0.0001276,1.7219,2,3.76611E-4,{"$f":"AK908*IF($G1300=10,1,IF($G1300=15,1,IF($G1300=20,1,(1-(($E1300-50)*0.005)))))","v":{"v":380.6009016056908,"d":"381"}},{"v":411.1734390011653,"d":"411"},{"v":512.04,"d":"512"},0.95,0.95,0.95,381,411,512,164,177,220,{"v":0.11646670942658871,"d":"0.12"},{"v":0.13524222402195477,"d":"0.14"},{"v":0.20715667478646135,"d":"0.21"},1.6,8.7,9.8,14.3,null,3548,null,{"v":0.8,"d":"80%"},null,null,0,10.6,12.5,21.85,null,1,1,1,381,411,512,null,0,0,0,1]
["39012021",null,null,3,90,120,21,21.5,0,26,30,44.8,{"v":3619.2000000000003,"d":"3619"},{"v":4175.015825613802,"d":"4175"},{"v":4470.852652878654,"d":"4471"},{"v":6219.96,"d":"6220"},1.5,1.05,1.05,1.05,3619,4175,4471,6220,311,359,385,535,{"v":0.5909279666469658,"d":"0.59"},{"v":0.7820148592608814,"d":"0.78"},{"v":0.8964530786446918,"d":"0.90"},{"v":1.7058196412629565,"d":"1.71"},0.0001276,1.7219,4,0.000514201,{"$f":"AK909*IF($G1301=10,1,IF($G1301=15,1,IF($G1301=20,1,(1-(($E1301-50)*0.005)))))","v":{"v":433.2486084697301,"d":"433"}},{"v":463.9481073698939,"d":"464"},{"v":645.4560000000001,"d":"645"},0.85,0.85,0.85,433,464,645,186,200,277,{"v":0.21705942256541252,"d":"0.22"},{"v":0.24997780932429775,"d":"0.25"},{"v":0.4714720817724099,"d":"0.47"},3.2,8.7,9.8,14.3,null,4524,null,{"v":0.8,"d":"80%"},null,null,0,10.6,12.5,21.85,null,1,1,1,433,464,645,null,0,0,0,1]
["39014010",null,null,3,90,140,10,11.5,0,26,30,44.8,{"v":1725.3,"d":"1725"},{"v":2267.7915432376717,"d":"2268"},{"v":2456.1428225151312,"d":"2456"},{"v":3097.58,"d":"3098"},1.5,1.08,1.08,1.08,1725,2268,2456,3098,148,195,211,266,{"v":0.135669383076392,"d":"0.14"},{"v":0.22855867513090425,"d":"0.23"},{"v":0.2653815415446367,"d":"0.27"},{"v":0.4118036693657595,"d":"0.41"},3.969E-4,1.7346,2,0.000367347,{"$f":"AK910*IF($G1302=10,1,IF($G1302=15,1,IF($G1302=20,1,(1-(($E1302-50)*0.005)))))","v":{"v":314.40040300104783,"d":"314"}},{"v":340.5129080446342,"d":"341"},{"v":429.44,"d":"429"},0.98,0.98,0.98,314,341,429,135,147,184,{"v":0.11404996966906063,"d":"0.11"},{"v":0.1339431496553784,"d":"0.13"},{"v":0.20476735769324847,"d":"0.20"},0.9,10.1,11.2,17.5,null,1917,null,{"v":0.9,"d":"90%"},null,null,0,11.5,13.3,21.85,null,1,1,1,314,341,429,null,0,0,0,1]
["39014011",null,null,3,90,140,11,11.5,0,26,30,44.8,{"v":1673.48,"d":"1673"},{"v":3077.015307780141,"d":"3077"},{"v":3332.5766142436496,"d":"3333"},{"v":4202.9,"d":"4203"},1.5,1.1,1.1,1.1,1673,3077,3333,4203,144,265,287,361,{"v":0.22505852767591347,"d":"0.23"},{"v":0.7073460763495847,"d":"0.71"},{"v":0.8219999480326121,"d":"0.82"},{"v":1.2670408781957792,"d":"1.27"},3.969E-4,1.7346,4,0.000574288,{"$f":"AK911*IF($G1303=10,1,IF($G1303=15,1,IF($G1303=20,1,(1-(($E1303-50)*0.005)))))","v":412},{"v":446.40000000000003,"d":"446"},{"v":563.2,"d":"563"},0.95,0.95,0.95,412,446,563,177,192,242,{"v":0.33130587245231424,"d":"0.33"},{"v":0.38594383945063293,"d":"0.39"},{"v":0.5962380539716293,"d":"0.60"},1.9,10.1,11.2,17.5,null,2461,null,{"v":0.68,"d":"68%"},null,null,0,11.5,13.3,21.85,null,1,1,1,412,446,563,null,0,0,0,1]
["39014015",null,null,3,90,140,15,16.5,0,26,30,45.4,{"v":2374.4,"d":"2374"},{"v":2628.9846104428207,"d":"2629"},{"v":2815.458457495267,"d":"2815"},{"v":3950.36,"d":"3950"},1.5,1.08,1.08,1.08,2374,2629,2815,3950,204,226,242,340,{"v":0.2375250712564212,"d":"0.24"},{"v":0.28983635322357215,"d":"0.29"},{"v":0.3310697115084538,"d":"0.33"},{"v":0.6418295973215244,"d":"0.64"},0.0002083,1.724,2,0.000461829,{"$f":"AK912*IF($G1304=10,1,IF($G1304=15,1,IF($G1304=20,1,(1-(($E1304-50)*0.005)))))","v":{"v":358.86695423586366,"d":"359"}},{"v":384.32138301819265,"d":"384"},{"v":539.24,"d":"539"},1.01,1.01,1.01,359,384,539,154,165,232,{"v":0.137621338941047,"d":"0.14"},{"v":0.1573279392829452,"d":"0.16"},{"v":0.30498467021762166,"d":"0.30"},1.4,9.6,10.5,16.1,null,2968,null,{"v":0.8,"d":"80%"},null,null,0,10.4,12.2,21.85,null,1,1,1,359,384,539,null,0,0,0,1]
["39014016",null,null,3,90,140,16,16.5,0,26,30,45.4,{"v":2471.1200000000003,"d":"2471"},{"v":3844.4231409656436,"d":"3844"},{"v":4117.108028486747,"d":"4117"},{"v":5776.7,"d":"5777"},1.5,1.1,1.1,1.1,2471,3844,4117,5777,213,331,354,497,{"v":0.7252073355161658,"d":"0.73"},{"v":1.7219838483818737,"d":"1.72"},{"v":1.9648470126541058,"d":"1.96"},{"v":3.828069631665256,"d":"3.83"},0.0002083,1.724,4,1.392796E-3,{"$f":"AK913*IF($G1305=10,1,IF($G1305=15,1,IF($G1305=20,1,(1-(($E1305-50)*0.005)))))","v":{"v":471.20000000000005,"d":"471"}},504,708,0.95,0.95,0.95,471,504,708,203,217,304,{"v":0.6599969120341207,"d":"0.66"},{"v":0.7521377012175102,"d":"0.75"},{"v":1.4570546367798474,"d":"1.46"},2.8,9.6,10.5,16.1,null,3634,null,{"v":0.68,"d":"68%"},null,null,0,10.4,12.2,21.85,null,1,1,1,471,504,708,null,0,0,0,1]
["39014020",null,null,3,90,140,20,21.5,0,26,30,45.4,3312,{"v":3628.109195995047,"d":"3628"},{"v":3929.4415695377957,"d":"3929"},{"v":4955.64,"d":"4956"},1.5,1.08,1.08,1.08,3312,3628,3929,4956,285,312,338,426,{"v":0.35276201833303233,"d":"0.35"},{"v":0.4211889524134416,"d":"0.42"},{"v":0.4927124636981848,"d":"0.49"},{"v":0.7756359730733573,"d":"0.78"},0.0001276,1.7219,2,3.76611E-4,{"v":448.3778474617217,"d":"448"},{"v":485.6178404500181,"d":"486"},{"v":612.44,"d":"612"},0.95,0.95,0.95,448,486,612,193,209,263,{"v":0.16455496588623258,"d":"0.16"},{"v":0.1922740711354792,"d":"0.19"},{"v":0.30142179085547277,"d":"0.30"},1.9,9.6,10.5,16.1,null,4140,null,{"v":0.8,"d":"80%"},null,null,0,10.4,12.2,21.85,null,1,1,1,448,486,612,null,0,0,0,1]
["39014021",null,null,3,90,140,21,21.5,0,26,30,45.4,{"v":4222.400000000001,"d":"4222"},{"v":4951.064902557233,"d":"4951"},{"v":5302.243877024749,"d":"5302"},{"v":7439.56,"d":"7440"},1.5,1.05,1.05,1.05,4222,4951,5302,7440,363,426,456,640,{"v":0.8247114428317308,"d":"0.82"},{"v":1.1261815111859146,"d":"1.13"},{"v":1.285836312641885,"d":"1.29"},{"v":2.4907095980414304,"d":"2.49"},0.0001276,1.7219,4,0.000514201,{"$f":"AK915*IF($G1307=10,1,IF($G1307=15,1,IF($G1307=20,1,(1-(($E1307-50)*0.005)))))","v":{"v":513.780562534965,"d":"514"}},{"v":550.223011705684,"d":"550"},{"v":772.0160000000001,"d":"772"},0.85,0.85,0.85,514,550,772,221,237,332,{"v":0.31449909051066427,"d":"0.31"},{"v":0.36017197200501333,"d":"0.36"},{"v":0.693245330587726,"d":"0.69"},3.7,9.6,10.5,16.1,null,5278,null,{"v":0.8,"d":"80%"},null,null,0,10.4,12.2,21.85,null,1,1,1,514,550,772,null,0,0,0,1]
["39016010",null,null,3,90,160,10,11.5,0,26,30,45.5,{"$f":"IF($N1308-($BE1308*$BG1308)>100,$BE1308*$BG1308,$N1308-95)","v":1971},{"v":2603.9362232520607,"d":"2604"},{"v":2826.698800652902,"d":"2827"},{"v":3605.38,"d":"3605"},1.5,1.08,1.08,1.08,{"$f":"ROUND(M1308*POWER(CF_heat,Q1308),0)","v":1971},{"$f":"ROUND(N1308*POWER(CF_heat,R1308),0)","v":2604},{"$f":"ROUND(O1308*POWER(CF_heat,S1308),0)","v":2827},{"$f":"ROUND(P1308*POWER(CF_heat,T1308),0)","v":3605},170,224,243,310,{"v":0.18779974262279553,"d":"0.19"},{"v":0.31579069683258104,"d":"0.32"},{"v":0.3682343427384388,"d":"0.37"},{"v":0.5834332220487198,"d":"0.58"},{"$f":"IF($G1308=$CO$103,CP$103,IF($G1308=$CO$104,CP$104,IF($G1308=$CO$105,CP$105,IF($G1308=$CO$107,CP$107,IF($G1308=$CO$108,CP$108,IF($G1308=$CO$109,CP$109,IF($G1308=$CO$111,CP$111,IF($G1308=$CO$112,CP$112,IF($G1308=$CO$113,CP$113,IF($G1308=$CO$115,CP$115,IF($G1308=$CO$116,CP$116,IF($G1308=$CO$117,CP$117,IF($G1308=$CO$119,CP$119,IF($G1308=$CO$120,CP$120,))))))))))))))","v":3.969E-4},{"$f":"IF($G1308=$CO$103,CQ$103,IF($G1308=$CO$104,CQ$104,IF($G1308=$CO$105,CQ$105,IF($G1308=$CO$107,CQ$107,IF($G1308=$CO$108,CQ$108,IF($G1308=$CO$109,CQ$109,IF($G1308=$CO$111,CQ$111,IF($G1308=$CO$112,CQ$112,IF($G1308=$CO$113,CQ$113,IF($G1308=$CO$115,CQ$115,IF($G1308=$CO$116,CQ$116,IF($G1308=$CO$117,CQ$117,IF($G1308=$CO$119,CQ$119,IF($G1308=$CO$120,CQ$120,))))))))))))))","v":1.7346},{"$f":"IF($G1308=$CO$103,CR$103,IF($G1308=$CO$104,CR$104,IF($G1308=$CO$105,CR$105,IF($G1308=$CO$107,CR$107,IF($G1308=$CO$108,CR$108,IF($G1308=$CO$109,CR$109,IF($G1308=$CO$111,CR$111,IF($G1308=$CO$112,CR$112,IF($G1308=$CO$113,CR$113,IF($G1308=$CO$115,CR$115,IF($G1308=$CO$116,CR$116,IF($G1308=$CO$117,CR$117,IF($G1308=$CO$119,CR$119,IF($G1308=$CO$120,CR$120,))))))))))))))","v":2},{"$f":"IF($G1308=$CO$103,CS$103,IF($G1308=$CO$104,CS$104,IF($G1308=$CO$105,CS$105,IF($G1308=$CO$107,CS$107,IF($G1308=$CO$108,CS$108,IF($G1308=$CO$109,CS$109,IF($G1308=$CO$111,CS$111,IF($G1308=$CO$112,CS$112,IF($G1308=$CO$113,CS$113,IF($G1308=$CO$115,CS$115,IF($G1308=$CO$116,CS$116,IF($G1308=$CO$117,CS$117,IF($G1308=$CO$119,CS$119,IF($G1308=$CO$120,CS$120,))))))))))))))","v":0.000367347},{"$f":"AK916*IF($G1308=10,1,IF($G1308=15,1,IF($G1308=20,1,(1-(($E1308-50)*0.005)))))","v":{"v":361.00257998610687,"d":"361"}},{"v":391.8857730720053,"d":"392"},{"v":499.84,"d":"500"},0.98,0.98,0.98,{"$f":"ROUND(AK1308*POWER(CF_cool,AN1308),0)","v":361},392,500,155,169,215,{"v":0.15784887533096326,"d":"0.16"},{"v":0.18572654509721107,"d":"0.19"},{"v":0.29228700277798675,"d":"0.29"},{"$f":"ROUND(IF(G1308=10,$CO$92*F1308,IF(G1308=11,$CO$93*F1308,IF(G1308=15,$CO$94*F1308,IF(G1308=16,$CO$95*F1308,IF(G1308=20,$CO$96*F1308,IF(G1308=21,$CO$97*F1308,)))))),1)","v":1.1},11,12.4,19.2,null,2190,null,{"$f":"IF(G1308=10,0.9,IF(G1308=11,0.68,IF(G1308=15,0.8,IF(G1308=16,0.68,IF(G1308=20,0.8,IF(G1308=21,0.8))))))","v":{"v":0.9,"d":"90%"}},null,null,0,11.2,13,21.85,null,1,1,1,{"$f":"AQ1308/BO1308","v":361},392,500,null,{"$f":"BR1308-AQ1308","v":0},{"$f":"BS1308-AR1308","v":0},{"$f":"BT1308-AS1308","v":0},1]
[{"$f":"CONCATENATE(D1309,E1309,F1309,G1309)","v":"39016011"},null,null,3,90,160,11,11.5,0,26,30,45.5,{"v":1912.8400000000001,"d":"1913"},{"v":3533.107636511756,"d":"3533"},{"v":3835.359341571188,"d":"3835"},{"v":4891.9,"d":"4892"},1.5,{"$f":"IF($G1309=10,1.08,IF($G1309=11,1.1,IF($G1309=15,1.08,IF($G1309=16,1.1,IF($G1309=20,1.08,IF($G1309=21,1.05))))))","v":1.1},1.1,1.1,1913,3533,3835,4892,165,304,330,421,{"$f":"(($AG1309*(Y1309^$AH1309)*((($F1309-14.4)*$AI1309)/100))+($AJ1309*(Y1309^2)))*0.0098","v":{"v":0.3122884814744979,"d":"0.31"}},{"$f":"(($AG1309*(Z1309^$AH1309)*((($F1309-14.4)*$AI1309)/100))+($AJ1309*(Z1309^2)))*0.0098","v":{"v":0.9792338709007133,"d":"0.98"}},{"$f":"(($AG1309*(AA1309^$AH1309)*((($F1309-14.4)*$AI1309)/100))+($AJ1309*(AA1309^2)))*0.0098","v":{"v":1.1422415218620434,"d":"1.14"}},{"$f":"(($AG1309*(AB1309^$AH1309)*((($F1309-14.4)*$AI1309)/100))+($AJ1309*(AB1309^2)))*0.0098","v":{"v":1.8051385479062783,"d":"1.81"}},3.969E-4,1.7346,4,0.000574288,{"$f":"AK917*IF($G1309=10,1,IF($G1309=15,1,IF($G1309=20,1,(1-(($E1309-50)*0.005)))))","v":{"v":473.6,"d":"474"}},{"v":513.6,"d":"514"},{"v":655.2,"d":"655"},0.95,0.95,0.95,474,514,655,204,221,282,{"$f":"(($AG1309*(AT1309^$AH1309)*((($F1309-14.4)*$AI1309)/100))+($AJ1309*(AT1309^2)))*0.0098","v":{"v":0.4640491206916364,"d":"0.46"}},{"$f":"(($AG1309*(AU1309^$AH1309)*((($F1309-14.4)*$AI1309)/100))+($AJ1309*(AU1309^2)))*0.0098","v":{"v":0.5389435682872257,"d":"0.54"}},{"$f":"(($AG1309*(AV1309^$AH1309)*((($F1309-14.4)*$AI1309)/100))+($AJ1309*(AV1309^2)))*0.0098","v":{"v":0.8505866075420346,"d":"0.85"}},2.1,11,12.4,19.2,null,2813,null,{"v":0.68,"d":"68%"},null,null,0,11.2,13,21.85,null,1,1,1,474,{"$f":"AR1309/BP1309","v":514},{"$f":"AS1309/BQ1309","v":655},null,0,0,0,1]
["39016015",null,null,3,90,160,15,16.5,0,26,30,46.4,{"v":2713.6000000000004,"d":"2714"},{"v":3021.1783832091446,"d":"3021"},{"v":3225.612044188012,"d":"3226"},{"v":4597.96,"d":"4598"},1.5,1.08,1.08,1.08,2714,3021,3226,4598,233,260,277,395,{"v":0.3173929045972491,"d":"0.32"},{"v":0.39255304944044445,"d":"0.39"},{"v":0.4438617891013007,"d":"0.44"},{"v":0.884247559188075,"d":"0.88"},0.0002083,1.724,2,0.000461829,{"$f":"AK918*IF($G1310=10,1,IF($G1310=15,1,IF($G1310=20,1,(1-(($E1310-50)*0.005)))))","v":{"v":412.4029788074249,"d":"412"}},{"v":440.3089942962018,"d":"440"},{"v":627.64,"d":"628"},1.01,1.01,1.01,412,440,628,177,189,270,{"v":0.18642121393254038,"d":"0.19"},{"v":0.2116425539248176,"d":"0.21"},{"v":0.4223624026580168,"d":"0.42"},1.6,11.5,12.8,19.6,null,3392,null,{"v":0.8,"d":"80%"},null,null,0,10,11.8,21.85,null,{"$f":"IF((237.3*LN(($AQ$1*EXP(17.27*($AM$3/($AM$3+237.3))))))/(17.27-LN(($AQ$1*EXP(17.27*($AM$3/($AM$3+237.3))))))<(($AM$1+$AM$2)/2),1,IF(1/(1+((2258*((0.622/((101325/(1*611*EXP(17.27*((($AM$1+$AM$2)/2)/((($AM$1+$AM$2)/2)+237.3))))))-1)*1000-(0.622/((101325/($AQ$1*611*EXP(17.27*($AM$3/($AM$3+237.3))))))-1)*1000))/(1005*((($AM$1+$AM$2)/2)-$AM$3))))>1,1,1/(1+((2258*((0.622/((101325/(1*611*EXP(17.27*((($AM$1+$AM$2)/2)/((($AM$1+$AM$2)/2)+237.3))))))-1)*1000-(0.622/((101325/($AQ$1*611*EXP(17.27*($AM$3/($AM$3+237.3))))))-1)*1000))/(1005*((($AM$1+$AM$2)/2)-$AM$3))))))","v":1},1,1,412,440,628,null,0,0,0,1]
["39016016",null,null,3,90,160,16,16.5,0,26,30,46.4,{"v":2824.7200000000003,"d":"2825"},{"v":4417.936888355559,"d":"4418"},{"v":4716.8848144627045,"d":"4717"},{"v":6723.7,"d":"6724"},1.5,1.1,1.1,1.1,2825,4418,4717,6724,243,380,406,578,{"v":0.9601258007415264,"d":"0.96"},{"v":2.304157087904469,"d":"2.30"},{"v":2.623365321816255,"d":"2.62"},{"v":5.246640893495311,"d":"5.25"},0.0002083,1.724,4,1.392796E-3,{"$f":"AK919*IF($G1311=10,1,IF($G1311=15,1,IF($G1311=20,1,(1-(($E1311-50)*0.005)))))","v":{"v":540.8000000000001,"d":"541"}},{"v":577.6,"d":"578"},824,0.95,0.95,0.95,541,578,824,233,249,354,{"v":0.8843823314380981,"d":"0.88"},{"v":1.007038863926036,"d":"1.01"},{"v":2.0053499906797914,"d":"2.01"},3.2,11.5,12.8,19.6,null,4154,null,{"v":0.68,"d":"68%"},null,null,0,10,11.8,21.85,null,1,1,1,541,578,824,null,0,0,0,1]
["39016020",null,null,3,90,160,20,21.5,0,26,30,46.4,{"v":3784.8,"d":"3785"},{"v":4165.887726998767,"d":"4166"},{"v":4522.2727563025155,"d":"4522"},{"v":5768.04,"d":"5768"},1.5,1.08,1.08,1.08,3785,4166,4522,5768,326,358,389,496,{"v":0.46964867766553314,"d":"0.47"},{"v":0.5639754157614939,"d":"0.56"},{"v":0.6634243449102452,"d":"0.66"},{"v":1.067440463456265,"d":"1.07"},0.0001276,1.7219,2,3.76611E-4,{"$f":"AK920*IF($G1312=10,1,IF($G1312=15,1,IF($G1312=20,1,(1-(($E1312-50)*0.005)))))","v":{"v":514.838906684732,"d":"515"}},{"v":558.8825513697349,"d":"559"},{"v":712.84,"d":"713"},0.95,0.95,0.95,515,559,713,221,240,307,{"v":0.2198966130933455,"d":"0.22"},{"v":0.2582722974998709,"d":"0.26"},{"v":0.4176556738231726,"d":"0.42"},2.1,11.5,12.8,19.6,null,4731,null,{"v":0.8,"d":"80%"},null,null,0,10,11.8,21.85,null,1,1,1,515,559,713,null,0,0,0,1]
["39016021",null,null,3,90,160,21,21.5,0,26,30,46.4,{"v":4825.6,"d":"4826"},{"v":5689.668246080718,"d":"5690"},{"v":6074.6702425752,"d":"6075"},{"v":8659.16,"d":"8659"},1.5,1.05,1.05,1.05,4826,5690,6075,8659,415,489,522,745,{"v":1.1024640647267059,"d":"1.10"},{"v":1.516156598549864,"d":"1.52"},{"v":1.721314141488552,"d":"1.72"},{"v":3.439351711993359,"d":"3.44"},0.0001276,1.7219,4,0.000514201,{"$f":"AK921*IF($G1313=10,1,IF($G1313=15,1,IF($G1313=20,1,(1-(($E1313-50)*0.005)))))","v":{"v":590.4267081206754,"d":"590"}},{"v":630.3790307480464,"d":"630"},{"v":898.576,"d":"899"},0.85,0.85,0.85,590,630,899,254,271,387,{"v":0.42584228809686814,"d":"0.43"},{"v":0.4827048888367089,"d":"0.48"},{"v":0.9627182669075817,"d":"0.96"},4.3,11.5,12.8,19.6,null,6032,null,{"v":0.8,"d":"80%"},null,null,0,10,11.8,21.85,null,1,1,1,590,630,899,null,0,0,0,1]
["39018010",null,null,3,90,180,10,11.5,0,26,30,46,{"v":2217.6,"d":"2218"},{"v":2970.687803991788,"d":"2971"},{"v":3224.825392294156,"d":"3225"},{"v":4113.18,"d":"4113"},1.5,1.08,1.08,1.08,2218,2971,3225,4113,191,256,277,354,{"v":0.24792609965652934,"d":"0.25"},{"v":0.4297192751285923,"d":"0.43"},{"v":0.498413628060751,"d":"0.50"},{"v":0.7911530543956264,"d":"0.79"},3.969E-4,1.7346,2,0.000367347,{"$f":"AK922*IF($G1314=10,1,IF($G1314=15,1,IF($G1314=20,1,(1-(($E1314-50)*0.005)))))","v":{"v":411.848013786967,"d":"412"}},{"v":447.08095237792156,"d":"447"},{"v":570.24,"d":"570"},0.98,0.98,0.98,412,447,570,177,192,245,{"v":0.21495642722836134,"d":"0.21"},{"v":0.25036580839638034,"d":"0.25"},{"v":0.3956646711323137,"d":"0.40"},1.2,12.2,13.7,22,null,2464,null,{"v":0.9,"d":"90%"},null,null,0,10.9,12.7,21.85,null,1,1,1,412,447,570,null,0,0,0,1]
["39018011",null,null,3,90,180,11,11.5,0,26,30,46,{"v":2151.52,"d":"2152"},{"v":4030.7284303866513,"d":"4031"},{"v":4375.55079813051,"d":"4376"},{"v":5580.9,"d":"5581"},1.5,1.1,1.1,1.1,2152,4031,4376,5581,185,347,376,480,{"v":0.41324856546734773,"d":"0.41"},{"v":1.334539960528933,"d":"1.33"},{"v":1.55066969833801,"d":"1.55"},{"v":2.449906756699255,"d":"2.45"},3.969E-4,1.7346,4,0.000574288,{"$f":"AK923*IF($G1315=10,1,IF($G1315=15,1,IF($G1315=20,1,(1-(($E1315-50)*0.005)))))","v":{"v":540.0825089888181,"d":"540"}},{"v":586.2857034592289,"d":"586"},{"v":747.792,"d":"748"},0.95,0.95,0.95,540,586,748,232,252,322,{"v":0.6296631683816676,"d":"0.63"},{"v":0.7345369670163056,"d":"0.73"},{"v":1.1605072842899384,"d":"1.16"},2.4,12.2,13.7,22,null,3164,null,{"v":0.68,"d":"68%"},null,null,0,10.9,12.7,21.85,null,1,1,1,540,586,748,null,0,0,0,1]
["39018015",null,null,3,90,180,15,16.5,0,26,30,46.4,{"v":3052.8,"d":"3053"},{"v":3233.3460619053994,"d":"3233"},{"v":3452.1364439366635,"d":"3452"},{"v":4920.86,"d":"4921"},1.5,1.08,1.08,1.08,3053,3233,3452,4921,263,278,297,423,{"v":0.41351740079505866,"d":"0.41"},{"v":0.46032647442822744,"d":"0.46"},{"v":0.523117686907794,"d":"0.52"},{"v":1.0377569514621654,"d":"1.04"},0.0002083,1.724,2,0.000461829,{"v":420.6820520547858,"d":"421"},{"v":449.14828645115074,"d":"449"},{"v":640.24,"d":"640"},1.01,1.01,1.01,421,449,640,181,193,275,{"v":0.2010263623163458,"d":"0.20"},{"v":0.22751208445626886,"d":"0.23"},{"v":0.45076939507650016,"d":"0.45"},1.8,11.5,12.8,19.6,null,3816,null,{"v":0.8,"d":"80%"},null,null,0,10,11.8,21.85,null,1,1,1,421,449,640,null,0,0,0,1]
["39018016",null,null,3,90,180,16,16.5,0,26,30,46.4,{"v":3177.6400000000003,"d":"3178"},{"v":4843.454970497693,"d":"4843"},{"v":5171.196369982144,"d":"5171"},{"v":7371.3,"d":"7371"},1.5,1.1,1.1,1.1,3178,4843,5171,7371,273,417,445,634,{"v":1.2315554201626615,"d":"1.23"},{"v":2.818265753607106,"d":"2.82"},{"v":3.2004400554381953,"d":"3.20"},{"v":6.402336385379058,"d":"6.40"},0.0002083,1.724,4,1.392796E-3,{"$f":"AK925*IF($G1317=10,1,IF($G1317=15,1,IF($G1317=20,1,(1-(($E1317-50)*0.005)))))","v":{"v":549.0471115471995,"d":"549"}},{"v":586.1994067202636,"d":"586"},{"v":835.6,"d":"836"},0.95,0.95,0.95,549,586,836,236,252,359,{"v":0.9269171661796206,"d":"0.93"},{"v":1.0534510929149468,"d":"1.05"},{"v":2.1027210065613033,"d":"2.10"},3.6,11.5,12.8,19.6,null,4673,null,{"v":0.68,"d":"68%"},null,null,0,10,11.8,21.85,null,1,1,1,549,586,836,null,0,0,0,1]
["39018020",null,null,3,90,180,20,21.5,0,26,30,46.4,{"v":4258.400000000001,"d":"4258"},{"v":4497.827519255519,"d":"4498"},{"v":4882.609466657616,"d":"4883"},{"v":6227.64,"d":"6228"},1.5,1.08,1.08,1.08,4258,4498,4883,6228,366,387,420,536,{"v":0.6018578069798198,"d":"0.60"},{"v":0.6710552050022549,"d":"0.67"},{"v":0.7872433408560319,"d":"0.79"},{"v":1.2676087797406754,"d":"1.27"},0.0001276,1.7219,2,3.76611E-4,{"$f":"AK926*IF($G1318=10,1,IF($G1318=15,1,IF($G1318=20,1,(1-(($E1318-50)*0.005)))))","v":{"v":526.1057925837863,"d":"526"}},{"v":571.1133013295686,"d":"571"},{"v":728.44,"d":"728"},0.95,0.95,0.95,526,571,728,226,246,313,{"v":0.2353603329381103,"d":"0.24"},{"v":0.2775665618325251,"d":"0.28"},{"v":0.44366421223291913,"d":"0.44"},2.4,11.5,12.8,19.6,null,5323,null,{"v":0.8,"d":"80%"},null,null,0,10,11.8,21.85,null,1,1,1,526,571,728,null,0,0,0,1]
["39018021",null,null,3,90,180,21,21.5,0,26,30,46.4,{"v":5428.8,"d":"5429"},{"v":6016.757346282005,"d":"6017"},{"v":6423.892435808023,"d":"6424"},{"v":9156.96,"d":"9157"},1.5,1.05,1.05,1.05,5429,6017,6424,9157,467,517,552,788,{"v":1.4259468895379601,"d":"1.43"},{"v":1.7364585854055543,"d":"1.74"},{"v":1.9715108987105545,"d":"1.97"},{"v":3.93391193270787,"d":"3.93"},0.0001276,1.7219,4,0.000514201,{"$f":"AK927*IF($G1319=10,1,IF($G1319=15,1,IF($G1319=20,1,(1-(($E1319-50)*0.005)))))","v":{"v":600.09876829537,"d":"600"}},{"v":640.7055688846217,"d":"641"},{"v":913.2960000000002,"d":"913"},0.85,0.85,0.85,600,641,913,258,276,393,{"v":0.4531242043591694,"d":"0.45"},{"v":0.5160537437985918,"d":"0.52"},{"v":1.0212249916105052,"d":"1.02"},4.8,11.5,12.8,19.6,null,6786,null,{"v":0.8,"d":"80%"},null,null,0,10,11.8,21.85,null,1,1,1,600,641,913,null,0,0,0,1]
["39020010",null,null,3,90,200,10,11.5,0,26,30,46.5,{"v":2464.2000000000003,"d":"2464"},{"v":3259.5785648750903,"d":"3260"},{"v":3552.8677924068675,"d":"3553"},{"v":4620.98,"d":"4621"},1.5,1.08,1.08,1.08,2464,3260,3553,4621,212,280,306,397,{"v":0.31839322337808124,"d":"0.32"},{"v":0.5359604913845153,"d":"0.54"},{"v":0.6330595444338595,"d":"0.63"},{"v":1.0323113448799708,"d":"1.03"},3.969E-4,1.7346,2,0.000367347,{"$f":"AK928*IF($G1320=10,1,IF($G1320=15,1,IF($G1320=20,1,(1-(($E1320-50)*0.005)))))","v":{"v":451.89903695786995,"d":"452"}},{"v":492.55985148767917,"d":"493"},{"v":640.64,"d":"641"},0.98,0.98,0.98,452,493,641,194,212,276,{"v":0.26974633951173027,"d":"0.27"},{"v":0.31839322337808124,"d":"0.32"},{"v":0.5216999291195293,"d":"0.52"},1.3,13.4,14.8,24,null,2738,null,{"v":0.9,"d":"90%"},null,null,0,10.7,12.5,21.85,null,1,1,1,452,493,641,null,0,0,0,1]
["39020011",null,null,3,90,200,11,11.5,0,26,30,46.5,{"v":2390.88,"d":"2391"},{"v":4422.705063408698,"d":"4423"},{"v":4820.649682883678,"d":"4821"},{"v":6269.9,"d":"6270"},1.5,1.1,1.1,1.1,2391,4423,4821,6270,206,380,415,539,{"v":0.5368053399114631,"d":"0.54"},{"v":1.6745484974017948,"d":"1.67"},{"v":1.973465693031688,"d":"1.97"},{"v":3.215429543480531,"d":"3.22"},3.969E-4,1.7346,4,0.000574288,{"$f":"AK929*IF($G1321=10,1,IF($G1321=15,1,IF($G1321=20,1,(1-(($E1321-50)*0.005)))))","v":{"v":592.8000000000001,"d":"593"}},{"v":645.6,"d":"646"},840,0.95,0.95,0.95,593,646,840,255,278,361,{"v":0.7974114228637882,"d":"0.80"},{"v":0.9361262845855077,"d":"0.94"},{"v":1.5219412146633173,"d":"1.52"},2.7,13.4,14.8,24,null,3516,null,{"v":0.68,"d":"68%"},null,null,0,10.7,12.5,21.85,null,1,1,1,593,646,840,null,0,0,0,1]
["39020015",null,null,3,90,200,15,16.5,0,26,30,47.1,3392,{"v":3875.4624109054007,"d":"3875"},{"v":4083.4735576056296,"d":"4083"},{"v":5893.16,"d":"5893"},1.5,1.08,1.08,1.08,3392,3875,4083,5893,292,333,351,507,{"v":0.5207460406527611,"d":"0.52"},{"v":0.6710038545041404,"d":"0.67"},{"v":0.7427948904408519,"d":"0.74"},{"v":1.5124900662854772,"d":"1.51"},0.0002083,1.724,2,0.000461829,{"$f":"AK930*IF($G1322=10,1,IF($G1322=15,1,IF($G1322=20,1,(1-(($E1322-50)*0.005)))))","v":{"v":529.0161783879516,"d":"529"}},{"v":557.4105350406697,"d":"557"},{"v":804.44,"d":"804"},1.01,1.01,1.01,529,557,804,227,240,346,{"v":0.3205762003800503,"d":"0.32"},{"v":0.35685612106712633,"d":"0.36"},{"v":0.7224973981588986,"d":"0.72"},{"v":2,"d":"2.0"},13.2,14.7,23.5,null,4240,null,{"v":0.8,"d":"80%"},null,null,0,10,11.4,21.85,null,1,1,1,529,557,804,null,0,0,0,1]
["39020016",null,null,3,90,200,16,16.5,0,26,30,47.1,{"v":3530.5600000000004,"d":"3531"},{"v":5667.175576169572,"d":"5667"},{"v":5971.354939858758,"d":"5971"},{"v":8617.7,"d":"8618"},1.5,1.1,1.1,1.1,3531,5667,5971,8618,304,487,514,741,{"v":1.5505092287131501,"d":"1.55"},{"v":3.888622963494634,"d":"3.89"},{"v":4.321030968910121,"d":"4.32"},{"v":8.837762361634432,"d":"8.84"},0.0002083,1.724,4,1.392796E-3,{"$f":"AK931*IF($G1323=10,1,IF($G1323=15,1,IF($G1323=20,1,(1-(($E1323-50)*0.005)))))","v":{"v":694.4000000000001,"d":"694"}},{"v":731.2,"d":"731"},1056,0.95,0.95,0.95,694,731,1056,298,314,454,{"v":1.491441462445297,"d":"1.49"},{"v":1.6514513925414656,"d":"1.65"},{"v":3.390548301762326,"d":"3.39"},{"v":4,"d":"4.0"},13.2,14.7,23.5,null,5192,null,{"v":0.68,"d":"68%"},null,null,0,10,11.4,21.85,null,1,1,1,694,731,1056,null,0,0,0,1]
["39020020",null,null,3,90,200,20,21.5,0,26,30,47.1,{"v":4731.2,"d":"4731"},{"v":5214.8121821672385,"d":"5215"},{"v":5684.028740747025,"d":"5684"},{"v":7392.84,"d":"7393"},1.5,1.08,1.08,1.08,4731,5215,5684,7393,407,448,489,636,{"v":0.7559676631693704,"d":"0.76"},{"v":0.9113328187919115,"d":"0.91"},{"v":1.0808827382560606,"d":"1.08"},{"v":1.804767358434455,"d":"1.80"},0.0001276,1.7219,2,3.76611E-4,{"$f":"AK932*IF($G1324=10,1,IF($G1324=15,1,IF($G1324=20,1,(1-(($E1324-50)*0.005)))))","v":{"v":644.4696492978713,"d":"644"}},{"v":702.4575154739061,"d":"702"},{"v":913.64,"d":"914"},{"$f":"IF($G1324=10,0.98,IF($G1324=11,0.95,IF($G1324=15,1.01,IF($G1324=16,0.95,IF($G1324=20,0.95,IF($G1324=21,0.85))))))","v":0.95},0.95,0.95,644,702,914,277,302,393,{"v":0.3577306705443238,"d":"0.36"},{"v":0.42311312971539766,"d":"0.42"},{"v":0.7061733139065255,"d":"0.71"},2.7,13.2,14.7,23.5,null,5914,null,{"v":0.8,"d":"80%"},null,null,0,10,11.4,21.85,null,1,1,1,644,702,914,null,0,0,0,1]
["39020021",null,null,3,90,200,21,21.5,0,26,30,47.1,6032,{"v":7298.508271062735,"d":"7299"},{"v":7690.247607868787,"d":"7690"},{"v":11098.36,"d":"11098"},1.5,1.05,1.05,1.05,6032,7299,7690,11098,519,628,661,954,{"v":1.7968583539166012,"d":"1.80"},{"v":2.597637103013336,"d":"2.60"},{"v":2.8682489622749725,"d":"2.87"},{"v":5.839944747903367,"d":"5.84"},0.0001276,1.7219,4,0.000514201,{"$f":"AK933*IF($G1325=10,1,IF($G1325=15,1,IF($G1325=20,1,(1-(($E1325-50)*0.005)))))","v":{"v":757.3788182893569,"d":"757"}},{"v":798.0302863659181,"d":"798"},{"v":1151.696,"d":"1152"},0.85,0.85,0.85,757,798,1152,326,343,495,{"v":0.7328868878669327,"d":"0.73"},{"v":0.8082492999989688,"d":"0.81"},{"v":1.6398162021031533,"d":"1.64"},5.3,13.2,14.7,23.5,null,7540,null,{"v":0.8,"d":"80%"},null,null,0,10,11.4,21.85,null,1,1,1,757,798,1152,null,0,0,0,1]
["39022010",null,null,3,90,220,10,11.5,0,26,30,46.9,{"v":2710.8,"d":"2711"},{"v":3560.7045070849035,"d":"3561"},{"v":3890.5075371280445,"d":"3891"},{"v":5128.78,"d":"5129"},1.5,1.08,1.08,1.08,2711,3561,3891,5129,233,306,335,441,{"v":0.39979100622530295,"d":"0.40"},{"v":0.6649528513575944,"d":"0.66"},{"v":0.7876316236324602,"d":"0.79"},{"v":1.3181530375289372,"d":"1.32"},3.969E-4,1.7346,2,0.000367347,{"$f":"AK934*IF($G1326=10,1,IF($G1326=15,1,IF($G1326=20,1,(1-(($E1326-50)*0.005)))))","v":{"v":493.6463121283521,"d":"494"}},{"v":539.3693001453611,"d":"539"},{"v":711.04,"d":"711"},0.98,0.98,0.98,494,539,711,212,232,306,{"v":0.3352676626465814,"d":"0.34"},{"v":0.39659808957963044,"d":"0.40"},{"v":0.6649528513575944,"d":"0.66"},1.5,13.4,14.8,24,null,3012,null,{"v":0.9,"d":"90%"},null,null,0,10.5,12.3,21.85,null,1,1,1,494,539,711,null,0,0,0,1]
["39022011",null,null,3,90,220,11,11.5,0,26,30,46.9,{"v":2630.2400000000002,"d":"2630"},{"v":4831.282799097083,"d":"4831"},{"v":5278.770565343093,"d":"5279"},{"v":6958.9,"d":"6959"},1.5,1.1,1.1,1.1,2630,4831,5279,6959,226,415,454,598,{"v":0.6750952564553665,"d":"0.68"},{"v":2.0816746946687235,"d":"2.08"},{"v":2.4599536452154176,"d":"2.46"},{"v":4.108916430633029,"d":"4.11"},3.969E-4,1.7346,4,0.000574288,{"$f":"AK935*IF($G1327=10,1,IF($G1327=15,1,IF($G1327=20,1,(1-(($E1327-50)*0.005)))))","v":{"v":647.3498229501346,"d":"647"}},{"v":707.3092867815303,"d":"707"},{"v":932.432,"d":"932"},0.95,0.95,0.95,647,707,932,278,304,401,{"v":0.9901316942217048,"d":"0.99"},{"v":1.1684294283659524,"d":"1.17"},{"v":1.9530959353824595,"d":"1.95"},2.9,13.4,14.8,24,null,3868,null,{"v":0.68,"d":"68%"},null,null,0,10.5,12.3,21.85,null,1,1,1,647,707,932,null,0,0,0,1]
["39022015",null,null,3,90,220,15,16.5,0,26,30,47.8,{"v":3731.2000000000003,"d":"3731"},{"v":4302.556743974503,"d":"4303"},{"v":4481.798860349342,"d":"4482"},{"v":6540.76,"d":"6541"},1.5,1.08,1.08,1.08,3731,4303,4482,6541,321,370,385,563,{"v":0.642222258292211,"d":"0.64"},{"v":0.8442706466586654,"d":"0.84"},{"v":0.9114590625595987,"d":"0.91"},{"v":1.8978591317759046,"d":"1.90"},0.0002083,1.724,2,0.000461829,{"$f":"AK936*IF($G1328=10,1,IF($G1328=15,1,IF($G1328=20,1,(1-(($E1328-50)*0.005)))))","v":{"v":587.3162695604478,"d":"587"}},{"v":611.7835380711579,"d":"612"},{"v":892.84,"d":"893"},1.01,1.01,1.01,587,612,893,252,263,384,{"v":0.4032874859028843,"d":"0.40"},{"v":0.43778400702821296,"d":"0.44"},{"v":0.9069022344024595,"d":"0.91"},2.2,15.5,16.8,27.5,null,4664,null,{"v":0.8,"d":"80%"},null,null,0,10,11.1,21.85,null,1,1,1,587,612,893,null,0,0,0,1]
["39022016",null,null,3,90,220,16,16.5,0,26,30,47.8,{"v":3883.4800000000005,"d":"3883"},{"v":6291.725195404346,"d":"6292"},{"v":6553.83496101116,"d":"6554"},{"v":9564.7,"d":"9565"},1.5,1.1,1.1,1.1,3883,6292,6554,9565,334,541,564,823,{"v":1.8993220216730373,"d":"1.90"},{"v":4.859949006557038,"d":"4.86"},{"v":5.271221839350569,"d":"5.27"},{"v":11.028120296891252,"d":"11.03"},0.0002083,1.724,4,1.392796E-3,{"v":770.6865075680086,"d":"771"},{"v":802.7928780119266,"d":"803"},{"v":1171.6000000000001,"d":"1172"},0.95,0.95,0.95,771,803,1172,332,345,504,{"v":1.87726116745311,"d":"1.88"},{"v":2.0229091641039956,"d":"2.02"},{"v":4.23274286667844,"d":"4.23"},4.4,15.5,16.8,27.5,null,5711,null,{"v":0.68,"d":"68%"},null,null,0,10,11.1,21.85,null,1,1,1,771,803,1172,null,0,0,0,1]
["39022020",null,null,3,90,220,20,21.5,0,26,30,47.8,5204,{"v":5696.566249617518,"d":"5697"},{"v":6224.199139745616,"d":"6224"},{"v":8205.24,"d":"8205"},1.5,1.08,1.08,1.08,5204,5697,6224,8205,448,490,535,706,{"v":0.9297139550182814,"d":"0.93"},{"v":1.1066428651103115,"d":"1.11"},{"v":1.3128927046129348,"d":"1.31"},{"v":2.253132130729565,"d":"2.25"},0.0001276,1.7219,2,3.76611E-4,{"$f":"AK938*IF($G1330=10,1,IF($G1330=15,1,IF($G1330=20,1,(1-(($E1330-50)*0.005)))))","v":{"v":704.0069565012294,"d":"704"}},{"v":769.2141723663956,"d":"769"},{"v":1014.04,"d":"1014"},0.95,0.95,0.95,704,769,1014,303,331,436,{"v":0.4352139999072062,"d":"0.44"},{"v":0.5165738484716168,"d":"0.52"},{"v":0.8819313648082591,"d":"0.88"},2.9,15.5,16.8,27.5,null,6505,null,{"v":0.8,"d":"80%"},null,null,0,10,11.1,21.85,null,1,1,1,704,769,1014,null,0,0,0,{"$f":"IF(SUM(BV1330:BX1330)=0,1,0)","v":1}]
["39022021",null,null,3,90,220,21,21.5,0,26,30,47.8,{"v":6635.200000000001,"d":"6635"},{"v":8102.838488189164,"d":"8103"},{"v":8440.398224339186,"d":"8440"},{"v":12317.96,"d":"12318"},1.5,1.05,1.05,1.05,6635,8103,8440,12318,571,697,726,1059,{"v":2.2168433769809317,"d":"2.22"},{"v":3.2570253321888645,"d":"3.26"},{"v":3.523799431798829,"d":"3.52"},{"v":7.31370514880791,"d":"7.31"},0.0001276,1.7219,4,0.000514201,{"$f":"AK939*IF($G1331=10,1,IF($G1331=15,1,IF($G1331=20,1,(1-(($E1331-50)*0.005)))))","v":{"v":840.8455551535098,"d":"841"}},{"v":875.8747124240468,"d":"876"},{"v":1278.256,"d":"1278"},0.85,0.85,0.85,841,876,1278,362,377,550,{"v":0.9221713520893828,"d":"0.92"},{"v":0.9969894833652562,"d":"1.00"},{"v":2.062358887776655,"d":"2.06"},5.9,15.5,16.8,27.5,null,8294,null,{"v":0.8,"d":"80%"},null,null,0,10,11.1,21.85,null,1,1,1,841,876,1278,null,0,0,0,1]
["39024010",null,null,3,90,240,10,11.5,0,26,30,47.2,{"v":2957.4,"d":"2957"},{"v":3860.418873592543,"d":"3860"},{"v":4228.985567352769,"d":"4229"},{"v":5636.58,"d":"5637"},1.5,1.08,1.08,1.08,2957,3860,4229,5637,254,332,364,485,{"v":0.4926935271493976,"d":"0.49"},{"v":0.8112280684719688,"d":"0.81"},{"v":0.9631272119292901,"d":"0.96"},{"v":1.6465778870546586,"d":"1.65"},3.969E-4,1.7346,2,0.000367347,{"$f":"AK940*IF($G1332=10,1,IF($G1332=15,1,IF($G1332=20,1,(1-(($E1332-50)*0.005)))))","v":{"v":535.1978903129482,"d":"535"}},{"v":586.2949664073159,"d":"586"},{"v":781.44,"d":"781"},0.98,0.98,0.98,535,586,781,230,252,336,{"v":0.40968486620571454,"d":"0.41"},{"v":0.4855035182292864,"d":"0.49"},{"v":0.8295464687093747,"d":"0.83"},1.6,14.8,16.6,28,null,3286,null,{"v":0.9,"d":"90%"},null,null,0,10.4,12.2,21.85,null,1,1,1,535,586,781,null,0,0,0,1]
["39024011",null,null,3,90,240,11,11.5,0,26,30,47.2,{"v":2868.92,"d":"2869"},{"v":5237.945261727575,"d":"5238"},{"v":5738.028861571599,"d":"5738"},{"v":7647.9,"d":"7648"},1.5,1.1,1.1,1.1,2869,5238,5738,7648,247,450,493,658,{"v":0.8395847397595628,"d":"0.84"},{"v":2.5443263605089523,"d":"2.54"},{"v":3.0134634241110767,"d":"3.01"},{"v":5.151925284362496,"d":"5.15"},3.969E-4,1.7346,4,0.000574288,{"$f":"AK941*IF($G1333=10,1,IF($G1333=15,1,IF($G1333=20,1,(1-(($E1333-50)*0.005)))))","v":{"v":701.6,"d":"702"}},{"v":768.8000000000001,"d":"769"},{"v":1024.8,"d":"1025"},0.95,0.95,0.95,702,769,1025,302,331,441,{"v":1.216574976891383,"d":"1.22"},{"v":1.441129302919648,"d":"1.44"},{"v":2.450823677113505,"d":"2.45"},3.2,14.8,16.6,28,null,4219,null,{"v":0.68,"d":"68%"},null,null,0,10.4,12.2,21.85,null,1,1,1,702,769,1025,null,0,0,0,1]
["39024015",null,null,3,90,240,15,16.5,0,26,30,48.1,{"v":4070.4,"d":"4070"},{"v":4729.715265656896,"d":"4730"},{"v":4901.774324524634,"d":"4902"},{"v":7188.36,"d":"7188"},1.5,1.08,1.08,1.08,4070,4730,4902,7188,350,407,422,618,{"v":0.7784307314056416,"d":"0.78"},{"v":1.0402677068624975,"d":"1.04"},{"v":1.1152542227427753,"d":"1.12"},{"v":2.3255236596425677,"d":"2.33"},0.0002083,1.724,2,0.000461829,{"$f":"AK942*IF($G1334=10,1,IF($G1334=15,1,IF($G1334=20,1,(1-(($E1334-50)*0.005)))))","v":{"v":645.6251227363645,"d":"646"}},{"v":669.1118750586436,"d":"669"},{"v":981.24,"d":"981"},1.01,1.01,1.01,646,669,981,278,288,422,{"v":0.5003789920207736,"d":"0.50"},{"v":0.5354561461459616,"d":"0.54"},{"v":1.1152542227427753,"d":"1.12"},2.4,16.4,17.7,29.7,null,5088,null,{"v":0.8,"d":"80%"},null,null,0,10,10.9,21.85,null,1,1,1,646,669,981,null,0,0,0,1]
["39024016",null,null,3,90,240,16,16.5,0,26,30,48.1,{"v":4236.400000000001,"d":"4236"},{"v":6916.3686790875245,"d":"6916"},{"v":7167.974498648592,"d":"7168"},{"v":10511.7,"d":"10512"},1.5,1.1,1.1,1.1,4236,6916,7168,10512,364,595,616,904,{"v":2.287841544798195,"d":"2.29"},{"v":5.950589261856252,"d":"5.95"},{"v":6.366622732350354,"d":"6.37"},{"v":13.454619784961755,"d":"13.45"},0.0002083,1.724,4,1.392796E-3,{"$f":"AK943*IF($G1335=10,1,IF($G1335=15,1,IF($G1335=20,1,(1-(($E1335-50)*0.005)))))","v":{"v":847.2,"d":"847"}},{"v":878.4000000000001,"d":"878"},1288,0.95,0.95,0.95,847,878,1288,364,378,554,{"v":2.287841544798195,"d":"2.29"},{"v":2.461857140975623,"d":"2.46"},{"v":5.178057767172573,"d":"5.18"},4.8,16.4,17.7,29.7,null,6230,null,{"v":0.68,"d":"68%"},null,null,0,10,10.9,21.85,null,1,1,1,847,878,1288,null,0,0,0,1]
["39024020",null,null,3,90,240,20,21.5,0,26,30,48.1,{"v":5677.6,"d":"5678"},{"v":6176.062018327259,"d":"6176"},{"v":6765.710663484422,"d":"6766"},{"v":9017.64,"d":"9018"},1.5,1.08,1.08,1.08,5678,6176,6766,9018,488,531,582,776,{"v":1.119173777467787,"d":"1.12"},{"v":1.3184926701217123,"d":"1.32"},{"v":1.575520331332113,"d":"1.58"},{"v":2.756451557337142,"d":"2.76"},0.0001276,1.7219,2,3.76611E-4,{"$f":"AK944*IF($G1336=10,1,IF($G1336=15,1,IF($G1336=20,1,(1-(($E1336-50)*0.005)))))","v":{"v":763.2651731167613,"d":"763"}},{"v":836.1365714104334,"d":"836"},{"v":1114.44,"d":"1114"},0.95,0.95,0.95,763,836,1114,328,359,479,{"v":0.51827708039998,"d":"0.52"},{"v":0.6172723307370914,"d":"0.62"},{"v":1.0794747424565225,"d":"1.08"},3.2,16.4,17.7,29.7,null,7097,null,{"v":0.8,"d":"80%"},null,null,0,10,10.9,21.85,null,1,1,1,763,836,1114,null,0,0,0,1]
["39024021",null,null,3,90,240,21,21.5,0,26,30,48.1,{"v":7238.400000000001,"d":"7238"},{"v":8907.289589245136,"d":"8907"},{"v":9231.32175137468,"d":"9231"},{"v":13537.56,"d":"13538"},1.5,1.05,1.05,1.05,7238,8907,9231,13538,622,766,794,1164,{"v":2.6792055426010766,"d":"2.68"},{"v":4.001072919071332,"d":"4.00"},{"v":4.287778638628886,"d":"4.29"},{"v":8.974097369960258,"d":"8.97"},0.0001276,1.7219,4,0.000514201,{"$f":"AK945*IF($G1337=10,1,IF($G1337=15,1,IF($G1337=20,1,(1-(($E1337-50)*0.005)))))","v":{"v":924.3248363519715,"d":"924"}},{"v":957.9502138848635,"d":"958"},{"v":1404.816,"d":"1405"},0.85,0.85,0.85,924,958,1405,397,412,604,{"v":1.1309883683073365,"d":"1.13"},{"v":1.2143464412684668,"d":"1.21"},{"v":2.532024482622266,"d":"2.53"},6.4,16.4,17.7,29.7,null,9048,null,{"v":0.8,"d":"80%"},null,null,0,10,10.9,21.85,null,1,1,1,924,958,1405,null,0,0,0,1]
["39026010",null,null,3,90,260,10,11.5,0,26,30,47.8,{"v":3203.1,"d":"3203"},{"v":4178.178400000001,"d":"4178"},{"v":4608.285,"d":"4608"},{"v":6144.38,"d":"6144"},1.5,1.08,1.08,1.08,3203,4178,4608,6144,275,359,396,528,{"v":0.5976608909989917,"d":"0.60"},{"v":0.9806644219425941,"d":"0.98"},{"v":1.1770680299869807,"d":"1.18"},{"v":2.0125184153009763,"d":"2.01"},3.969E-4,1.7346,2,0.000367347,{"$f":"AK946*IF($G1338=10,1,IF($G1338=15,1,IF($G1338=20,1,(1-(($E1338-50)*0.005)))))","v":{"v":579.2512,"d":"579"}},{"v":638.88,"d":"639"},{"v":851.84,"d":"852"},0.98,0.98,0.98,579,639,852,249,275,366,{"v":0.4971168110898011,"d":"0.50"},{"v":0.5976608909989917,"d":"0.60"},{"v":1.0165350975712137,"d":"1.02"},1.7,16.2,18.6,31.4,null,3559,null,{"v":0.9,"d":"90%"},null,null,0,10.2,11.9,21.85,null,1,1,1,579,639,852,null,0,0,0,1]
["39026011",null,null,3,90,260,11,11.5,0,26,30,47.8,{"v":3108.28,"d":"3108"},{"v":5669.092000000001,"d":"5669"},{"v":6252.674999999999,"d":"6253"},{"v":8336.9,"d":"8337"},1.5,1.1,1.1,1.1,3108,5669,6253,8337,267,488,538,717,{"v":1.0195484300261703,"d":"1.02"},{"v":3.1003441376081904,"d":"3.10"},{"v":3.713538422378124,"d":"3.71"},{"v":6.323975284639888,"d":"6.32"},3.969E-4,1.7346,4,0.000574288,{"v":759.60896,"d":"760"},{"v":837.804,"d":"838"},{"v":1117.072,"d":"1117"},0.95,0.95,0.95,760,838,1117,327,360,480,{"v":1.4806797755162824,"d":"1.48"},{"v":1.7677753648891372,"d":"1.77"},{"v":3.0070132280708757,"d":"3.01"},3.5,16.2,18.6,31.4,null,4571,null,{"v":0.68,"d":"68%"},null,null,0,10.2,11.9,21.85,null,1,1,1,760,838,1117,null,0,0,0,1]
["39026015",null,null,3,90,260,15,16.5,0,26,30,48.1,{"v":4409.6,"d":"4410"},{"v":4942.173331096107,"d":"4942"},{"v":5121.961948440478,"d":"5122"},{"v":7511.259999999999,"d":"7511"},1.5,1.08,1.08,1.08,4410,4942,5122,7511,379,425,440,646,{"v":0.9298438536891284,"d":"0.93"},{"v":1.1583081112063738,"d":"1.16"},{"v":1.2380335504785773,"d":"1.24"},{"v":2.5902194067464457,"d":"2.59"},0.0002083,1.724,2,0.000461829,{"$f":"AK948*IF($G1340=10,1,IF($G1340=15,1,IF($G1340=20,1,(1-(($E1340-50)*0.005)))))","v":{"v":653.9155272719298,"d":"654"}},{"v":677.7039621632169,"d":"678"},{"v":993.84,"d":"994"},1.01,1.01,1.01,654,678,994,281,292,427,{"v":0.5243818558017788,"d":"0.52"},{"v":0.5643390276130934,"d":"0.56"},{"v":1.168789990507164,"d":"1.17"},2.6,16.4,17.7,29.7,null,5512,null,{"v":0.8,"d":"80%"},null,null,0,10,10.9,21.85,null,1,1,1,654,678,994,null,0,0,0,1]
["39026016",null,null,3,90,260,16,16.5,0,26,30,48.1,4590,{"v":7342.469153471029,"d":"7342"},{"v":7609.576818167902,"d":"7610"},{"v":11159.300000000001,"d":"11159"},1.5,1.1,1.1,1.1,4590,7342,7610,11159,395,631,654,960,{"v":2.730457676480484,"d":"2.73"},{"v":6.781928065042703,"d":"6.78"},{"v":7.271111813509635,"d":"7.27"},{"v":15.35669336688914,"d":"15.36"},0.0002083,1.724,4,1.392796E-3,{"$f":"AK949*IF($G1341=10,1,IF($G1341=15,1,IF($G1341=20,1,(1-(($E1341-50)*0.005)))))","v":{"v":855.0960106683169,"d":"855"}},{"v":886.2030802013571,"d":"886"},{"v":1299.6000000000001,"d":"1300"},0.95,0.95,0.95,855,886,1300,368,381,559,{"v":2.3802282979902296,"d":"2.38"},{"v":2.54593139819579,"d":"2.55"},{"v":5.358484221921207,"d":"5.36"},5.2,16.4,17.7,29.7,null,6750,null,{"v":0.68,"d":"68%"},null,null,0,10,10.9,21.85,null,1,1,1,855,886,1300,null,0,0,0,1]
["39026020",null,null,3,90,260,20,21.5,0,26,30,48.1,{"v":6150.400000000001,"d":"6150"},{"v":6444.5232000000005,"d":"6445"},{"v":7107.93,"d":"7108"},{"v":9477.24,"d":"9477"},1.5,1.08,1.08,1.08,6150,6445,7108,9477,529,554,611,815,{"v":1.333339944004614,"d":"1.33"},{"v":1.4581371213480712,"d":"1.46"},{"v":1.7629893390377123,"d":"1.76"},{"v":3.0840089604891157,"d":"3.08"},0.0001276,1.7219,2,3.76611E-4,{"$f":"AK950*IF($G1342=10,1,IF($G1342=15,1,IF($G1342=20,1,(1-(($E1342-50)*0.005)))))","v":{"v":768.4272000000001,"d":"768"}},{"v":847.53,"d":"848"},{"v":1130.04,"d":"1130"},0.95,0.95,0.95,768,848,1130,330,365,486,{"v":0.5352679613494188,"d":"0.54"},{"v":0.6503212769466717,"d":"0.65"},{"v":1.131438641834318,"d":"1.13"},3.5,16.4,17.7,29.7,null,7688,null,{"v":0.8,"d":"80%"},null,null,0,10,10.9,21.85,null,{"$f":"IF((237.3*LN(($AQ$1*EXP(17.27*($AM$3/($AM$3+237.3))))))/(17.27-LN(($AQ$1*EXP(17.27*($AM$3/($AM$3+237.3))))))<(($AM$1+$AM$2)/2),1,IF(1/(1+((2258*((0.622/((101325/(1*611*EXP(17.27*((($AM$1+$AM$2)/2)/((($AM$1+$AM$2)/2)+237.3))))))-1)*1000-(0.622/((101325/($AQ$1*611*EXP(17.27*($AM$3/($AM$3+237.3))))))-1)*1000))/(1005*((($AM$1+$AM$2)/2)-$AM$3))))>1,1,1/(1+((2258*((0.622/((101325/(1*611*EXP(17.27*((($AM$1+$AM$2)/2)/((($AM$1+$AM$2)/2)+237.3))))))-1)*1000-(0.622/((101325/($AQ$1*611*EXP(17.27*($AM$3/($AM$3+237.3))))))-1)*1000))/(1005*((($AM$1+$AM$2)/2)-$AM$3))))))","v":1},1,1,768,848,1130,null,0,0,0,1]
["39026021",null,null,3,90,260,21,21.5,0,26,30,48.1,{"v":7841.6,"d":"7842"},{"v":9234.826365261362,"d":"9235"},{"v":9570.775056736626,"d":"9571"},{"v":14035.359999999999,"d":"14035"},1.5,1.05,1.05,1.05,7842,9235,9571,14035,674,794,823,1207,{"v":3.2012573591184923,"d":"3.20"},{"v":4.386263087795206,"d":"4.39"},{"v":4.699623379387812,"d":"4.70"},{"v":9.828773759743742,"d":"9.83"},0.0001276,1.7219,4,0.000514201,{"$f":"AK951*IF($G1343=10,1,IF($G1343=15,1,IF($G1343=20,1,(1-(($E1343-50)*0.005)))))","v":{"v":934.0101343490766,"d":"934"}},{"v":967.9879775751875,"d":"968"},{"v":1419.536,"d":"1420"},0.85,0.85,0.85,934,968,1420,402,416,611,{"v":1.1889622202851386,"d":"1.19"},{"v":1.2694165220620492,"d":"1.27"},{"v":2.651509402413625,"d":"2.65"},6.9,16.4,17.7,29.7,null,9802,null,{"v":0.8,"d":"80%"},null,null,0,10,10.9,21.85,null,1,1,1,934,968,1420,null,0,0,0,1]
["39028010",null,null,3,90,280,10,11.5,0,26,30,47.8,{"v":3449.7000000000003,"d":"3450"},{"v":4331.3824,"d":"4331"},{"v":4782.224916852138,"d":"4782"},{"v":6369.68,"d":"6370"},1.5,1.08,1.08,1.08,3450,4331,4782,6370,297,372,411,548,{"v":0.7197214406013659,"d":"0.72"},{"v":1.0925143603098122,"d":"1.09"},{"v":1.3146532792613241,"d":"1.31"},{"v":2.244829316332864,"d":"2.24"},3.969E-4,1.7346,2,0.000367347,{"$f":"AK952*IF($G1344=10,1,IF($G1344=15,1,IF($G1344=20,1,(1-(($E1344-50)*0.005)))))","v":{"v":587.6832,"d":"588"}},{"v":648.8536413352464,"d":"649"},{"v":864.24,"d":"864"},0.98,0.98,0.98,588,{"$f":"ROUND(AL1344*POWER(CF_cool,AO1344),0)","v":649},{"$f":"ROUND(AM1344*POWER(CF_cool,AP1344),0)","v":864},253,279,372,{"v":0.5349540342113627,"d":"0.53"},{"v":0.6410640057154129,"d":"0.64"},{"v":1.0925143603098122,"d":"1.09"},1.9,16.2,18.6,31.4,null,3833,null,{"v":0.9,"d":"90%"},null,null,0,10.2,11.9,21.85,null,1,1,1,588,649,864,null,0,0,0,1]
["39028011",null,null,3,90,280,11,11.5,0,26,30,47.8,{"v":3346.96,"d":"3347"},{"v":5976.860000000001,"d":"5977"},{"v":6598.976072058858,"d":"6599"},{"v":8789.5,"d":"8790"},1.5,1.1,1.1,1.1,3347,5977,6599,8790,288,514,568,756,{"v":1.2293415875272564,"d":"1.23"},{"v":3.5696256833176774,"d":"3.57"},{"v":4.292517537717698,"d":"4.29"},{"v":7.283663959314455,"d":"7.28"},3.969E-4,1.7346,4,0.000574288,{"v":764.8000000000001,"d":"765"},{"v":844.8000000000001,"d":"845"},{"v":1124.8,"d":"1125"},0.95,0.95,0.95,765,845,1125,329,363,484,{"v":1.5697399936932146,"d":"1.57"},{"v":1.8808232580881712,"d":"1.88"},{"v":3.1948091479955543,"d":"3.19"},3.7,16.2,18.6,31.4,null,4922,null,{"v":0.68,"d":"68%"},null,null,0,10.2,11.9,21.85,null,1,1,1,765,845,1125,null,0,0,0,1]
["39028015",null,null,3,90,280,15,16.5,0,26,30,48.9,{"v":4748.8,"d":"4749"},{"v":5583.9635634029,"d":"5584"},{"v":5708.947546820164,"d":"5709"},{"v":8483.56,"d":"8484"},1.5,1.08,1.08,1.08,4749,5584,5709,8484,408,480,491,730,{"v":1.0969230553422198,"d":"1.10"},{"v":1.4973769906672623,"d":"1.50"},{"v":1.5638277222676435,"d":"1.56"},{"v":3.3484388456827587,"d":"3.35"},0.0002083,1.724,2,0.000461829,{"$f":"AK954*IF($G1346=10,1,IF($G1346=15,1,IF($G1346=20,1,(1-(($E1346-50)*0.005)))))","v":{"v":762.2334450352322,"d":"762"}},{"v":779.2942605603806,"d":"779"},{"v":1158.04,"d":"1158"},1.01,1.01,1.01,762,779,1158,328,335,498,{"v":0.7227149213034564,"d":"0.72"},{"v":0.7524622664738284,"d":"0.75"},{"v":1.6068391234938044,"d":"1.61"},2.8,19.3,20.4,34.5,null,5936,null,{"v":0.8,"d":"80%"},null,null,0,10,10.6,21.85,null,1,1,1,762,779,1158,null,0,0,0,1]
["39028016",null,null,3,90,280,16,16.5,0,26,30,48.9,{"v":4942.92,"d":"4943"},{"v":8165.555118194174,"d":"8166"},{"v":8348.321999442087,"d":"8348"},{"v":12405.7,"d":"12406"},1.5,1.1,1.1,1.1,4943,8166,8348,12406,425,702,718,1067,{"v":3.202556136483818,"d":"3.20"},{"v":8.477489161189698,"d":"8.48"},{"v":8.856973254331871,"d":"8.86"},{"v":19.143477613141926,"d":"19.14"},{"$f":"IF($G1347=$CO$103,CP$103,IF($G1347=$CO$104,CP$104,IF($G1347=$CO$105,CP$105,IF($G1347=$CO$107,CP$107,IF($G1347=$CO$108,CP$108,IF($G1347=$CO$109,CP$109,IF($G1347=$CO$111,CP$111,IF($G1347=$CO$112,CP$112,IF($G1347=$CO$113,CP$113,IF($G1347=$CO$115,CP$115,IF($G1347=$CO$116,CP$116,IF($G1347=$CO$117,CP$117,IF($G1347=$CO$119,CP$119,IF($G1347=$CO$120,CP$120,))))))))))))))","v":0.0002083},{"$f":"IF($G1347=$CO$103,CQ$103,IF($G1347=$CO$104,CQ$104,IF($G1347=$CO$105,CQ$105,IF($G1347=$CO$107,CQ$107,IF($G1347=$CO$108,CQ$108,IF($G1347=$CO$109,CQ$109,IF($G1347=$CO$111,CQ$111,IF($G1347=$CO$112,CQ$112,IF($G1347=$CO$113,CQ$113,IF($G1347=$CO$115,CQ$115,IF($G1347=$CO$116,CQ$116,IF($G1347=$CO$117,CQ$117,IF($G1347=$CO$119,CQ$119,IF($G1347=$CO$120,CQ$120,))))))))))))))","v":1.724},{"$f":"IF($G1347=$CO$103,CR$103,IF($G1347=$CO$104,CR$104,IF($G1347=$CO$105,CR$105,IF($G1347=$CO$107,CR$107,IF($G1347=$CO$108,CR$108,IF($G1347=$CO$109,CR$109,IF($G1347=$CO$111,CR$111,IF($G1347=$CO$112,CR$112,IF($G1347=$CO$113,CR$113,IF($G1347=$CO$115,CR$115,IF($G1347=$CO$116,CR$116,IF($G1347=$CO$117,CR$117,IF($G1347=$CO$119,CR$119,IF($G1347=$CO$120,CR$120,))))))))))))))","v":4},{"$f":"IF($G1347=$CO$103,CS$103,IF($G1347=$CO$104,CS$104,IF($G1347=$CO$105,CS$105,IF($G1347=$CO$107,CS$107,IF($G1347=$CO$108,CS$108,IF($G1347=$CO$109,CS$109,IF($G1347=$CO$111,CS$111,IF($G1347=$CO$112,CS$112,IF($G1347=$CO$113,CS$113,IF($G1347=$CO$115,CS$115,IF($G1347=$CO$116,CS$116,IF($G1347=$CO$117,CS$117,IF($G1347=$CO$119,CS$119,IF($G1347=$CO$120,CS$120,))))))))))))))","v":1.392796E-3},{"$f":"AK955*IF($G1347=10,1,IF($G1347=15,1,IF($G1347=20,1,(1-(($E1347-50)*0.005)))))","v":1000},{"v":1022.4000000000001,"d":"1022"},1520,0.95,0.95,0.95,1000,1022,1520,430,439,654,{"v":3.275921723081395,"d":"3.28"},{"v":3.4100192093921895,"d":"3.41"},{"v":7.3878092647259885,"d":"7.39"},5.6,19.3,20.4,34.5,null,7269,null,{"v":0.68,"d":"68%"},null,null,0,10,10.6,21.85,null,1,1,1,1000,1022,1520,null,0,0,0,1]
["39028020",null,null,3,90,280,20,21.5,0,26,30,48.9,6624,{"v":7236.859200000001,"d":"7237"},{"v":7990.125366439738,"d":"7990"},{"v":10642.44,"d":"10642"},1.5,1.08,1.08,1.08,6624,7237,7990,10642,570,622,687,915,{"v":1.5686891037836328,"d":"1.57"},{"v":1.8574060664841625,"d":"1.86"},{"v":2.2516092472705127,"d":"2.25"},{"v":3.924864715604983,"d":"3.92"},0.0001276,1.7219,2,3.76611E-4,{"$f":"AK956*IF($G1348=10,1,IF($G1348=15,1,IF($G1348=20,1,(1-(($E1348-50)*0.005)))))","v":{"v":894.3632000000001,"d":"894"}},{"v":987.455178225689,"d":"987"},{"v":1315.24,"d":"1315"},0.95,0.95,0.95,894,987,1315,384,424,565,{"v":0.731424024445645,"d":"0.73"},{"v":0.885537105565082,"d":"0.89"},{"v":1.5421797125957473,"d":"1.54"},3.7,19.3,20.4,34.5,null,8280,null,{"v":0.8,"d":"80%"},null,null,0,10,10.6,21.85,null,1,1,1,894,987,1315,null,0,0,0,1]
["39028021",null,null,3,90,280,21,21.5,0,26,30,48.1,{"v":8444.800000000001,"d":"8445"},{"v":10516.06232539558,"d":"10516"},{"v":10751.439821034392,"d":"10751"},{"v":15976.76,"d":"15977"},1.5,1.05,1.05,1.05,8445,10516,10751,15977,726,904,925,1374,{"v":3.777040862818487,"d":"3.78"},{"v":5.75336682600242,"d":"5.75"},{"v":6.0128744748590695,"d":"6.01"},{"v":12.875842236012033,"d":"12.88"},0.0001276,1.7219,4,0.000514201,{"$f":"AK957*IF($G1349=10,1,IF($G1349=15,1,IF($G1349=20,1,(1-(($E1349-50)*0.005)))))","v":{"v":1009.4247165541242,"d":"1009"}},{"v":1032.0183313946002,"d":"1032"},{"v":1533.5908000000002,"d":"1534"},0.85,0.85,0.85,1009,1032,1534,434,444,660,{"v":1.4113881312092658,"d":"1.41"},{"v":1.4741232801294537,"d":"1.47"},{"v":3.1464062142245934,"d":"3.15"},7.5,19.3,20.4,34.5,null,10556,null,{"v":0.8,"d":"80%"},null,null,0,10,10.6,21.85,null,1,1,1,1009,1032,1534,null,0,0,0,1]
["39030010",null,null,3,90,300,10,11.5,0,26,30,47.8,{"v":3696.3,"d":"3696"},4485,4951,6595,1.5,1.08,1.08,1.08,3696,4485,4951,6595,318,386,426,567,{"v":0.8509079863440205,"d":"0.85"},{"v":1.2177662073499145,"d":"1.22"},{"v":1.4617936773822127,"d":"1.46"},{"v":2.4849401227056913,"d":"2.48"},3.969E-4,1.7346,2,0.000367347,{"$f":"AK958*IF($G1350=10,1,IF($G1350=15,1,IF($G1350=20,1,(1-(($E1350-50)*0.005)))))","v":595},658,877,0.98,0.98,0.98,595,658,877,256,283,377,{"v":0.5701465474524998,"d":"0.57"},{"v":0.6860282625282739,"d":"0.69"},{"v":1.1657237163109904,"d":"1.17"},{"v":2,"d":"2.0"},16.2,18.6,31.4,null,4107,null,{"v":0.9,"d":"90%"},null,null,0,10.2,11.9,21.85,null,1,1,1,595,658,877,null,0,0,0,1]
["39030011",null,null,3,90,300,11,11.5,0,26,30,47.8,{"v":3586.32,"d":"3586"},6285,6939,9242,1.5,1.1,1.1,1.1,3586,6285,6939,9242,308,541,597,795,{"v":1.4551211370898052,"d":"1.46"},{"v":4.094752670554713,"d":"4.09"},{"v":4.909435421762667,"d":"4.91"},{"v":8.329070145632567,"d":"8.33"},3.969E-4,1.7346,4,0.000574288,{"v":770.4000000000001,"d":"770"},{"v":850.4000000000001,"d":"850"},{"v":1132.8,"d":"1133"},0.95,0.95,0.95,770,850,1133,331,366,487,{"v":1.660415882907214,"d":"1.66"},{"v":1.9965311467222049,"d":"2.00"},{"v":3.3742426451719707,"d":"3.37"},{"v":4,"d":"4.0"},16.2,18.6,31.4,null,5274,null,{"v":0.68,"d":"68%"},null,null,0,10.2,11.9,21.85,null,1,1,1,770,850,1133,null,0,0,0,1]
["39030015",null,null,3,90,300,15,16.5,0,26,30,48.9,5088,5796,5926,8806,1.5,1.08,1.08,1.08,5088,5796,5926,8806,438,498,510,757,{"v":1.28572183047255,"d":"1.29"},{"v":1.643314411008639,"d":"1.64"},{"v":1.7198862695364554,"d":"1.72"},{"v":3.6657492733438,"d":"3.67"},0.0002083,1.724,2,0.000461829,{"$f":"AK960*IF($G1352=10,1,IF($G1352=15,1,IF($G1352=20,1,(1-(($E1352-50)*0.005)))))","v":771},788,1171,1.01,1.01,1.01,{"$f":"ROUND(AK1352*POWER(CF_cool,AN1352),0)","v":771},{"$f":"ROUND(AL1352*POWER(CF_cool,AO1352),0)","v":788},{"$f":"ROUND(AM1352*POWER(CF_cool,AP1352),0)","v":1171},{"$f":"ROUND(AQ1352*3600/(4186*ABS($AM$1-$AM$2)),0)","v":332},{"$f":"ROUND(AR1352*3600/(4186*ABS($AM$1-$AM$2)),0)","v":339},{"$f":"ROUND(AS1352*3600/(4186*ABS($AM$1-$AM$2)),0)","v":504},{"$f":"(($AG1352*(AT1352^$AH1352)*((($F1352-14.4)*$AI1352)/100))+($AJ1352*(AT1352^2)))*0.0098","v":{"v":0.7577735470005392,"d":"0.76"}},{"$f":"(($AG1352*(AU1352^$AH1352)*((($F1352-14.4)*$AI1352)/100))+($AJ1352*(AU1352^2)))*0.0098","v":{"v":0.7885146581335815,"d":"0.79"}},{"$f":"(($AG1352*(AV1352^$AH1352)*((($F1352-14.4)*$AI1352)/100))+($AJ1352*(AV1352^2)))*0.0098","v":{"v":1.6813903761483546,"d":"1.68"}},{"$f":"ROUND(IF(G1352=10,$CO$92*F1352,IF(G1352=11,$CO$93*F1352,IF(G1352=15,$CO$94*F1352,IF(G1352=16,$CO$95*F1352,IF(G1352=20,$CO$96*F1352,IF(G1352=21,$CO$97*F1352,)))))),1)","v":{"v":3,"d":"3.0"}},19.3,20.4,34.5,null,6360,null,{"v":0.8,"d":"80%"},null,null,0,10,10.6,21.85,null,1,1,1,771,788,1171,null,0,0,0,1]
["39030016",null,null,3,90,300,16,16.5,0,26,30,48.9,{"v":5295.84,"d":"5296"},8592,8784,13053,1.5,1.1,1.1,1.1,5296,8592,8784,13053,455,739,755,1123,{"v":3.7173161404498076,"d":"3.72"},{"v":9.511424585847427,"d":"9.51"},{"$f":"(($AG1353*(AA1353^$AH1353)*((($F1353-14.4)*$AI1353)/100))+($AJ1353*(AA1353^2)))*0.0098","v":{"v":9.915087794504403,"d":"9.92"}},{"$f":"(($AG1353*(AB1353^$AH1353)*((($F1353-14.4)*$AI1353)/100))+($AJ1353*(AB1353^2)))*0.0098","v":{"v":21.446070132548112,"d":"21.45"}},0.0002083,1.724,4,1.392796E-3,{"$f":"AK961*IF($G1353=10,1,IF($G1353=15,1,IF($G1353=20,1,(1-(($E1353-50)*0.005)))))","v":1008},{"v":1030.4,"d":"1030"},1532,0.95,0.95,0.95,1008,1030,1532,433,443,659,{"v":3.3776501812465103,"d":"3.38"},{"v":3.5300810973147945,"d":"3.53"},{"v":7.616140165264137,"d":"7.62"},{"v":6,"d":"6.0"},19.3,20.4,34.5,null,7788,null,{"v":0.68,"d":"68%"},null,null,0,10,10.6,21.85,null,1,1,1,1008,1030,1532,null,{"$f":"BR1353-AQ1353","v":0},{"$f":"BS1353-AR1353","v":0},{"$f":"BT1353-AS1353","v":0},{"$f":"IF(SUM(BV1353:BX1353)=0,1,0)","v":1}]
["39030020",null,null,3,90,300,20,21.5,0,26,30,48.9,{"$f":"IF($N1354-($BE1354*$BG1354)>100,$BE1354*$BG1354,$N1354-95)","v":{"v":7096.8,"d":"7097"}},7549,8335,11102,1.5,1.08,1.08,1.08,7097,7549,8335,11102,610,649,717,955,{"v":1.8199479741755478,"d":"1.82"},{"v":2.0514636214383453,"d":"2.05"},{"v":2.4873001829268433,"d":"2.49"},{"v":4.332436968161896,"d":"4.33"},0.0001276,1.7219,2,3.76611E-4,{"$f":"AK962*IF($G1354=10,1,IF($G1354=15,1,IF($G1354=20,1,(1-(($E1354-50)*0.005)))))","v":905},999,1331,0.95,0.95,0.95,905,999,1331,389,430,572,{"v":0.7643191951279811,"d":"0.76"},{"v":0.9270141780135613,"d":"0.93"},{"v":1.6073504963383516,"d":"1.61"},{"v":4,"d":"4.0"},19.3,20.4,34.5,null,8871,null,{"v":0.8,"d":"80%"},null,null,0,10,10.6,21.85,null,1,1,1,905,999,1331,null,{"$f":"BR1354-AQ1354","v":0},{"$f":"BS1354-AR1354","v":0},{"$f":"BT1354-AS1354","v":0},{"$f":"IF(SUM(BV1354:BX1354)=0,1,0)","v":1}]
["39030021",null,null,3,90,300,21,21.5,0,26,30,48.1,9048,10844,11086,16475,1.5,1.05,1.05,1.05,9048,10844,11086,16475,778,933,953,1417,{"v":4.408044249857183,"d":"4.41"},{"v":6.243209429183868,"d":"6.24"},{"v":6.502347653314121,"d":"6.50"},{"v":13.930846770207117,"d":"13.93"},0.0001276,1.7219,4,0.000514201,{"$f":"AK963*IF($G1355=10,1,IF($G1355=15,1,IF($G1355=20,1,(1-(($E1355-50)*0.005)))))","v":{"v":1174.4,"d":"1174"}},{"v":1200.8,"d":"1201"},{"v":1784.8000000000002,"d":"1785"},0.85,0.85,0.85,1174,1201,1785,505,516,768,{"v":1.9303113215184844,"d":"1.93"},{"v":2.0112953501156037,"d":"2.01"},{"v":4.300224371352982,"d":"4.30"},{"v":8,"d":"8.0"},19.3,20.4,34.5,null,11310,null,{"v":0.8,"d":"80%"},null,null,0,10,10.6,21.85,null,1,1,1,1174,1201,1785,null,0,0,0,1]
["5285111",null,null,5,28,51,11,13,0,26,30,41,1553,1648,1770,2136,1.5,1.1,1.1,1.1,{"$f":"ROUND(M1356*POWER(CF_heat,Q1356),0)","v":1553},{"$f":"ROUND(N1356*POWER(CF_heat,R1356),0)","v":1648},{"$f":"ROUND(O1356*POWER(CF_heat,S1356),0)","v":1770},{"$f":"ROUND(P1356*POWER(CF_heat,T1356),0)","v":2136},{"$f":"ROUND(U1356*3600/(4186*ABS($O$1-$O$2)),0)","v":134},{"$f":"ROUND(V1356*3600/(4186*ABS($O$1-$O$2)),0)","v":142},{"$f":"ROUND(W1356*3600/(4186*ABS($O$1-$O$2)),0)","v":152},{"$f":"ROUND(X1356*3600/(4186*ABS($O$1-$O$2)),0)","v":184},{"v":0.12892595303732884,"d":"0.13"},{"v":0.14430166810021147,"d":"0.14"},{"v":0.16470943426960433,"d":"0.16"},{"v":0.23884834529311233,"d":"0.24"},3.969E-4,1.7346,4,0.000574288,276,{"$f":"AL964*IF($G1356=10,1,IF($G1356=15,1,IF($G1356=20,1,(1-(($E1356-50)*0.005)))))","v":{"v":106.92436785072525,"d":"107"}},{"v":125.03040000000001,"d":"125"},0.95,0.95,0.95,276,107,125,119,46,54,{"v":0.10238098218786036,"d":"0.10"},{"v":0.016270717875639384,"d":"0.02"},{"v":0.022171790585869017,"d":"0.02"},0.7,0,0,0,null,99999,null,{"v":0.68,"d":"68%"},{"$nulls":7},1,1,1,276,107,125,null,0,0,0,1]
["5285116",null,null,5,28,51,16,18,0,26,30,null,1945,2040,2188,2936,1.5,{"$f":"IF($G1357=10,1.08,IF($G1357=11,1.1,IF($G1357=15,1.08,IF($G1357=16,1.1,IF($G1357=20,1.08,IF($G1357=21,1.05))))))","v":1.1},1.1,1.1,1945,2040,2188,2936,167,175,188,252,{"v":0.4009645671984159,"d":"0.40"},{"v":0.4400144870157653,"d":"0.44"},{"v":0.5073189875942515,"d":"0.51"},{"v":0.908046012951086,"d":"0.91"},0.0002083,1.724,4,1.392796E-3,{"$f":"AK965*IF($G1357=10,1,IF($G1357=15,1,IF($G1357=20,1,(1-(($E1357-50)*0.005)))))","v":{"v":163.79314138148936,"d":"164"}},{"v":175.2709098007627,"d":"175"},{"v":204.9504,"d":"205"},{"$f":"IF($G1357=10,0.98,IF($G1357=11,0.95,IF($G1357=15,1.01,IF($G1357=16,0.95,IF($G1357=20,0.95,IF($G1357=21,0.85))))))","v":0.95},0.95,0.95,164,175,205,71,75,88,{"v":0.0734520583127755,"d":"0.07"},{"v":0.08188365882567296,"d":"0.08"},{"v":0.11242676909132529,"d":"0.11"},{"v":1,"d":"1.0"},0,0,0,null,99999,null,{"v":0.68,"d":"68%"},{"$nulls":7},1,1,1,164,175,205,null,0,0,0,1]
["5288111",null,null,5,28,81,11,13,0,26,30,41.8,{"v":592.2800000000001,"d":"592"},1648,1770,2136,1.5,1.1,1.1,1.1,592,1648,1770,2136,51,142,152,184,{"v":0.024131248919514427,"d":"0.02"},{"v":0.16956250779415535,"d":"0.17"},{"v":0.19313533979419806,"d":"0.19"},{"v":0.27844344276746674,"d":"0.28"},3.969E-4,1.7346,4,0.000574288,276,296,358,0.95,0.95,0.95,276,296,358,119,127,154,{"v":0.12097324200872951,"d":"0.12"},{"v":0.13698047496903293,"d":"0.14"},{"v":0.1980269424915517,"d":"0.20"},1.1,6.3,6.8,9.1,null,871,null,{"v":0.68,"d":"68%"},{"$nulls":7},1,1,1,276,296,358,null,0,0,0,1]
["5288116",null,null,5,28,81,16,18,0,26,30,42.4,{"v":779.2800000000001,"d":"779"},2040,2188,2936,1.5,1.1,1.1,1.1,779,2040,2188,2936,67,175,188,252,{"v":0.06892112258993754,"d":"0.07"},{"v":0.45804857514344177,"d":"0.46"},{"v":0.5277243693311789,"d":"0.53"},{"v":0.9418611478264025,"d":"0.94"},0.0002083,1.724,4,1.392796E-3,312,335,450,0.95,0.95,0.95,312,335,450,134,144,194,{"v":0.27035706958500194,"d":"0.27"},{"v":0.31164059205815997,"d":"0.31"},{"v":0.561529969080927,"d":"0.56"},1.6,6,6.7,9,null,1146,null,{"v":0.68,"d":"68%"},{"$nulls":7},1,1,1,312,335,450,null,0,0,0,1]
["52810111",null,null,5,28,101,11,13,0,26,30,43,{"v":740.5200000000001,"d":"741"},2136,2301,2825,1.5,1.1,1.1,1.1,741,2136,2301,2825,64,184,198,243,{"v":0.04135380198558442,"d":"0.04"},{"v":0.3048401744170363,"d":"0.30"},{"v":0.350442725006766,"d":"0.35"},{"v":0.5174935833371983,"d":"0.52"},3.969E-4,1.7346,4,0.000574288,358,385,473,0.95,0.95,0.95,358,385,473,154,166,203,{"v":0.21741215668168737,"d":"0.22"},{"v":0.250691652963562,"d":"0.25"},{"v":0.3674652387500901,"d":"0.37"},1.3,7.8,8.7,12.2,null,1089,null,{"v":0.68,"d":"68%"},{"$nulls":7},1,1,1,358,385,473,null,0,0,0,1]
["52810116",null,null,5,28,101,16,18,0,26,30,44.1,{"v":974.44,"d":"974"},2630,2817,3883,1.5,1.1,1.1,1.1,974,2630,2817,3883,84,226,242,334,{"v":0.11099776804233262,"d":"0.11"},{"v":0.7780619472468926,"d":"0.78"},{"v":0.8903948451506588,"d":"0.89"},{"v":1.6813196556352927,"d":"1.68"},0.0002083,1.724,4,1.392796E-3,403,431,595,0.95,0.95,0.95,403,431,595,173,185,256,{"v":0.4595498663082167,"d":"0.46"},{"v":0.5244431784423453,"d":"0.52"},{"v":0.99482666804509,"d":"0.99"},{"v":2,"d":"2.0"},7,7.7,10.7,null,1433,null,{"$f":"IF(G1361=10,0.9,IF(G1361=11,0.68,IF(G1361=15,0.8,IF(G1361=16,0.68,IF(G1361=20,0.8,IF(G1361=21,0.8))))))","v":{"v":0.68,"d":"68%"}},{"$nulls":7},1,1,1,403,431,595,null,0,0,0,1]
["52812111",null,null,5,28,121,11,13,0,26,30,44,{"v":888.7600000000001,"d":"889"},2612,2822,3514,1.5,1.1,1.1,1.1,889,2612,2822,3514,76,225,243,302,{"v":0.06285919979313578,"d":"0.06"},{"v":0.4843622624076899,"d":"0.48"},{"v":0.5602567446858353,"d":"0.56"},{"v":0.8456089227748396,"d":"0.85"},3.969E-4,1.7346,4,0.000574288,437,473,589,0.95,0.95,0.95,437,473,589,188,203,253,{"v":0.3449590941052227,"d":"0.34"},{"v":0.3987677938698337,"d":"0.40"},{"v":0.6046868727964465,"d":"0.60"},1.6,8.9,9.9,14.8,null,1307,null,{"v":0.68,"d":"68%"},{"$nulls":7},1,1,1,437,473,589,null,0,0,0,1]
["52812116",null,null,5,28,121,16,18,0,26,30,44.8,{"v":1169.6000000000001,"d":"1170"},3242,3472,4830,1.5,1.1,1.1,1.1,1170,3242,3472,4830,101,279,299,415,{"v":0.16407931062408154,"d":"0.16"},{"v":1.205686690849399,"d":"1.21"},{"v":1.3816277718309136,"d":"1.38"},{"v":2.6347217059329786,"d":"2.63"},0.0002083,1.724,4,1.392796E-3,496,532,740,0.95,0.95,0.95,496,532,740,213,229,318,{"v":0.7091802197375164,"d":"0.71"},{"v":0.8176682219387925,"d":"0.82"},{"v":1.5597210297280768,"d":"1.56"},2.4,8.7,9.8,14.3,null,1720,null,{"v":0.68,"d":"68%"},{"$nulls":7},1,1,1,496,532,740,null,0,0,0,1]
["52814111",null,null,5,28,141,11,13,0,26,30,44.8,1037,3077,3333,4203,1.5,1.1,1.1,1.1,1037,3077,3333,4203,89,265,287,361,{"v":0.09198332395287333,"d":"0.09"},{"v":0.7098310938918584,"d":"0.71"},{"v":0.8248536532154706,"d":"0.82"},{"v":1.271289217136905,"d":"1.27"},3.969E-4,1.7346,4,0.000574288,515,558,704,0.95,0.95,0.95,515,558,704,221,240,303,{"v":0.50448449412014,"d":"0.50"},{"v":0.5890944227559735,"d":"0.59"},{"v":0.9136306690200477,"d":"0.91"},1.9,10.1,11.2,17.5,null,1525,null,{"v":0.68,"d":"68%"},{"$nulls":7},1,1,1,515,558,704,null,0,0,0,1]
["52814116",null,null,5,28,141,16,18,0,26,30,45.4,{"v":1364.0800000000002,"d":"1364"},3844,4117,5777,1.5,1.1,1.1,1.1,1364,3844,4117,5777,117,331,354,497,{"v":0.22486221419682453,"d":"0.22"},{"v":1.7237875255103219,"d":"1.72"},{"v":1.9668721615553901,"d":"1.97"},{"v":3.8317045424093488,"d":"3.83"},0.0002083,1.724,4,1.392796E-3,589,630,885,0.95,0.95,0.95,589,630,885,253,271,381,{"v":1.0173620151694787,"d":"1.02"},{"v":1.1641770634565047,"d":"1.16"},{"v":2.2723812487195203,"d":"2.27"},2.8,9.6,10.5,14.4,null,2006,null,{"v":0.68,"d":"68%"},{"$nulls":7},1,1,1,589,630,885,null,0,0,0,1]
["52818111",null,null,5,28,181,11,13,0,26,30,46,{"v":1332.8000000000002,"d":"1333"},4031,4376,5581,1.5,1.1,1.1,1.1,1333,4031,4376,5581,115,347,376,480,{"v":0.17173413540045096,"d":"0.17"},{"v":1.3385065994864653,"d":"1.34"},{"v":1.5552288915959547,"d":"1.56"},{"v":2.4568705875914008,"d":"2.46"},3.969E-4,1.7346,4,0.000574288,675,733,935,0.95,0.95,0.95,675,733,935,290,315,402,{"v":0.9573973417311893,"d":"0.96"},{"v":1.117182949251332,"d":"1.12"},{"v":1.7624788066717196,"d":"1.76"},2.4,12.2,13.7,22,null,1960,null,{"v":0.68,"d":"68%"},{"$nulls":7},1,1,1,675,733,935,null,0,0,0,1]
["52818116",null,null,5,28,181,16,18,0,26,30,46.4,{"v":1753.72,"d":"1754"},4843,5171,7371,1.5,1.1,1.1,1.1,1754,4843,5171,7371,151,417,445,634,{"v":0.3888816336781849,"d":"0.39"},{"v":2.820951653956719,"d":"2.82"},{"v":3.203444387938305,"d":"3.20"},{"v":6.407867048648468,"d":"6.41"},0.0002083,1.724,4,1.392796E-3,686,733,1045,0.95,0.95,0.95,686,733,1045,295,315,449,{"v":1.434229338383451,"d":"1.43"},{"v":1.630252918531698,"d":"1.63"},{"v":3.26003626385484,"d":"3.26"},3.6,11.5,12.8,19.6,null,2579,null,{"v":0.68,"d":"68%"},{"$nulls":7},1,1,1,686,733,1045,null,0,0,0,1]
["52824111",null,null,5,28,241,11,13,0,26,30,47.2,{"v":1777.5200000000002,"d":"1778"},5238,5738,7648,1.5,1.1,1.1,1.1,{"$f":"ROUND(M1368*POWER(CF_heat,Q1368),0)","v":1778},5238,5738,7648,153,450,493,658,{"$f":"(($AG1368*(Y1368^$AH1368)*((($F1368-14.4)*$AI1368)/100))+($AJ1368*(Y1368^2)))*0.0098","v":{"v":0.34891287402434723,"d":"0.35"}},{"v":2.550552654057308,"d":"2.55"},{"v":3.0207576537556404,"d":"3.02"},{"v":5.163960719619451,"d":"5.16"},3.969E-4,1.7346,4,0.000574288,877,961,1281,0.95,0.95,0.95,877,961,1281,377,413,551,{"v":1.8377891015174121,"d":"1.84"},{"v":2.175743454777023,"d":"2.18"},{"v":3.713277423478428,"d":"3.71"},3.2,14.8,16.6,28,null,2614,null,{"v":0.68,"d":"68%"},{"$nulls":7},1,1,1,877,961,1281,null,0,0,0,1]
["52824116",null,null,5,28,241,16,18,0,26,30,48.1,{"v":2338.52,"d":"2339"},6916,7168,10512,1.5,1.1,1.1,1.1,2339,6916,7168,10512,201,595,616,904,{"v":0.7244092700248477,"d":"0.72"},{"v":5.955546531996484,"d":"5.96"},{"v":6.371885479258092,"d":"6.37"},{"v":13.46481531271348,"d":"13.46"},0.0002083,1.724,4,1.392796E-3,1059,1098,1610,0.95,0.95,0.95,1059,1098,1610,455,472,692,{"v":3.533137612963958,"d":"3.53"},{"v":3.7944166745679446,"d":"3.79"},{"v":7.993604598031789,"d":"7.99"},4.8,16.4,17.7,29.7,null,3439,null,{"v":0.68,"d":"68%"},{"$nulls":7},1,1,1,1059,1098,1610,null,0,0,0,1]
[""]
[""]
[""]
[{"$f":"CONCATENATE(D1373,E1373,F1373,G1373)","v":""}]
[""]
[""]
[""]
[""]
[""]
[""]
[""]
[""]
[""]
[""]
[""]
[""]
[""]
[""]
[""]
[""]
[""]
[""]
[""]
[""]

{"sheet":"NL","index":2,"n_rows":22,"n_cols":10,"rows_kept":22,"hidden":true,"merged":[[0,1,0,5],[8,4,8,6],[9,4,9,6],[10,4,10,6],[12,2,12,3],[12,4,12,5],[12,6,13,6],[12,7,13,7],[12,8,13,8],[12,9,13,9],[14,0,14,1],[15,0,17,0]]}
[null,"Selectiontool Strada Hybrid"]
[]
[null,"Lengte",null,"mm","Invulformulier","Statisch toestel","rel. vocht.","Unit","Kopieer alle data"]
[null,"Hoogte",null,{"$f":"D3","v":"mm"},"Uitvoering","Hybrid toestel","Eenheidsstelsel","DBH set","SI-eenheden"]
[null,"Type",null,null,"Temperaturen","DBH rail type","Toestel",null,"Imperiale-eenheden"]
[null,"Diepte",null,{"$f":"D3","v":"mm"},"Indien de ventilatoren uitgeschakeld zijn, is de afgifte een indicatieve waarde.","Waterzijdig drukverlies"]
[]
[null,"Verwarmen:",{"$nulls":4},"Koelen:"]
[null,"Water aanvoer",null,null,{"$f":"B9","v":"Water aanvoer"},{"$nulls":3},{"$f":"D9","v":0}]
[null,"Water retour",null,{"$f":"D9","v":0},{"$f":"B10","v":"Water retour"},{"$nulls":3},{"$f":"D9","v":0}]
[null,"Ruimte (droge bol)",null,{"$f":"D9","v":0},{"$f":"B11","v":"Ruimte (droge bol)"},{"$nulls":3},{"$f":"D9","v":0}]
[]
[null,null,{"$f":"CONCATENATE(B8,\" \",C9,\"/\",C10,\"/\",C11)","v":"Verwarmen: //"},null,{"$f":"CONCATENATE(G8,\" \",H9,\"/\",H10,\"/\",H11)","v":"Koelen: //"},null,"Watervolume","Elektrisch verbruik [W]","Geluidsdrukniveau [dB(A)]****","Geluidsvermogen [dB(A)]****"]
[null,null,"Verwarmvermogen","Waterdebiet","Koelvermogen",{"$f":"D14","v":"Waterdebiet"}]
["Statisch (indicatieve waarde)"]
["EN16430","Ventilatorsnelheid "]
[null,"Ventilatorsnelheid 2"]
[null,"Ventilatorsnelheid 3"]
[null,"Stuurspanning [v]"]
["*","Koelvermogen is berekend volgens EN16430 met de ventilatoren naar boven blazend voor alle types."]
["**","Wanneer het watervolume in gallons wordt gegeven, zijn dit imperial gallons."]
["***","Geluidsvermogen volgens ISO 3741:2010, Voor het geluidsdrukniveau is er een aangenomen kamerdemping van 8 dB(A)."]

{"sheet":"EN","index":3,"n_rows":22,"n_cols":10,"rows_kept":22,"hidden":true,"merged":[[0,1,0,5],[8,4,8,6],[9,4,9,6],[10,4,10,6],[12,2,12,3],[12,4,12,5],[12,6,13,6],[12,7,13,7],[12,8,13,8],[12,9,13,9],[14,0,14,1],[15,0,17,0]]}
[null,"Selectiontool Strada Hybrid"]
[]
[null,"Length",null,"mm","Formulary","Static device","rel. humid.","Unit","Copy all data"]
[null,"Heigth",null,{"$f":"D3","v":"mm"},"Version","Hybrid device","Unit conversion","DBH set","SI-units"]
[null,"Type",null,null,"Temperatures","DBH rail type","Device",null,"Imperial-units"]
[null,"Depth",null,{"$f":"D3","v":"mm"},"If the fans are switched off, the output is an indicative value.","Water side pressure loss "]
[]
[null,"Heating:",{"$nulls":4},"Cooling:"]
[null,"Supply water",null,null,{"$f":"B9","v":"Supply water"},{"$nulls":3},{"$f":"D9","v":0}]
[null,"Return water",null,{"$f":"D9","v":0},{"$f":"B10","v":"Return water"},{"$nulls":3},{"$f":"D9","v":0}]
[null,"Entering air (dry bulb)",null,{"$f":"D9","v":0},{"$f":"B11","v":"Entering air (dry bulb)"},{"$nulls":3},{"$f":"D9","v":0}]
[]
[null,null,{"$f":"CONCATENATE(B8,\" \",C9,\"/\",C10,\"/\",C11)","v":"Heating: //"},null,{"$f":"CONCATENATE(G8,\" \",H9,\"/\",H10,\"/\",H11)","v":"Cooling: //"},null,"Water volume","Electrical consumption [W]","Sound pressure level [dB(A)]****","Sound power [dB(A)]****"]
[null,null,"Heating capacity","Water flow","Cooling capacity",{"$f":"D14","v":"Water flow"}]
["Fans off (indicative value)"]
["EN16430","Fan speed"]
[null,"Fan speed selection 2"]
[null,"Fan speed selection 3"]
[null,"Fan voltage [V]"]
["*","Cooling power is calcullated according EN16430 with fans blowing up for all heights."]
["**","When the water volume is given in gallons, the units are specifically imperial gallons."]
["***","Soundpower according to ISO 3741:2010, sound pressure level with assumed room damping of 8 dB(A)."]

{"sheet":"FR","index":4,"n_rows":22,"n_cols":10,"rows_kept":22,"hidden":true,"merged":[[0,1,0,5],[8,4,8,6],[9,4,9,6],[10,4,10,6],[12,2,12,3],[12,4,12,5],[12,6,13,6],[12,7,13,7],[12,8,13,8],[12,9,13,9],[14,0,14,1],[15,0,17,0]]}
[null,"Selectiontool Strada Hybrid"]
[]
[null,"Longeur",null,"mm","Formulaire","Appareil statique","hum. rel.","Unité","Copier toutes des données"]
[null,"Hauteur",null,{"$f":"D3","v":"mm"},"Version","Appareil Hybrid","Système unitaire","DBH set","Unités-SI"]
[null,"Type",null,null,"Températures","DBH rail type","Appareil",null,"Unités-Impériales"]
[null,"Profondeur",null,{"$f":"D3","v":"mm"},"Si les ventilateurs sont éteints, la sortie est une valeur indicative.","Perte de charge"]
[]
[null,"Chauffer:",{"$nulls":4},"Refroidir:"]
[null,"Entrée de l'eau",null,null,{"$f":"B9","v":"Entrée de l'eau"},{"$nulls":3},{"$f":"D9","v":0}]
[null,"Retour de l'eau",null,{"$f":"D9","v":0},{"$f":"B10","v":"Retour de l'eau"},{"$nulls":3},{"$f":"D9","v":0}]
[null,"Ambiante (bulbe sec)",null,{"$f":"D9","v":0},{"$f":"B11","v":"Ambiante (bulbe sec)"},{"$nulls":3},{"$f":"D9","v":0}]
[]
[null,null,{"$f":"CONCATENATE(B8,\" \",C9,\"/\",C10,\"/\",C11)","v":"Chauffer: //"},null,{"$f":"CONCATENATE(G8,\" \",H9,\"/\",H10,\"/\",H11)","v":"Refroidir: //"},null,"Volume d'eau","Puissance absorbée elec. [W]","Pression sonore [dB(A)]****","Puissance sonore [dB(A)]****"]
[null,null,"Puissance de chauffer","Débit d'eau","Puissance de refroidir",{"$f":"D14","v":"Débit d'eau"}]
["Ventilateur éteint (indicative)"]
["EN16430","Vitesse ventilateur "]
[null,"Vitesse du ventilateur 2"]
[null,"Vitesse du ventilateur 3"]
[null,"Tension ventilateur [V]"]
["*","La puissance de refroidissement est calculée selon EN 16430 avec des ventilateurs qui soufflent pour toutes les hauteurs."]
["**","Lorsque le volume d'eau est donné en gallons, ce sont des gallons impérial."]
["***","Puissance acoustique selon ISO 3741: 2010, niveau de pression acoustique avec un amortissement de la pièce supposé de 8 dB(A)."]

{"sheet":"DE","index":5,"n_rows":22,"n_cols":10,"rows_kept":22,"hidden":true,"merged":[[0,1,0,5],[8,4,8,6],[9,4,9,6],[10,4,10,6],[12,2,12,3],[12,4,12,5],[12,6,13,6],[12,7,13,7],[12,8,13,8],[12,9,13,9],[14,0,14,1],[15,0,17,0]]}
[null,"Selectiontool Strada Hybrid"]
[]
[null,"Länge",null,"mm","Eingabefelder","Statisches Gerät","rel. Luftf.","Unit","Kopieren Sie alle daten"]
[null,"Höhe",null,{"$f":"D3","v":"mm"},"Ausführung","Hybrid Gerät","Einheiten","DBH set","SI-einheiten"]
[null,"Typ",null,null,"Temperaturen","DBH rail typ","Gerät",null,"Imperiale-einheiten"]
[null,"Tiefe",null,{"$f":"D3","v":"mm"},"Wenn die Lüfter ausgeschaltet sind, ist der Ausgang ein Richtwert.","zug. wassers. Druckverlust"]
[]
[null,"Heizen:",{"$nulls":4},"Kühlen:"]
[null,"Vorlauf wasser",null,null,{"$f":"B9","v":"Vorlauf wasser"},{"$nulls":3},{"$f":"D9","v":0}]
[null,"Rücklauf wasser",null,{"$f":"D9","v":0},{"$f":"B10","v":"Rücklauf wasser"},{"$nulls":3},{"$f":"D9","v":0}]
[null,"Raum (trocken)",null,{"$f":"D9","v":0},{"$f":"B11","v":"Raum (trocken)"},{"$nulls":3},{"$f":"D9","v":0}]
[]
[null,null,{"$f":"CONCATENATE(B8,\" \",C9,\"/\",C10,\"/\",C11)","v":"Heizen: //"},null,{"$f":"CONCATENATE(G8,\" \",H9,\"/\",H10,\"/\",H11)","v":"Kühlen: //"},null,"Wasservolumen","Elektr. Leistung [W]","Schalldruckpegel [dB(A)]****","Schallleistungspegel [dB(A)]****"]
[null,null,"Heizleistung","Heizmittelstrom","Kühlleistung","Kühlmittelstrom"]
["Lüfter aus (richtwert)"]
["EN16430","Auslegungsstufe "]
[null,"Auslegungsstufe 2"]
[null,"Auslegungsstufe 3"]
[null,"Lufterspannung [V]"]
["*","Die Kühlleistung wird nach EN 16430 berechnet, wobei die Lüfter für alle Höhen hochgehen."]
["**","Wenn das Wasservolumen in Gallonen angegeben ist, sind dies imperiale Gallonen."]
["***","Schallleistung nach ISO 3741: 2010, Schalldruckpegel bei angenommener Raumdämpfung von 8 dB(A)."]

{"sheet":"NR","index":6,"n_rows":22,"n_cols":10,"rows_kept":22,"hidden":true,"merged":[[0,1,0,5],[8,4,8,6],[9,4,9,6],[10,4,10,6],[12,2,12,3],[12,4,12,5],[12,6,13,6],[12,7,13,7],[12,8,13,8],[12,9,13,9],[14,0,14,1],[15,0,17,0]]}
[null,"Selectiontool Strada Hybrid"]
[]
[null,"Lengde",null,"mm","Inngangsskjema","Statisk modell","rel. fuktighet","Unit","Kopier alle data"]
[null,"Høyde",null,{"$f":"D3","v":"mm"},"Versjon","Hybrid modell","Enhetssystem","DBH set","SI-enheter"]
[null,"Type",null,null,"Temperaturer","DBH rail type","Modell",null,"Imperiale-enheter"]
[null,"Bredde",null,{"$f":"D3","v":"mm"},"Hvis viftene er slått av, er utgangen en indikativ verdi.","Trykktap"]
[]
[null,"Varme:",{"$nulls":4},"Kjøling:"]
[null,"Tur vann",null,null,{"$f":"B9","v":"Tur vann"},{"$nulls":3},{"$f":"D9","v":0}]
[null,"Retur vann",null,0,{"$f":"B10","v":"Retur vann"},{"$nulls":3},{"$f":"D9","v":0}]
[null,"Rom (tørr pære)",null,0,{"$f":"B11","v":"Rom (tørr pære)"},{"$nulls":3},{"$f":"D9","v":0}]
[]
[null,null,{"$f":"CONCATENATE(B8,\" \",C9,\"/\",C10,\"/\",C11)","v":"Varme: //"},null,{"$f":"CONCATENATE(G8,\" \",H9,\"/\",H10,\"/\",H11)","v":"Kjøling: //"},null,"Vannvolum","Elektrisk effekt [W]","Lydtrykk [dB(A)]****","Lydeffekt [dB(A)]****"]
[null,null,"Varme effekt","Vannmengde","Kjøle effekt",{"$f":"D14","v":"Vannmengde"}]
["Lüfter aus (richtwert)"]
["EN16430","Styresignal"]
[null,"Auslegungsstufe 2"]
[null,"Auslegungsstufe 3"]
[null,"Viftespenning [V]"]
["*","Kjølekapasitet beregnes i henhold til EN16430 med viftene som blåser oppover for alle typer."]
["**","Når vannvolumet er gitt i gallon, er dette imperial gallons."]
["***","Lydeffekt i henhold til ISO 3741: 2010. For lydtrykknivået er det en antatt romdemping på 8 dB (A)."]

{"sheet":"SP","index":7,"n_rows":22,"n_cols":10,"rows_kept":22,"hidden":true,"merged":[[0,1,0,5],[8,4,8,6],[9,4,9,6],[10,4,10,6],[12,2,12,3],[12,4,12,5],[12,6,13,6],[12,7,13,7],[12,8,13,8],[12,9,13,9],[14,0,14,1],[15,0,17,0]]}
[null,"Selectiontool Strada Hybrid"]
[]
[null,"Longitud",null,"mm","Formulary","Dispositivo estático","Hum. Relativa","Unit","Copiar todos los datos"]
[null,"Altura",null,{"$f":"D3","v":"mm"},"Versión","Dispositivo Hybrid","Convers. de unidades","DBH set","Unidades-SI"]
[null,"Tipo",null,null,"Temperaturas","tipo de riel DBH","Despositivo",null,"Unidades-Imperial"]
[null,"Profund.",null,{"$f":"D3","v":"mm"},"La velocidad del ventilador en \"0\" tiene una emisión indicativa.","Pérdida de carga del agua"]
[]
[null,"Calefacción:",{"$nulls":4},"Enfriamiento:"]
[null,"Agua impulsión",null,null,{"$f":"B9","v":"Agua impulsión"},{"$nulls":3},{"$f":"D9","v":0}]
[null,"Agua retorno",null,{"$f":"D9","v":0},{"$f":"B10","v":"Agua retorno"},{"$nulls":3},{"$f":"D9","v":0}]
[null,"Ambiente (bulbo seco)",null,{"$f":"D9","v":0},{"$f":"B11","v":"Ambiente (bulbo seco)"},{"$nulls":3},{"$f":"D9","v":0}]
[]
[null,null,{"$f":"CONCATENATE(B8,\" \",C9,\"/\",C10,\"/\",C11)","v":"Calefacción: //"},null,{"$f":"CONCATENATE(G8,\" \",H9,\"/\",H10,\"/\",H11)","v":"Enfriamiento: //"},null,"Volumen de agua","Potencia eléctrica absorbida [W]","Presión sonora [dB(A)]****","Potencia sonora [dB(A)]****"]
[null,null,"Emisión calefacción","Caudal de agua, calefacción","Emisión sensible Frío",{"$f":"D14","v":"Caudal de agua, calefacción"}]
["Fans off (indicative value)"]
["EN16430","Velocidad del ventilador"]
[null,"Fan speed selection 2"]
[null,"Fan speed selection 3"]
[null," Voltaje control [V]"]
["*","La potencia de enfriamiento se calcula según la norma EN 16430 con ventiladores de todas las alturas."]
["**","Cuando el volumen de agua se da en galones, las unidades son específicamente galones imperiales."]
["***","Potencia sonora según ISO 3741: 2010, nivel de presión acústica con una amortiguación ambiental supuesta de 8 dB (A)."]

{"sheet":"SW","index":8,"n_rows":22,"n_cols":10,"rows_kept":22,"hidden":true,"merged":[[0,1,0,5],[8,4,8,6],[9,4,9,6],[10,4,10,6],[12,2,12,3],[12,4,12,5],[12,6,13,6],[12,7,13,7],[12,8,13,8],[12,9,13,9],[14,0,14,1],[15,0,17,0]]}
[null,"Selectiontool Strada Hybrid"]
[]
[null,"Längd",null,"mm","Inngangsskjema","Statisk modell","rel. Fuktighet","Unit","Kopiera all data"]
[null,"Höjd",null,{"$f":"D3","v":"mm"},"Storlek","Hybrid modell","Enhetssystem","DBH set","SI-enheter"]
[null,"Typ",null,null,"Temperaturer","DBH rail typ","Modell",null,"Imperiella-enheter"]
[null,"Djup",null,{"$f":"D3","v":"mm"},"Om fläktarna är avstängda är utgången ett indikationsvärde.","Tryckfall, vatten"]
[]
[null,"Värme:",{"$nulls":4},"Kyla:"]
[null,"Tillopp",null,null,{"$f":"B9","v":"Tillopp"},{"$nulls":3},{"$f":"D9","v":0}]
[null,"Retur",null,0,{"$f":"B10","v":"Retur"},{"$nulls":3},{"$f":"D9","v":0}]
[null,"Rum (torr)",null,0,{"$f":"B11","v":"Rum (torr)"},{"$nulls":3},{"$f":"D9","v":0}]
[]
[null,null,{"$f":"CONCATENATE(B8,\" \",C9,\"/\",C10,\"/\",C11)","v":"Värme: //"},null,{"$f":"CONCATENATE(G8,\" \",H9,\"/\",H10,\"/\",H11)","v":"Kyla: //"},null,"Vattenvolym","Effektförbrukning [W]","Ljudtryck [dB(A)]****","Ljudeffekt [dB(A)]****"]
[null,null,"Effekt","Vattenflöde","Kyleffekt",{"$f":"D14","v":"Vattenflöde"}]
["Fans off (indicative value)"]
["EN16430","Fläkthastighet"]
[null,"Fan speed selection 2"]
[null,"Fan speed selection 3"]
[null,"Spänning, Fläkt [V]"]
["*","Kyleffekt är beräknad enligt EN16430 med fläktar blåsandes i riktning uppåt för alla höjder"]
["**","När vattenvolymen är given i gallon avser det Imperiella gallon."]
["***","Ljudeffekt enligt ISO 3741:2010 ljudtryck med antagen ljudreduktion från rummet på 8 dB(A)"]

{"sheet":"TS","index":9,"n_rows":22,"n_cols":10,"rows_kept":22,"hidden":true,"merged":[[0,1,0,5],[8,4,8,6],[9,4,9,6],[10,4,10,6],[12,2,12,3],[12,4,12,5],[12,6,13,6],[12,7,13,7],[12,8,13,8],[12,9,13,9],[14,0,14,1],[15,0,17,0]]}
[null,"Selectiontool Strada Hybrid"]
[]
[null,"Délka",null,"mm","Formulary","Statická jednotka","Relativní vlhkost","Jednotka","Kopírovat všechna data"]
[null,"Výška",null,{"$f":"D3","v":"mm"},"Verze","Hybridní jednotka","Převod jednotek","DBH sada","Mezinárodní (Sl)"]
[null,"Typ",null,null,"Teploty","DBH rail type","Device",null,"Imperiální"]
[null,"Hloubka",null,{"$f":"D3","v":"mm"},"Pokud jsou ventilátory vypnuté, je výkon pouze orientační.","Tlaková ztráta"]
[]
[null,"Topení:",{"$nulls":4},"Chlazení:"]
[null,"Voda na přívodu",null,null,{"$f":"B9","v":"Voda na přívodu"},{"$nulls":3},{"$f":"D9","v":0}]
[null,"Voda na zpátečce",null,{"$f":"D9","v":0},{"$f":"B10","v":"Voda na zpátečce"},{"$nulls":3},{"$f":"D9","v":0}]
[null,"\"Suchá\" teplota vzduchu",null,{"$f":"D9","v":0},{"$f":"B11","v":"\"Suchá\" teplota vzduchu"},{"$nulls":3},{"$f":"D9","v":0}]
[]
[null,null,{"$f":"CONCATENATE(B8,\" \",C9,\"/\",C10,\"/\",C11)","v":"Topení: //"},null,{"$f":"CONCATENATE(G8,\" \",H9,\"/\",H10,\"/\",H11)","v":"Chlazení: //"},null,"Objem vody","Elektrický výkon [W]","Akustický tlak [dB(A)]****","Akustický výkon [dB(A)]****"]
[null,null,"Výkon Topení","Průtok vody","Výkon Chlazení","Průtok vody"]
["Fans off (indicative value)"]
["EN16430","Rychlost otáček ventilátoru"]
[null,"Fan speed selection 2"]
[null,"Fan speed selection 3"]
[null,"Napětí ventilárotu [V]"]
["*","Chladicí výkon vypočítán podle EN 16430  s ventilátory, které u všech typů - výšek foukají nahoru."]
["**","Když je objem vody uveden v galonech, jednotky jsou konkrétně imperiální galony. "]
["***","Akustický výkon podle ISO 3741: 2010, hladina akustického tlaku s předpokládaným útlumem místnosti o 8 dB (A)."]

{"sheet":"ExtraTaal1","index":10,"n_rows":22,"n_cols":10,"rows_kept":22,"hidden":true,"merged":[[0,1,0,5],[8,4,8,6],[9,4,9,6],[10,4,10,6],[12,2,12,3],[12,4,12,5],[12,6,13,6],[12,7,13,7],[12,8,13,8],[12,9,13,9],[14,0,14,1],[15,0,17,0]]}
[null,"Selectiontool Strada Hybrid"]
[]
[null,"Length",null,"mm","Formulary","Static device","rel. humid.","Unit","Copy all data"]
[null,"Heigth",null,{"$f":"D3","v":"mm"},"Version","Hybrid device","Unit conversion","DBH set","SI-units"]
[null,"Type",null,null,"Temperatures","DBH rail type","Device",null,"Imperial-units"]
[null,"Depth",null,{"$f":"D3","v":"mm"},"If the fans are switched off, the output is an indicative value.","Water side pressure loss "]
[]
[null,"Heating:",{"$nulls":4},"Cooling:"]
[null,"Supply water",null,null,{"$f":"B9","v":"Supply water"},{"$nulls":3},{"$f":"D9","v":0}]
[null,"Return water",null,{"$f":"D9","v":0},{"$f":"B10","v":"Return water"},{"$nulls":3},{"$f":"D9","v":0}]
[null,"Entering air (dry bulb)",null,{"$f":"D9","v":0},{"$f":"B11","v":"Entering air (dry bulb)"},{"$nulls":3},{"$f":"D9","v":0}]
[]
[null,null,{"$f":"CONCATENATE(B8,\" \",C9,\"/\",C10,\"/\",C11)","v":"Heating: //"},null,{"$f":"CONCATENATE(G8,\" \",H9,\"/\",H10,\"/\",H11)","v":"Cooling: //"},null,"Water volume","Electrical consumption [W]","Sound pressure level [dB(A)]****","Sound power [dB(A)]****"]
[null,null,"Heating capacity","Water flow","Cooling capacity",{"$f":"D14","v":"Water flow"}]
["Fans off (indicative value)"]
["EN16430","Fan speed"]
[null,"Fan speed selection 2"]
[null,"Fan speed selection 3"]
[null,"Fan voltage [V]"]
["*","Cooling power is calcullated according EN16430 with fans blowing up for all heights."]
["**","When the water volume is given in gallons, the units are specifically imperial gallons."]
["***","Soundpower according to ISO 3741:2010, sound pressure level with assumed room damping of 8 dB(A)."]

{"sheet":"ExtraTaal2","index":11,"n_rows":22,"n_cols":10,"rows_kept":22,"hidden":true,"merged":[[0,1,0,5],[8,4,8,6],[9,4,9,6],[10,4,10,6],[12,2,12,3],[12,4,12,5],[12,6,13,6],[12,7,13,7],[12,8,13,8],[12,9,13,9],[14,0,14,1],[15,0,17,0]]}
[null,"Selectiontool Strada Hybrid"]
[]
[null,"Length",null,"mm","Formulary","Static device","rel. humid.","Unit","Copy all data"]
[null,"Heigth",null,{"$f":"D3","v":"mm"},"Version","Hybrid device","Unit conversion","DBH set","SI-units"]
[null,"Type",null,null,"Temperatures","DBH rail type","Device",null,"Imperial-units"]
[null,"Depth",null,{"$f":"D3","v":"mm"},"If the fans are switched off, the output is an indicative value.","Water side pressure loss "]
[]
[null,"Heating:",{"$nulls":4},"Cooling:"]
[null,"Supply water",null,null,{"$f":"B9","v":"Supply water"},{"$nulls":3},{"$f":"D9","v":0}]
[null,"Return water",null,{"$f":"D9","v":0},{"$f":"B10","v":"Return water"},{"$nulls":3},{"$f":"D9","v":0}]
[null,"Entering air (dry bulb)",null,{"$f":"D9","v":0},{"$f":"B11","v":"Entering air (dry bulb)"},{"$nulls":3},{"$f":"D9","v":0}]
[]
[null,null,{"$f":"CONCATENATE(B8,\" \",C9,\"/\",C10,\"/\",C11)","v":"Heating: //"},null,{"$f":"CONCATENATE(G8,\" \",H9,\"/\",H10,\"/\",H11)","v":"Cooling: //"},null,"Water volume","Electrical consumption [W]","Sound pressure level [dB(A)]****","Sound power [dB(A)]****"]
[null,null,"Heating capacity","Water flow","Cooling capacity",{"$f":"D14","v":"Water flow"}]
["Fans off (indicative value)"]
["EN16430","Fan speed"]
[null,"Fan speed selection 2"]
[null,"Fan speed selection 3"]
[null,"Fan voltage [V]"]
["*","Cooling power is calcullated according EN16430 with fans blowing up for all heights."]
["**","When the water volume is given in gallons, the units are specifically imperial gallons."]
["***","Soundpower according to ISO 3741:2010, sound pressure level with assumed room damping of 8 dB(A)."]

{"sheet":"ExtraTaal3","index":12,"n_rows":22,"n_cols":10,"rows_kept":22,"hidden":true,"merged":[[0,1,0,5],[8,4,8,6],[9,4,9,6],[10,4,10,6],[12,2,12,3],[12,4,12,5],[12,6,13,6],[12,7,13,7],[12,8,13,8],[12,9,13,9],[14,0,14,1],[15,0,17,0]]}
[null,"Selectiontool Strada Hybrid"]
[]
[null,"Length",null,"mm","Formulary","Static device","rel. humid.","Unit","Copy all data"]
[null,"Heigth",null,{"$f":"D3","v":"mm"},"Version","Hybrid device","Unit conversion","DBH set","SI-units"]
[null,"Type",null,null,"Temperatures","DBH rail type","Device",null,"Imperial-units"]
[null,"Depth",null,{"$f":"D3","v":"mm"},"If the fans are switched off, the output is an indicative value.","Water side pressure loss "]
[]
[null,"Heating:",{"$nulls":4},"Cooling:"]
[null,"Supply water",null,null,{"$f":"B9","v":"Supply water"},{"$nulls":3},{"$f":"D9","v":0}]
[null,"Return water",null,{"$f":"D9","v":0},{"$f":"B10","v":"Return water"},{"$nulls":3},{"$f":"D9","v":0}]
[null,"Entering air (dry bulb)",null,{"$f":"D9","v":0},{"$f":"B11","v":"Entering air (dry bulb)"},{"$nulls":3},{"$f":"D9","v":0}]
[]
[null,null,{"$f":"CONCATENATE(B8,\" \",C9,\"/\",C10,\"/\",C11)","v":"Heating: //"},null,{"$f":"CONCATENATE(G8,\" \",H9,\"/\",H10,\"/\",H11)","v":"Cooling: //"},null,"Water volume","Electrical consumption [W]","Sound pressure level [dB(A)]****","Sound power [dB(A)]****"]
[null,null,"Heating capacity","Water flow","Cooling capacity",{"$f":"D14","v":"Water flow"}]
["Fans off (indicative value)"]
["EN16430","Fan speed"]
[null,"Fan speed selection 2"]
[null,"Fan speed selection 3"]
[null,"Fan voltage [V]"]
["*","Cooling power is calcullated according EN16430 with fans blowing up for all heights."]
["**","When the water volume is given in gallons, the units are specifically imperial gallons."]
["***","Soundpower according to ISO 3741:2010, sound pressure level with assumed room damping of 8 dB(A)."]